## Menu
Tabela de Preços
GEWISS Julho 2026
(Em vigor a partir de 1 de julho de 2026)
,
Lista completa
Orçamento
Procura por referências
Grupo Desconto

## Orçamento
Empresa:
Direção
Código Postal
Tel.:
E-mail:
A: |  |  | Data:
Atn: |  |  | N/Ref:
Nº Páginas |  |  | Protocolo
Assunto
POS. | RFERÊNCIA | DESIGNAÇÃO | QUANT. | PVP | Quant. em PVP | Total PVP | PREÇO LÍQUIDO | TOTAL LÍQUIDO | Desc. % | Extra1 | Extra2 | GrupoDto
|  |  | TOTAL |  | 0 |  | 0

## Procura
Insira o código GEWISS para obter os dados (sem espaços p.ex. GW20265)
| Referência | Designação | PVP 07/2026 | Mult. | Emb.Peq. | Emb.Gr. | UM | EAN 13 | Código Intrastat
>>>>>

## Lista
Referência | Designação curta | P.V.P. 07/2026 | Mult. | Emb. Pequena | Emb. Grande | UM | EAN 13 | Código Intrastat | Grupo Desconto | BU Catalog | Código Catálogo | Catálogo | Código Grupo | Grupo | Código Familia | Familia | Código Subfamilia | Subfamilia
DX10016R | TUBO LIGERO CORRUGADO FK9/16MM.GR | 58.5 | 100 | 100 | 6400 | M | 8034035089275 | 39172310 | 5PS00 | Installation | 5PS | INSTALLATION PASS | 5PS45G | TUBERÍA | 5PS45G57F | 15-20 TK TUBO CORRUG | 5PS45G57FA53 | FK9
DX10020R | TUBO LIGERO CORRUGADO FK9/20MM.GR | 80.5 | 100 | 100 | 5200 | M | 8034035089343 | 39172310 | 5PS00 | Installation | 5PS | INSTALLATION PASS | 5PS45G | TUBERÍA | 5PS45G57F | 15-20 TK TUBO CORRUG | 5PS45G57FA53 | FK9
DX10025R | TUBO LIGERO CORRUGADO FK9/25MM.GR | 115 | 100 | 75 | 3300 | M | 8034035089350 | 39172310 | 5PS00 | Installation | 5PS | INSTALLATION PASS | 5PS45G | TUBERÍA | 5PS45G57F | 15-20 TK TUBO CORRUG | 5PS45G57FA53 | FK9
DX10032R | TUBO LIGERO CORRUGADO FK9/32MM.GR | 182.5 | 100 | 50 | 1800 | M | 8034035089206 | 39172310 | 5PS00 | Installation | 5PS | INSTALLATION PASS | 5PS45G | TUBERÍA | 5PS45G57F | 15-20 TK TUBO CORRUG | 5PS45G57FA53 | FK9
DX10040R | TUBO LIGERO CORRUGADO FK9/40MM.GR | 254 | 100 | 25 | 1100 | M | 8034035089244 | 39172310 | 5PS00 | Installation | 5PS | INSTALLATION PASS | 5PS45G | TUBERÍA | 5PS45G57F | 15-20 TK TUBO CORRUG | 5PS45G57FA53 | FK9
DX10050R | TUBO LIGERO CORRUGADO FK9/50MM.GR | 358 | 100 | 25 | 400 | M | 8034035089268 | 39172310 | 5PS00 | Installation | 5PS | INSTALLATION PASS | 5PS45G | TUBERÍA | 5PS45G57F | 15-20 TK TUBO CORRUG | 5PS45G57FA53 | FK9
DX10116R | TUBO LIGERO CORRUGADO FK9/16MM.GR.C/GUIA | 65 | 100 | 100 | 6400 | M | 8034035089282 | 39172310 | 5PS00 | Installation | 5PS | INSTALLATION PASS | 5PS45G | TUBERÍA | 5PS45G57F | 15-20 TK TUBO CORRUG | 5PS45G57FA53 | FK9
DX10120R | TUBO LIGERO CORRUGADO FK9/20MM.GR.C/GUIA | 86.5 | 100 | 100 | 5200 | M | 8034035089367 | 39172310 | 5PS00 | Installation | 5PS | INSTALLATION PASS | 5PS45G | TUBERÍA | 5PS45G57F | 15-20 TK TUBO CORRUG | 5PS45G57FA53 | FK9
DX10125R | TUBO LIGERO CORRUGADO FK9/25MM.GR.C/GUIA | 120 | 100 | 75 | 3300 | M | 8034035089374 | 39172310 | 5PS00 | Installation | 5PS | INSTALLATION PASS | 5PS45G | TUBERÍA | 5PS45G57F | 15-20 TK TUBO CORRUG | 5PS45G57FA53 | FK9
DX10132R | TUBO LIGERO CORRUGADO FK9/32MM.GR.C/GUIA | 188.5 | 100 | 50 | 1800 | M | 8034035089527 | 39172310 | 5PS00 | Installation | 5PS | INSTALLATION PASS | 5PS45G | TUBERÍA | 5PS45G57F | 15-20 TK TUBO CORRUG | 5PS45G57FA53 | FK9
DX10140R | TUBO LIGERO CORRUGADO FK9/40MM.GR.C/GUIA | 294.5 | 100 | 25 | 500 | M | 8034035089251 | 39172310 | 5PS00 | Installation | 5PS | INSTALLATION PASS | 5PS45G | TUBERÍA | 5PS45G57F | 15-20 TK TUBO CORRUG | 5PS45G57FA53 | FK9
DX10150R | TUBO LIGERO CORRUGADO FK9/50MM.GR.C/GUIA | 410.5 | 100 | 25 | 400 | M | 8034035089572 | 39172310 | 5PS00 | Installation | 5PS | INSTALLATION PASS | 5PS45G | TUBERÍA | 5PS45G57F | 15-20 TK TUBO CORRUG | 5PS45G57FA53 | FK9
DX15016R | TUBO CORRUGADO FK15/16MM.NG | 71.5 | 100 | 100 | 6400 | M | 8034035042119 | 39172310 | 5PS00 | Installation | 5PS | INSTALLATION PASS | 5PS45G | TUBERÍA | 5PS45G57F | 15-20 TK TUBO CORRUG | 5PS45G57FA55 | FK15
DX15020R | TUBO CORRUGADO FK15/20MM.NG | 98.5 | 100 | 100 | 5200 | M | 8034035042126 | 39172310 | 5PS00 | Installation | 5PS | INSTALLATION PASS | 5PS45G | TUBERÍA | 5PS45G57F | 15-20 TK TUBO CORRUG | 5PS45G57FA55 | FK15
DX15020X | TUBO CORRUGADO FKCO/20MM.NG | 121 | 100 | 100 | 5200 | M | 8034035021503 | 39172310 | 5PS00 | Installation | 5PS | INSTALLATION PASS | 5PS45G | TUBERÍA | 5PS45G57F | 15-20 TK TUBO CORRUG | 5PS45G57FA56 | FKCO RANGE
DX15025R | TUBO CORRUGADO FK15/25MM.NG | 140.5 | 100 | 75 | 3300 | M | 8034035042133 | 39172310 | 5PS00 | Installation | 5PS | INSTALLATION PASS | 5PS45G | TUBERÍA | 5PS45G57F | 15-20 TK TUBO CORRUG | 5PS45G57FA55 | FK15
DX15025X | TUBO CORRUGADO FKCO/25MM.NG | 174.5 | 100 | 75 | 3300 | M | 8034035021510 | 39172310 | 5PS00 | Installation | 5PS | INSTALLATION PASS | 5PS45G | TUBERÍA | 5PS45G57F | 15-20 TK TUBO CORRUG | 5PS45G57FA56 | FKCO RANGE
DX15032R | TUBO CORRUGADO FK15/32MM.NG | 221 | 100 | 50 | 1800 | M | 8034035042140 | 39172310 | 5PS00 | Installation | 5PS | INSTALLATION PASS | 5PS45G | TUBERÍA | 5PS45G57F | 15-20 TK TUBO CORRUG | 5PS45G57FA55 | FK15
DX15032X | TUBO CORRUGADO FKCO/32MM.NG | 272 | 100 | 50 | 1800 | M | 8034035021527 | 39172310 | 5PS00 | Installation | 5PS | INSTALLATION PASS | 5PS45G | TUBERÍA | 5PS45G57F | 15-20 TK TUBO CORRUG | 5PS45G57FA56 | FKCO RANGE
DX15040R | TUBO CORRUGADO FK15/40MM.NG | 307.5 | 100 | 25 | 1100 | M | 8034035042157 | 39172310 | 5PS00 | Installation | 5PS | INSTALLATION PASS | 5PS45G | TUBERÍA | 5PS45G57F | 15-20 TK TUBO CORRUG | 5PS45G57FA55 | FK15
DX15040X | TUBO CORRUGADO FKCO/40MM.NG | 380.5 | 100 | 25 | 500 | M | 8034035021534 | 39172310 | 5PS00 | Installation | 5PS | INSTALLATION PASS | 5PS45G | TUBERÍA | 5PS45G57F | 15-20 TK TUBO CORRUG | 5PS45G57FA56 | FKCO RANGE
DX15050R | TUBO CORRUGADO FK15/50MM.NG | 439.5 | 100 | 25 | 400 | M | 8034035042164 | 39172310 | 5PS00 | Installation | 5PS | INSTALLATION PASS | 5PS45G | TUBERÍA | 5PS45G57F | 15-20 TK TUBO CORRUG | 5PS45G57FA55 | FK15
DX15063R | TUBO CORRUGADO FK15/63MM.NG | 686 | 100 | 20 | 240 | M | 8034035042171 | 39172310 | 5PS00 | Installation | 5PS | INSTALLATION PASS | 5PS45G | TUBERÍA | 5PS45G57F | 15-20 TK TUBO CORRUG | 5PS45G57FA55 | FK15
DX15116R | TUBO CORRUGADO FK15/16MM.NG.C/GUIA | 79.5 | 100 | 100 | 6400 | M | 8034035042188 | 39172310 | 5PS00 | Installation | 5PS | INSTALLATION PASS | 5PS45G | TUBERÍA | 5PS45G57F | 15-20 TK TUBO CORRUG | 5PS45G57FA55 | FK15
DX15120R | TUBO CORRUGADO FK15/20MM.NG.C/GUIA | 106 | 100 | 100 | 5200 | M | 8034035042195 | 39172310 | 5PS00 | Installation | 5PS | INSTALLATION PASS | 5PS45G | TUBERÍA | 5PS45G57F | 15-20 TK TUBO CORRUG | 5PS45G57FA55 | FK15
DX15125R | TUBO CORRUGADO FK15/25MM.NG.C/GUIA | 148 | 100 | 75 | 3300 | M | 8034035042201 | 39172310 | 5PS00 | Installation | 5PS | INSTALLATION PASS | 5PS45G | TUBERÍA | 5PS45G57F | 15-20 TK TUBO CORRUG | 5PS45G57FA55 | FK15
DX15132R | TUBO CORRUGADO FK15/32MM.NG.C/GUIA | 228 | 100 | 50 | 1800 | M | 8034035042218 | 39172310 | 5PS00 | Installation | 5PS | INSTALLATION PASS | 5PS45G | TUBERÍA | 5PS45G57F | 15-20 TK TUBO CORRUG | 5PS45G57FA55 | FK15
DX15140R | TUBO CORRUGADO FK15/40MM.NG.C/GUIA | 357 | 100 | 25 | 500 | M | 8034035042225 | 39172310 | 5PS00 | Installation | 5PS | INSTALLATION PASS | 5PS45G | TUBERÍA | 5PS45G57F | 15-20 TK TUBO CORRUG | 5PS45G57FA55 | FK15
DX15150R | TUBO CORRUGADO FK15/50MM.NG.C/GUIA | 488.5 | 100 | 25 | 400 | M | 8034035042232 | 39172310 | 5PS00 | Installation | 5PS | INSTALLATION PASS | 5PS45G | TUBERÍA | 5PS45G57F | 15-20 TK TUBO CORRUG | 5PS45G57FA55 | FK15
DX15163R | TUBO CORRUGADO FK15/63MM.NG.C/GUIA | 694 | 100 | 20 | 240 | M | 8034035042249 | 39172310 | 5PS00 | Installation | 5PS | INSTALLATION PASS | 5PS45G | TUBERÍA | 5PS45G57F | 15-20 TK TUBO CORRUG | 5PS45G57FA55 | FK15
DX15216R | TUBO CORRUGADO FK15/16MM.VER | 71.5 | 100 | 100 | 2800 | M | 8034035042355 | 39172310 | 5PS00 | Installation | 5PS | INSTALLATION PASS | 5PS45G | TUBERÍA | 5PS45G57F | 15-20 TK TUBO CORRUG | 5PS45G57FA55 | FK15
DX15220R | TUBO CORRUGADO FK15/20MM.VER | 98.5 | 100 | 100 | 5200 | M | 8034035042362 | 39172310 | 5PS00 | Installation | 5PS | INSTALLATION PASS | 5PS45G | TUBERÍA | 5PS45G57F | 15-20 TK TUBO CORRUG | 5PS45G57FA55 | FK15
DX15220X | TUBO CORRUGADO FKCO/20MM.VER | 121 | 100 | 100 | 2400 | M | 8034035021541 | 39172310 | 5PS00 | Installation | 5PS | INSTALLATION PASS | 5PS45G | TUBERÍA | 5PS45G57F | 15-20 TK TUBO CORRUG | 5PS45G57FA56 | FKCO RANGE
DX15225R | TUBO CORRUGADO FK15/25MM.VER | 140.5 | 100 | 75 | 3300 | M | 8034035042379 | 39172310 | 5PS00 | Installation | 5PS | INSTALLATION PASS | 5PS45G | TUBERÍA | 5PS45G57F | 15-20 TK TUBO CORRUG | 5PS45G57FA55 | FK15
DX15225X | TUBO CORRUGADO FKCO/25MM.VER | 174.5 | 100 | 75 | 1500 | M | 8034035021558 | 39172310 | 5PS00 | Installation | 5PS | INSTALLATION PASS | 5PS45G | TUBERÍA | 5PS45G57F | 15-20 TK TUBO CORRUG | 5PS45G57FA56 | FKCO RANGE
DX15232R | TUBO CORRUGADO FK15/32MM.VER | 221 | 100 | 50 | 800 | M | 8034035042386 | 39172310 | 5PS00 | Installation | 5PS | INSTALLATION PASS | 5PS45G | TUBERÍA | 5PS45G57F | 15-20 TK TUBO CORRUG | 5PS45G57FA55 | FK15
DX15232X | TUBO CORRUGADO FKCO/32MM.VER | 272 | 100 | 50 | 800 | M | 8034035021565 | 39172310 | 5PS00 | Installation | 5PS | INSTALLATION PASS | 5PS45G | TUBERÍA | 5PS45G57F | 15-20 TK TUBO CORRUG | 5PS45G57FA56 | FKCO RANGE
DX15240R | TUBO CORRUGADO FK15/40MM.VER | 307.5 | 100 | 25 | 500 | M | 8034035042393 | 39172310 | 5PS00 | Installation | 5PS | INSTALLATION PASS | 5PS45G | TUBERÍA | 5PS45G57F | 15-20 TK TUBO CORRUG | 5PS45G57FA55 | FK15
DX15240X | TUBO CORRUGADO FKCO/40MM.VER | 380.5 | 100 | 25 | 500 | M | 8034035021572 | 39172310 | 5PS00 | Installation | 5PS | INSTALLATION PASS | 5PS45G | TUBERÍA | 5PS45G57F | 15-20 TK TUBO CORRUG | 5PS45G57FA56 | FKCO RANGE
DX15250R | TUBO CORRUGADO FK15/50MM.VER | 439.5 | 100 | 25 | 400 | M | 8034035042409 | 39172310 | 5PS00 | Installation | 5PS | INSTALLATION PASS | 5PS45G | TUBERÍA | 5PS45G57F | 15-20 TK TUBO CORRUG | 5PS45G57FA55 | FK15
DX15316R | TUBO CORRUGADO FK15/16MM.VER.C/GUIA | 79.5 | 100 | 100 | 2800 | M | 8034035042416 | 39172310 | 5PS00 | Installation | 5PS | INSTALLATION PASS | 5PS45G | TUBERÍA | 5PS45G57F | 15-20 TK TUBO CORRUG | 5PS45G57FA55 | FK15
DX15320R | TUBO CORRUGADO FK15/20MM.VER.C/GUIA | 106 | 100 | 100 | 2400 | M | 8034035042423 | 39172310 | 5PS00 | Installation | 5PS | INSTALLATION PASS | 5PS45G | TUBERÍA | 5PS45G57F | 15-20 TK TUBO CORRUG | 5PS45G57FA55 | FK15
DX15325R | TUBO CORRUGADO FK15/25MM.VER.C/GUIA | 148 | 100 | 75 | 1500 | M | 8034035042430 | 39172310 | 5PS00 | Installation | 5PS | INSTALLATION PASS | 5PS45G | TUBERÍA | 5PS45G57F | 15-20 TK TUBO CORRUG | 5PS45G57FA55 | FK15
DX15332R | TUBO CORRUGADO FK15/32MM.VER.C/GUIA | 228 | 100 | 50 | 800 | M | 8034035042447 | 39172310 | 5PS00 | Installation | 5PS | INSTALLATION PASS | 5PS45G | TUBERÍA | 5PS45G57F | 15-20 TK TUBO CORRUG | 5PS45G57FA55 | FK15
DX15416R | TUBO CORRUGADO FK15/16MM.AZ | 71.5 | 100 | 100 | 2800 | M | 8034035042454 | 39172310 | 5PS00 | Installation | 5PS | INSTALLATION PASS | 5PS45G | TUBERÍA | 5PS45G57F | 15-20 TK TUBO CORRUG | 5PS45G57FA55 | FK15
DX15420R | TUBO CORRUGADO FK15/20MM.AZ | 98.5 | 100 | 100 | 5200 | M | 8034035042461 | 39172310 | 5PS00 | Installation | 5PS | INSTALLATION PASS | 5PS45G | TUBERÍA | 5PS45G57F | 15-20 TK TUBO CORRUG | 5PS45G57FA55 | FK15
DX15420X | TUBO CORRUGADO FKCO/20MM.AZ | 121 | 100 | 100 | 2400 | M | 8034035021589 | 39172310 | 5PS00 | Installation | 5PS | INSTALLATION PASS | 5PS45G | TUBERÍA | 5PS45G57F | 15-20 TK TUBO CORRUG | 5PS45G57FA56 | FKCO RANGE
DX15425R | TUBO CORRUGADO FK15/25MM.AZ | 140.5 | 100 | 75 | 3300 | M | 8034035042478 | 39172310 | 5PS00 | Installation | 5PS | INSTALLATION PASS | 5PS45G | TUBERÍA | 5PS45G57F | 15-20 TK TUBO CORRUG | 5PS45G57FA55 | FK15
DX15425X | TUBO CORRUGADO FKCO/25MM.AZ | 174.5 | 100 | 75 | 1500 | M | 8034035021596 | 39172310 | 5PS00 | Installation | 5PS | INSTALLATION PASS | 5PS45G | TUBERÍA | 5PS45G57F | 15-20 TK TUBO CORRUG | 5PS45G57FA56 | FKCO RANGE
DX15432R | TUBO CORRUGADO FK15/32MM.AZ | 221 | 100 | 50 | 800 | M | 8034035042485 | 39172310 | 5PS00 | Installation | 5PS | INSTALLATION PASS | 5PS45G | TUBERÍA | 5PS45G57F | 15-20 TK TUBO CORRUG | 5PS45G57FA55 | FK15
DX15432X | TUBO CORRUGADO FKCO/32MM.AZ | 272 | 100 | 50 | 800 | M | 8034035021602 | 39172310 | 5PS00 | Installation | 5PS | INSTALLATION PASS | 5PS45G | TUBERÍA | 5PS45G57F | 15-20 TK TUBO CORRUG | 5PS45G57FA56 | FKCO RANGE
DX15440R | TUBO CORRUGADO FK15/40MM.AZ | 307.5 | 100 | 25 | 500 | M | 8034035042492 | 39172310 | 5PS00 | Installation | 5PS | INSTALLATION PASS | 5PS45G | TUBERÍA | 5PS45G57F | 15-20 TK TUBO CORRUG | 5PS45G57FA55 | FK15
DX15440X | TUBO CORRUGADO FKCO/40MM.AZ | 380.5 | 100 | 25 | 500 | M | 8034035021619 | 39172310 | 5PS00 | Installation | 5PS | INSTALLATION PASS | 5PS45G | TUBERÍA | 5PS45G57F | 15-20 TK TUBO CORRUG | 5PS45G57FA56 | FKCO RANGE
DX15450R | TUBO CORRUGADO FK15/50MM.AZ | 439.5 | 100 | 25 | 400 | M | 8034035042508 | 39172310 | 5PS00 | Installation | 5PS | INSTALLATION PASS | 5PS45G | TUBERÍA | 5PS45G57F | 15-20 TK TUBO CORRUG | 5PS45G57FA55 | FK15
DX15516R | TUBO CORRUGADO FK15/16MM.AZ.C/GUIA | 79.5 | 100 | 100 | 2800 | M | 8034035042515 | 39172310 | 5PS00 | Installation | 5PS | INSTALLATION PASS | 5PS45G | TUBERÍA | 5PS45G57F | 15-20 TK TUBO CORRUG | 5PS45G57FA55 | FK15
DX15520R | TUBO CORRUGADO FK15/20MM.AZ.C/GUIA | 106 | 100 | 100 | 2400 | M | 8034035042522 | 39172310 | 5PS00 | Installation | 5PS | INSTALLATION PASS | 5PS45G | TUBERÍA | 5PS45G57F | 15-20 TK TUBO CORRUG | 5PS45G57FA55 | FK15
DX15525R | TUBO CORRUGADO FK15/25MM.AZ.C/GUIA | 148 | 100 | 75 | 1500 | M | 8034035042539 | 39172310 | 5PS00 | Installation | 5PS | INSTALLATION PASS | 5PS45G | TUBERÍA | 5PS45G57F | 15-20 TK TUBO CORRUG | 5PS45G57FA55 | FK15
DX15532R | TUBO CORRUGADO FK15/32MM.AZ.C/GUIA | 228 | 100 | 50 | 800 | M | 8034035042546 | 39172310 | 5PS00 | Installation | 5PS | INSTALLATION PASS | 5PS45G | TUBERÍA | 5PS45G57F | 15-20 TK TUBO CORRUG | 5PS45G57FA55 | FK15
DX15616R | TUBO CORRUGADO FK15/16MM.MA | 71.5 | 100 | 100 | 2800 | M | 8034035042553 | 39172310 | 5PS00 | Installation | 5PS | INSTALLATION PASS | 5PS45G | TUBERÍA | 5PS45G57F | 15-20 TK TUBO CORRUG | 5PS45G57FA55 | FK15
DX15620R | TUBO CORRUGADO FK15/20MM.MA | 98.5 | 100 | 100 | 2400 | M | 8034035042560 | 39172310 | 5PS00 | Installation | 5PS | INSTALLATION PASS | 5PS45G | TUBERÍA | 5PS45G57F | 15-20 TK TUBO CORRUG | 5PS45G57FA55 | FK15
DX15620X | TUBO CORRUGADO FKCO/20MM.MA | 121 | 100 | 100 | 2400 | M | 8034035021626 | 39172310 | 5PS00 | Installation | 5PS | INSTALLATION PASS | 5PS45G | TUBERÍA | 5PS45G57F | 15-20 TK TUBO CORRUG | 5PS45G57FA56 | FKCO RANGE
DX15625R | TUBO CORRUGADO FK15/25MM.MA | 140.5 | 100 | 75 | 1500 | M | 8034035042577 | 39172310 | 5PS00 | Installation | 5PS | INSTALLATION PASS | 5PS45G | TUBERÍA | 5PS45G57F | 15-20 TK TUBO CORRUG | 5PS45G57FA55 | FK15
DX15625X | TUBO CORRUGADO FKCO/25MM.MA | 174.5 | 100 | 75 | 1500 | M | 8034035021633 | 39172310 | 5PS00 | Installation | 5PS | INSTALLATION PASS | 5PS45G | TUBERÍA | 5PS45G57F | 15-20 TK TUBO CORRUG | 5PS45G57FA56 | FKCO RANGE
DX15632R | TUBO CORRUGADO FK15/32MM.MA | 221 | 100 | 50 | 800 | M | 8034035042584 | 39172310 | 5PS00 | Installation | 5PS | INSTALLATION PASS | 5PS45G | TUBERÍA | 5PS45G57F | 15-20 TK TUBO CORRUG | 5PS45G57FA55 | FK15
DX15632X | TUBO CORRUGADO FKCO/32MM.MA | 272 | 100 | 50 | 800 | M | 8034035021640 | 39172310 | 5PS00 | Installation | 5PS | INSTALLATION PASS | 5PS45G | TUBERÍA | 5PS45G57F | 15-20 TK TUBO CORRUG | 5PS45G57FA56 | FKCO RANGE
DX15640R | TUBO CORRUGADO FK15/40MM.MA | 307.5 | 100 | 25 | 500 | M | 8034035042591 | 39172310 | 5PS00 | Installation | 5PS | INSTALLATION PASS | 5PS45G | TUBERÍA | 5PS45G57F | 15-20 TK TUBO CORRUG | 5PS45G57FA55 | FK15
DX15640X | TUBO CORRUGADO FKCO/40MM.MA | 380.5 | 100 | 25 | 500 | M | 8034035021657 | 39172310 | 5PS00 | Installation | 5PS | INSTALLATION PASS | 5PS45G | TUBERÍA | 5PS45G57F | 15-20 TK TUBO CORRUG | 5PS45G57FA56 | FKCO RANGE
DX15650R | TUBO CORRUGADO FK15/50MM.MA | 439.5 | 100 | 25 | 400 | M | 8034035042607 | 39172310 | 5PS00 | Installation | 5PS | INSTALLATION PASS | 5PS45G | TUBERÍA | 5PS45G57F | 15-20 TK TUBO CORRUG | 5PS45G57FA55 | FK15
DX15716R | TUBO CORRUGADO FK15/16MM.MA.C/GUIA | 79.5 | 100 | 100 | 2800 | M | 8034035042614 | 39172310 | 5PS00 | Installation | 5PS | INSTALLATION PASS | 5PS45G | TUBERÍA | 5PS45G57F | 15-20 TK TUBO CORRUG | 5PS45G57FA55 | FK15
DX15720R | TUBO CORRUGADO FK15/20MM.MA.C/GUIA | 106 | 100 | 100 | 2400 | M | 8034035042621 | 39172310 | 5PS00 | Installation | 5PS | INSTALLATION PASS | 5PS45G | TUBERÍA | 5PS45G57F | 15-20 TK TUBO CORRUG | 5PS45G57FA55 | FK15
DX15725R | TUBO CORRUGADO FK15/25MM.MA.C/GUIA | 148 | 100 | 75 | 1500 | M | 8034035042638 | 39172310 | 5PS00 | Installation | 5PS | INSTALLATION PASS | 5PS45G | TUBERÍA | 5PS45G57F | 15-20 TK TUBO CORRUG | 5PS45G57FA55 | FK15
DX15732R | TUBO CORRUGADO FK15/32MM.MA.C/GUIA | 228 | 100 | 50 | 800 | M | 8034035042645 | 39172310 | 5PS00 | Installation | 5PS | INSTALLATION PASS | 5PS45G | TUBERÍA | 5PS45G57F | 15-20 TK TUBO CORRUG | 5PS45G57FA55 | FK15
DX15816R | TUBO CORRUGADO FK15/16MM.MO | 71.5 | 100 | 100 | 2800 | M | 8034035042652 | 39172310 | 5PS00 | Installation | 5PS | INSTALLATION PASS | 5PS45G | TUBERÍA | 5PS45G57F | 15-20 TK TUBO CORRUG | 5PS45G57FA55 | FK15
DX15820R | TUBO CORRUGADO FK15/20MM.MO | 98.5 | 100 | 100 | 2400 | M | 8034035042669 | 39172310 | 5PS00 | Installation | 5PS | INSTALLATION PASS | 5PS45G | TUBERÍA | 5PS45G57F | 15-20 TK TUBO CORRUG | 5PS45G57FA55 | FK15
DX15820X | TUBO CORRUGADO FKCO/20MM.MO | 121 | 100 | 100 | 5200 | M | 8034035021664 | 39172310 | 5PS00 | Installation | 5PS | INSTALLATION PASS | 5PS45G | TUBERÍA | 5PS45G57F | 15-20 TK TUBO CORRUG | 5PS45G57FA56 | FKCO RANGE
DX15825R | TUBO CORRUGADO FK15/25MM.MO | 140.5 | 100 | 75 | 1500 | M | 8034035042676 | 39172310 | 5PS00 | Installation | 5PS | INSTALLATION PASS | 5PS45G | TUBERÍA | 5PS45G57F | 15-20 TK TUBO CORRUG | 5PS45G57FA55 | FK15
DX15825X | TUBO CORRUGADO FKCO/25MM.MO | 174.5 | 100 | 75 | 3300 | M | 8034035021671 | 39172310 | 5PS00 | Installation | 5PS | INSTALLATION PASS | 5PS45G | TUBERÍA | 5PS45G57F | 15-20 TK TUBO CORRUG | 5PS45G57FA56 | FKCO RANGE
DX15832R | TUBO CORRUGADO FK15/32MM.MO | 221 | 100 | 50 | 800 | M | 8034035042683 | 39172310 | 5PS00 | Installation | 5PS | INSTALLATION PASS | 5PS45G | TUBERÍA | 5PS45G57F | 15-20 TK TUBO CORRUG | 5PS45G57FA55 | FK15
DX15832X | TUBO CORRUGADO FKCO/32MM.MO | 272 | 100 | 50 | 1800 | M | 8034035021688 | 39172310 | 5PS00 | Installation | 5PS | INSTALLATION PASS | 5PS45G | TUBERÍA | 5PS45G57F | 15-20 TK TUBO CORRUG | 5PS45G57FA56 | FKCO RANGE
DX15840R | TUBO CORRUGADO FK15/40MM.MO | 307.5 | 100 | 25 | 500 | M | 8034035042690 | 39172310 | 5PS00 | Installation | 5PS | INSTALLATION PASS | 5PS45G | TUBERÍA | 5PS45G57F | 15-20 TK TUBO CORRUG | 5PS45G57FA55 | FK15
DX15840X | TUBO CORRUGADO FKCO/40MM.MO | 380.5 | 100 | 25 | 500 | M | 8034035021695 | 39172310 | 5PS00 | Installation | 5PS | INSTALLATION PASS | 5PS45G | TUBERÍA | 5PS45G57F | 15-20 TK TUBO CORRUG | 5PS45G57FA56 | FKCO RANGE
DX15850R | TUBO CORRUGADO FK15/50MM.MO | 439.5 | 100 | 25 | 400 | M | 8034035042706 | 39172310 | 5PS00 | Installation | 5PS | INSTALLATION PASS | 5PS45G | TUBERÍA | 5PS45G57F | 15-20 TK TUBO CORRUG | 5PS45G57FA55 | FK15
DX15916R | TUBO CORRUGADO FK15/16MM.MO.C/GUIA | 79.5 | 100 | 100 | 2800 | M | 8034035042713 | 39172310 | 5PS00 | Installation | 5PS | INSTALLATION PASS | 5PS45G | TUBERÍA | 5PS45G57F | 15-20 TK TUBO CORRUG | 5PS45G57FA55 | FK15
DX15920R | TUBO CORRUGADO FK15/20MM.MO.C/GUIA | 106 | 100 | 100 | 2400 | M | 8034035042720 | 39172310 | 5PS00 | Installation | 5PS | INSTALLATION PASS | 5PS45G | TUBERÍA | 5PS45G57F | 15-20 TK TUBO CORRUG | 5PS45G57FA55 | FK15
DX15925R | TUBO CORRUGADO FK15/25MM.MO.C/GUIA | 148 | 100 | 75 | 1500 | M | 8034035042737 | 39172310 | 5PS00 | Installation | 5PS | INSTALLATION PASS | 5PS45G | TUBERÍA | 5PS45G57F | 15-20 TK TUBO CORRUG | 5PS45G57FA55 | FK15
DX15932R | TUBO CORRUGADO FK15/32MM.MO.C/GUIA | 228 | 100 | 50 | 800 | M | 8034035042744 | 39172310 | 5PS00 | Installation | 5PS | INSTALLATION PASS | 5PS45G | TUBERÍA | 5PS45G57F | 15-20 TK TUBO CORRUG | 5PS45G57FA55 | FK15
DX16216R | TUBO CORRUGADO FK15/16MM.BL | 71.5 | 100 | 100 | 2800 | M | 8034035042256 | 39172310 | 5PS00 | Installation | 5PS | INSTALLATION PASS | 5PS45G | TUBERÍA | 5PS45G57F | 15-20 TK TUBO CORRUG | 5PS45G57FA55 | FK15
DX16220R | TUBO CORRUGADO FK15/20MM.BL | 98.5 | 100 | 100 | 2400 | M | 8034035042263 | 39172310 | 5PS00 | Installation | 5PS | INSTALLATION PASS | 5PS45G | TUBERÍA | 5PS45G57F | 15-20 TK TUBO CORRUG | 5PS45G57FA55 | FK15
DX16220X | TUBO CORRUGADO FKCO/20MM.BL | 121 | 100 | 100 | 2400 | M | 8034035021701 | 39172310 | 5PS00 | Installation | 5PS | INSTALLATION PASS | 5PS45G | TUBERÍA | 5PS45G57F | 15-20 TK TUBO CORRUG | 5PS45G57FA56 | FKCO RANGE
DX16225R | TUBO CORRUGADO FK15/25MM.BL | 140.5 | 100 | 75 | 1500 | M | 8034035042270 | 39172310 | 5PS00 | Installation | 5PS | INSTALLATION PASS | 5PS45G | TUBERÍA | 5PS45G57F | 15-20 TK TUBO CORRUG | 5PS45G57FA55 | FK15
DX16225X | TUBO CORRUGADO FKCO/25MM.BL | 174.5 | 100 | 75 | 1500 | M | 8034035021718 | 39172310 | 5PS00 | Installation | 5PS | INSTALLATION PASS | 5PS45G | TUBERÍA | 5PS45G57F | 15-20 TK TUBO CORRUG | 5PS45G57FA56 | FKCO RANGE
DX16232R | TUBO CORRUGADO FK15/32MM.BL | 221 | 100 | 50 | 800 | M | 8034035042287 | 39172310 | 5PS00 | Installation | 5PS | INSTALLATION PASS | 5PS45G | TUBERÍA | 5PS45G57F | 15-20 TK TUBO CORRUG | 5PS45G57FA55 | FK15
DX16232X | TUBO CORRUGADO FKCO/32MM.BL | 272 | 100 | 50 | 800 | M | 8034035021725 | 39172310 | 5PS00 | Installation | 5PS | INSTALLATION PASS | 5PS45G | TUBERÍA | 5PS45G57F | 15-20 TK TUBO CORRUG | 5PS45G57FA56 | FKCO RANGE
DX16240R | TUBO CORRUGADO FK15/40MM.BL | 307.5 | 100 | 25 | 500 | M | 8034035042294 | 39172310 | 5PS00 | Installation | 5PS | INSTALLATION PASS | 5PS45G | TUBERÍA | 5PS45G57F | 15-20 TK TUBO CORRUG | 5PS45G57FA55 | FK15
DX16240X | TUBO CORRUGADO FKCO/40MM.BL | 380.5 | 100 | 25 | 500 | M | 8034035021732 | 39172310 | 5PS00 | Installation | 5PS | INSTALLATION PASS | 5PS45G | TUBERÍA | 5PS45G57F | 15-20 TK TUBO CORRUG | 5PS45G57FA56 | FKCO RANGE
DX16250R | TUBO CORRUGADO FK15/50MM.BL | 439.5 | 100 | 25 | 400 | M | 8034035042300 | 39172310 | 5PS00 | Installation | 5PS | INSTALLATION PASS | 5PS45G | TUBERÍA | 5PS45G57F | 15-20 TK TUBO CORRUG | 5PS45G57FA55 | FK15
DX16316R | TUBO CORRUGADO FK15/16MM.BL.C/GUIA | 79.5 | 100 | 100 | 2800 | M | 8034035042317 | 39172310 | 5PS00 | Installation | 5PS | INSTALLATION PASS | 5PS45G | TUBERÍA | 5PS45G57F | 15-20 TK TUBO CORRUG | 5PS45G57FA55 | FK15
DX16320R | TUBO CORRUGADO FK15/20MM.BL.C/GUIA | 106 | 100 | 100 | 2400 | M | 8034035042324 | 39172310 | 5PS00 | Installation | 5PS | INSTALLATION PASS | 5PS45G | TUBERÍA | 5PS45G57F | 15-20 TK TUBO CORRUG | 5PS45G57FA55 | FK15
DX16325R | TUBO CORRUGADO FK15/25MM.BL.C/GUIA | 148 | 100 | 75 | 1500 | M | 8034035042331 | 39172310 | 5PS00 | Installation | 5PS | INSTALLATION PASS | 5PS45G | TUBERÍA | 5PS45G57F | 15-20 TK TUBO CORRUG | 5PS45G57FA55 | FK15
DX16332R | TUBO CORRUGADO FK15/32MM.BL.C/GUIA | 228 | 100 | 50 | 800 | M | 8034035042348 | 39172310 | 5PS00 | Installation | 5PS | INSTALLATION PASS | 5PS45G | TUBERÍA | 5PS45G57F | 15-20 TK TUBO CORRUG | 5PS45G57FA55 | FK15
DX20016R | TUBO CORRUGADO ICTA/16MM.GR.3422.LH | 98.5 | 100 | 100 | 6400 | M | 8034035042751 | 39172210 | 5PS00 | Installation | 5PS | INSTALLATION PASS | 5PS45G | TUBERÍA | 5PS45G57F | 15-20 TK TUBO CORRUG | 5PS45G57FA59 | ICTA
DX20020R | TUBO CORRUGADO ICTA/20MM.GR.3422.LH | 137 | 100 | 100 | 5200 | M | 8034035042768 | 39172210 | 5PS00 | Installation | 5PS | INSTALLATION PASS | 5PS45G | TUBERÍA | 5PS45G57F | 15-20 TK TUBO CORRUG | 5PS45G57FA59 | ICTA
DX20025R | TUBO CORRUGADO ICTA/25MM.GR.3422.LH | 184.5 | 100 | 75 | 3300 | M | 8034035042775 | 39172210 | 5PS00 | Installation | 5PS | INSTALLATION PASS | 5PS45G | TUBERÍA | 5PS45G57F | 15-20 TK TUBO CORRUG | 5PS45G57FA59 | ICTA
DX20032R | TUBO CORRUGADO ICTA/32MM.GR.3422.LH | 256 | 100 | 50 | 1800 | M | 8034035042782 | 39172210 | 5PS00 | Installation | 5PS | INSTALLATION PASS | 5PS45G | TUBERÍA | 5PS45G57F | 15-20 TK TUBO CORRUG | 5PS45G57FA59 | ICTA
DX20040R | TUBO CORRUGADO ICTA/40MM.GR.3422.LH | 373 | 100 | 25 | 500 | M | 8034035042799 | 39172210 | 5PS00 | Installation | 5PS | INSTALLATION PASS | 5PS45G | TUBERÍA | 5PS45G57F | 15-20 TK TUBO CORRUG | 5PS45G57FA59 | ICTA
DX20050R | TUBO CORRUGADO ICTA/50MM.GR.3422.LH | 744.5 | 100 | 25 | 400 | M | 8034035042805 | 39172210 | 5PS00 | Installation | 5PS | INSTALLATION PASS | 5PS45G | TUBERÍA | 5PS45G57F | 15-20 TK TUBO CORRUG | 5PS45G57FA59 | ICTA
DX20063R | TUBO CORRUGADO ICTA/63MM.GR.3422.LH | 1021.5 | 100 | 20 | 240 | M | 8034035042812 | 39172210 | 5PS00 | Installation | 5PS | INSTALLATION PASS | 5PS45G | TUBERÍA | 5PS45G57F | 15-20 TK TUBO CORRUG | 5PS45G57FA59 | ICTA
DX20116R | TUBO CORRUG. ICTA/16MM.GR.3422.LH.C/GUIA | 106 | 100 | 100 | 6400 | M | 8034035042829 | 39172210 | 5PS00 | Installation | 5PS | INSTALLATION PASS | 5PS45G | TUBERÍA | 5PS45G57F | 15-20 TK TUBO CORRUG | 5PS45G57FA59 | ICTA
DX20120R | TUBO CORRUG. ICTA/20MM.GR.3422.LH.C/GUIA | 147 | 100 | 100 | 5200 | M | 8034035042836 | 39172210 | 5PS00 | Installation | 5PS | INSTALLATION PASS | 5PS45G | TUBERÍA | 5PS45G57F | 15-20 TK TUBO CORRUG | 5PS45G57FA59 | ICTA
DX20125R | TUBO CORRUG. ICTA/25MM.GR.3422.LH.C/GUIA | 196 | 100 | 75 | 3300 | M | 8034035042843 | 39172210 | 5PS00 | Installation | 5PS | INSTALLATION PASS | 5PS45G | TUBERÍA | 5PS45G57F | 15-20 TK TUBO CORRUG | 5PS45G57FA59 | ICTA
DX20132R | TUBO CORRUG. ICTA/32MM.GR.3422.LH.C/GUIA | 272 | 100 | 50 | 1800 | M | 8034035042850 | 39172210 | 5PS00 | Installation | 5PS | INSTALLATION PASS | 5PS45G | TUBERÍA | 5PS45G57F | 15-20 TK TUBO CORRUG | 5PS45G57FA59 | ICTA
DX20140R | TUBO CORRUG. ICTA/40MM.GR.3422.LH.C/GUIA | 390 | 100 | 25 | 500 | M | 8034035042867 | 39172210 | 5PS00 | Installation | 5PS | INSTALLATION PASS | 5PS45G | TUBERÍA | 5PS45G57F | 15-20 TK TUBO CORRUG | 5PS45G57FA59 | ICTA
DX20150R | TUBO CORRUG. ICTA/50MM.GR.3422.LH.C/GUIA | 752.5 | 100 | 25 | 400 | M | 8034035042874 | 39172210 | 5PS00 | Installation | 5PS | INSTALLATION PASS | 5PS45G | TUBERÍA | 5PS45G57F | 15-20 TK TUBO CORRUG | 5PS45G57FA59 | ICTA
DX20163R | TUBO CORRUG. ICTA/63MM.GR.3422.LH.C/GUIA | 1031 | 100 | 20 | 240 | M | 8034035042881 | 39172210 | 5PS00 | Installation | 5PS | INSTALLATION PASS | 5PS45G | TUBERÍA | 5PS45G57F | 15-20 TK TUBO CORRUG | 5PS45G57FA59 | ICTA
DX20416R | TUBO CORRUGADO ICTA/16MM.GR/OSC.3422.LH | 98.5 | 100 | 100 | 6400 | M | 8034035042898 | 39172210 | 5PS00 | Installation | 5PS | INSTALLATION PASS | 5PS45G | TUBERÍA | 5PS45G57F | 15-20 TK TUBO CORRUG | 5PS45G57FA59 | ICTA
DX20420R | TUBO CORRUGADO ICTA/20MM.GR/OSC.3422.LH | 137 | 100 | 100 | 5200 | M | 8034035042904 | 39172210 | 5PS00 | Installation | 5PS | INSTALLATION PASS | 5PS45G | TUBERÍA | 5PS45G57F | 15-20 TK TUBO CORRUG | 5PS45G57FA59 | ICTA
DX20425R | TUBO CORRUGADO ICTA/25MM.GR/OSC.3422.LH | 184.5 | 100 | 75 | 3300 | M | 8034035042911 | 39172210 | 5PS00 | Installation | 5PS | INSTALLATION PASS | 5PS45G | TUBERÍA | 5PS45G57F | 15-20 TK TUBO CORRUG | 5PS45G57FA59 | ICTA
DX20432R | TUBO CORRUGADO ICTA/32MM.GR/OSC.3422.LH | 256 | 100 | 50 | 1800 | M | 8034035042928 | 39172210 | 5PS00 | Installation | 5PS | INSTALLATION PASS | 5PS45G | TUBERÍA | 5PS45G57F | 15-20 TK TUBO CORRUG | 5PS45G57FA59 | ICTA
DX20440R | TUBO CORRUGADO ICTA/40MM.GR/OSC.3422.LH | 373 | 100 | 25 | 500 | M | 8034035042935 | 39172210 | 5PS00 | Installation | 5PS | INSTALLATION PASS | 5PS45G | TUBERÍA | 5PS45G57F | 15-20 TK TUBO CORRUG | 5PS45G57FA59 | ICTA
DX20450R | TUBO CORRUGADO ICTA/50MM.GR/OSC.3422.LH | 744.5 | 100 | 25 | 400 | M | 8034035042942 | 39172210 | 5PS00 | Installation | 5PS | INSTALLATION PASS | 5PS45G | TUBERÍA | 5PS45G57F | 15-20 TK TUBO CORRUG | 5PS45G57FA59 | ICTA
DX20463R | TUBO CORRUGADO ICTA/63MM.GR/OSC.3422.LH | 1021.5 | 100 | 20 | 240 | M | 8034035042959 | 39172210 | 5PS00 | Installation | 5PS | INSTALLATION PASS | 5PS45G | TUBERÍA | 5PS45G57F | 15-20 TK TUBO CORRUG | 5PS45G57FA59 | ICTA
DX20516R | TUBO CORRU. ICTA/16MM.GR/OSC.LH.C/GUIA | 106 | 100 | 100 | 6400 | M | 8034035042966 | 39172210 | 5PS00 | Installation | 5PS | INSTALLATION PASS | 5PS45G | TUBERÍA | 5PS45G57F | 15-20 TK TUBO CORRUG | 5PS45G57FA59 | ICTA
DX20520R | TUBO CORRU. ICTA/20MM.GR/OSC.LH.C/GUIA | 147 | 100 | 100 | 5200 | M | 8034035042973 | 39172210 | 5PS00 | Installation | 5PS | INSTALLATION PASS | 5PS45G | TUBERÍA | 5PS45G57F | 15-20 TK TUBO CORRUG | 5PS45G57FA59 | ICTA
DX20525R | TUBO CORRU. ICTA/25MM.GR/OSC.LH.C/GUIA | 196 | 100 | 75 | 3300 | M | 8034035042980 | 39172210 | 5PS00 | Installation | 5PS | INSTALLATION PASS | 5PS45G | TUBERÍA | 5PS45G57F | 15-20 TK TUBO CORRUG | 5PS45G57FA59 | ICTA
DX20532R | TUBO CORRU. ICTA/32MM.GR/OSC.LH.C/GUIA | 272 | 100 | 50 | 1800 | M | 8034035042997 | 39172210 | 5PS00 | Installation | 5PS | INSTALLATION PASS | 5PS45G | TUBERÍA | 5PS45G57F | 15-20 TK TUBO CORRUG | 5PS45G57FA59 | ICTA
DX20540R | TUBO CORRU. ICTA/40MM.GR/OSC.LH.C/GUIA | 390 | 100 | 25 | 500 | M | 8034035043000 | 39172210 | 5PS00 | Installation | 5PS | INSTALLATION PASS | 5PS45G | TUBERÍA | 5PS45G57F | 15-20 TK TUBO CORRUG | 5PS45G57FA59 | ICTA
DX20550R | TUBO CORRU. ICTA/50MM.GR/OSC.LH.C/GUIA | 752.5 | 100 | 25 | 400 | M | 8034035043017 | 39172210 | 5PS00 | Installation | 5PS | INSTALLATION PASS | 5PS45G | TUBERÍA | 5PS45G57F | 15-20 TK TUBO CORRUG | 5PS45G57FA59 | ICTA
DX20563R | TUBO CORRU. ICTA/63MM.GR/OSC.LH.C/GUIA | 1031 | 100 | 20 | 240 | M | 8034035043024 | 39172210 | 5PS00 | Installation | 5PS | INSTALLATION PASS | 5PS45G | TUBERÍA | 5PS45G57F | 15-20 TK TUBO CORRUG | 5PS45G57FA59 | ICTA
DX22016R | TUBO CORRUGADO ICTA/16MM.VER.3422.LH | 98.5 | 100 | 100 | 2800 | M | 8034035043031 | 39172210 | 5PS00 | Installation | 5PS | INSTALLATION PASS | 5PS45G | TUBERÍA | 5PS45G57F | 15-20 TK TUBO CORRUG | 5PS45G57FA59 | ICTA
DX22020R | TUBO CORRUGADO ICTA/20MM.VER.3422.LH | 137 | 100 | 100 | 2400 | M | 8034035043048 | 39172210 | 5PS00 | Installation | 5PS | INSTALLATION PASS | 5PS45G | TUBERÍA | 5PS45G57F | 15-20 TK TUBO CORRUG | 5PS45G57FA59 | ICTA
DX22025R | TUBO CORRUGADO ICTA/25MM.VER.3422.LH | 184.5 | 100 | 75 | 1500 | M | 8034035043055 | 39172210 | 5PS00 | Installation | 5PS | INSTALLATION PASS | 5PS45G | TUBERÍA | 5PS45G57F | 15-20 TK TUBO CORRUG | 5PS45G57FA59 | ICTA
DX22032R | TUBO CORRUGADO ICTA/32MM.VER.3422.LH | 256 | 100 | 50 | 800 | M | 8034035043062 | 39172210 | 5PS00 | Installation | 5PS | INSTALLATION PASS | 5PS45G | TUBERÍA | 5PS45G57F | 15-20 TK TUBO CORRUG | 5PS45G57FA59 | ICTA
DX22040R | TUBO CORRUGADO ICTA/40MM.VER.3422.LH | 373 | 100 | 25 | 500 | M | 8034035043079 | 39172210 | 5PS00 | Installation | 5PS | INSTALLATION PASS | 5PS45G | TUBERÍA | 5PS45G57F | 15-20 TK TUBO CORRUG | 5PS45G57FA59 | ICTA
DX22050R | TUBO CORRUGADO ICTA/50MM.VER.3422.LH | 744.5 | 100 | 25 | 400 | M | 8034035043086 | 39172210 | 5PS00 | Installation | 5PS | INSTALLATION PASS | 5PS45G | TUBERÍA | 5PS45G57F | 15-20 TK TUBO CORRUG | 5PS45G57FA59 | ICTA
DX22116R | TUBO CORRU. ICTA/16MM.VER.3422.LH.C/GUIA | 106 | 100 | 100 | 2800 | M | 8034035043109 | 39172210 | 5PS00 | Installation | 5PS | INSTALLATION PASS | 5PS45G | TUBERÍA | 5PS45G57F | 15-20 TK TUBO CORRUG | 5PS45G57FA59 | ICTA
DX22120R | TUBO CORRU. ICTA/20MM.VER.3422.LH.C/GUIA | 147 | 100 | 100 | 2400 | M | 8034035043116 | 39172210 | 5PS00 | Installation | 5PS | INSTALLATION PASS | 5PS45G | TUBERÍA | 5PS45G57F | 15-20 TK TUBO CORRUG | 5PS45G57FA59 | ICTA
DX22125R | TUBO CORRU. ICTA/25MM.VER.3422.LH.C/GUIA | 196 | 100 | 75 | 1500 | M | 8034035043123 | 39172210 | 5PS00 | Installation | 5PS | INSTALLATION PASS | 5PS45G | TUBERÍA | 5PS45G57F | 15-20 TK TUBO CORRUG | 5PS45G57FA59 | ICTA
DX22132R | TUBO CORRU. ICTA/32MM.VER.3422.LH.C/GUIA | 272 | 100 | 50 | 800 | M | 8034035043130 | 39172210 | 5PS00 | Installation | 5PS | INSTALLATION PASS | 5PS45G | TUBERÍA | 5PS45G57F | 15-20 TK TUBO CORRUG | 5PS45G57FA59 | ICTA
DX22140R | TUBO CORRU. ICTA/40MM.VER.3422.LH.C/GUIA | 390 | 100 | 25 | 500 | M | 8034035043147 | 39172210 | 5PS00 | Installation | 5PS | INSTALLATION PASS | 5PS45G | TUBERÍA | 5PS45G57F | 15-20 TK TUBO CORRUG | 5PS45G57FA59 | ICTA
DX22150R | TUBO CORRU. ICTA/50MM.VER.3422.LH.C/GUIA | 752.5 | 100 | 25 | 400 | M | 8034035043154 | 39172210 | 5PS00 | Installation | 5PS | INSTALLATION PASS | 5PS45G | TUBERÍA | 5PS45G57F | 15-20 TK TUBO CORRUG | 5PS45G57FA59 | ICTA
DX23016R | TUBO CORRUGADO ICTA/16MM.AZ.3422.LH | 98.5 | 100 | 100 | 2800 | M | 8034035043178 | 39172210 | 5PS00 | Installation | 5PS | INSTALLATION PASS | 5PS45G | TUBERÍA | 5PS45G57F | 15-20 TK TUBO CORRUG | 5PS45G57FA59 | ICTA
DX23020R | TUBO CORRUGADO ICTA/20MM.AZ.3422.LH | 137 | 100 | 100 | 2400 | M | 8034035043185 | 39172210 | 5PS00 | Installation | 5PS | INSTALLATION PASS | 5PS45G | TUBERÍA | 5PS45G57F | 15-20 TK TUBO CORRUG | 5PS45G57FA59 | ICTA
DX23025R | TUBO CORRUGADO ICTA/25MM.AZ.3422.LH | 184.5 | 100 | 75 | 1500 | M | 8034035043192 | 39172210 | 5PS00 | Installation | 5PS | INSTALLATION PASS | 5PS45G | TUBERÍA | 5PS45G57F | 15-20 TK TUBO CORRUG | 5PS45G57FA59 | ICTA
DX23032R | TUBO CORRUGADO ICTA/32MM.AZ.3422.LH | 256 | 100 | 50 | 800 | M | 8034035043208 | 39172210 | 5PS00 | Installation | 5PS | INSTALLATION PASS | 5PS45G | TUBERÍA | 5PS45G57F | 15-20 TK TUBO CORRUG | 5PS45G57FA59 | ICTA
DX23040R | TUBO CORRUGADO ICTA/40MM.AZ.3422.LH | 373 | 100 | 25 | 500 | M | 8034035043215 | 39172210 | 5PS00 | Installation | 5PS | INSTALLATION PASS | 5PS45G | TUBERÍA | 5PS45G57F | 15-20 TK TUBO CORRUG | 5PS45G57FA59 | ICTA
DX23050R | TUBO CORRUGADO ICTA/50MM.AZ.3422.LH | 744.5 | 100 | 25 | 400 | M | 8034035043222 | 39172210 | 5PS00 | Installation | 5PS | INSTALLATION PASS | 5PS45G | TUBERÍA | 5PS45G57F | 15-20 TK TUBO CORRUG | 5PS45G57FA59 | ICTA
DX23116R | TUBO CORRUG. ICTA/16MM.AZ.3422.LH.C/GUIA | 106 | 100 | 100 | 2800 | M | 8034035043246 | 39172210 | 5PS00 | Installation | 5PS | INSTALLATION PASS | 5PS45G | TUBERÍA | 5PS45G57F | 15-20 TK TUBO CORRUG | 5PS45G57FA59 | ICTA
DX23120R | TUBO CORRUG. ICTA/20MM.AZ.3422.LH.C/GUIA | 147 | 100 | 100 | 2400 | M | 8034035043253 | 39172210 | 5PS00 | Installation | 5PS | INSTALLATION PASS | 5PS45G | TUBERÍA | 5PS45G57F | 15-20 TK TUBO CORRUG | 5PS45G57FA59 | ICTA
DX23125R | TUBO CORRUG. ICTA/25MM.AZ.3422.LH.C/GUIA | 196 | 100 | 75 | 1500 | M | 8034035043260 | 39172210 | 5PS00 | Installation | 5PS | INSTALLATION PASS | 5PS45G | TUBERÍA | 5PS45G57F | 15-20 TK TUBO CORRUG | 5PS45G57FA59 | ICTA
DX23132R | TUBO CORRUG. ICTA/32MM.AZ.3422.LH.C/GUIA | 272 | 100 | 50 | 800 | M | 8034035043277 | 39172210 | 5PS00 | Installation | 5PS | INSTALLATION PASS | 5PS45G | TUBERÍA | 5PS45G57F | 15-20 TK TUBO CORRUG | 5PS45G57FA59 | ICTA
DX23140R | TUBO CORRUG. ICTA/40MM.AZ.3422.LH.C/GUIA | 390 | 100 | 25 | 500 | M | 8034035043284 | 39172210 | 5PS00 | Installation | 5PS | INSTALLATION PASS | 5PS45G | TUBERÍA | 5PS45G57F | 15-20 TK TUBO CORRUG | 5PS45G57FA59 | ICTA
DX23150R | TUBO CORRUG. ICTA/50MM.AZ.3422.LH.C/GUIA | 752.5 | 100 | 25 | 400 | M | 8034035043291 | 39172210 | 5PS00 | Installation | 5PS | INSTALLATION PASS | 5PS45G | TUBERÍA | 5PS45G57F | 15-20 TK TUBO CORRUG | 5PS45G57FA59 | ICTA
DX23216R | TUBO CORRUGADO FKHF/16MM.GR.2322.LH | 92.5 | 100 | 100 | 2800 | M | 8034035043314 | 39172210 | 5PS00 | Installation | 5PS | INSTALLATION PASS | 5PS45G | TUBERÍA | 5PS45G57F | 15-20 TK TUBO CORRUG | 5PS45G57FA59 | ICTA
DX23220R | TUBO CORRUGADO FKHF/20MM.GR.2322.LH | 130 | 100 | 100 | 5200 | M | 8034035043321 | 39172210 | 5PS00 | Installation | 5PS | INSTALLATION PASS | 5PS45G | TUBERÍA | 5PS45G57F | 15-20 TK TUBO CORRUG | 5PS45G57FA59 | ICTA
DX23225R | TUBO CORRUGADO FKHF/25MM.GR.2322.LH | 175.5 | 100 | 75 | 3300 | M | 8034035043338 | 39172210 | 5PS00 | Installation | 5PS | INSTALLATION PASS | 5PS45G | TUBERÍA | 5PS45G57F | 15-20 TK TUBO CORRUG | 5PS45G57FA59 | ICTA
DX23232R | TUBO CORRUGADO FKHF/32MM.GR.2322.LH | 247.5 | 100 | 50 | 800 | M | 8034035043345 | 39172210 | 5PS00 | Installation | 5PS | INSTALLATION PASS | 5PS45G | TUBERÍA | 5PS45G57F | 15-20 TK TUBO CORRUG | 5PS45G57FA59 | ICTA
DX23240R | TUBO CORRUGADO FKHF/40MM.GR.2322.LH | 354 | 100 | 25 | 500 | M | 8034035043352 | 39172210 | 5PS00 | Installation | 5PS | INSTALLATION PASS | 5PS45G | TUBERÍA | 5PS45G57F | 15-20 TK TUBO CORRUG | 5PS45G57FA59 | ICTA
DX23250R | TUBO CORRUGADO FKHF/50MM.GR.2322.LH | 696.5 | 100 | 25 | 400 | M | 8034035043369 | 39172210 | 5PS00 | Installation | 5PS | INSTALLATION PASS | 5PS45G | TUBERÍA | 5PS45G57F | 15-20 TK TUBO CORRUG | 5PS45G57FA59 | ICTA
DX23316R | TUBO CORRUG. FKHF/16MM.GR.2322.LH.C/GUIA | 101 | 100 | 100 | 2800 | M | 8034035043383 | 39172210 | 5PS00 | Installation | 5PS | INSTALLATION PASS | 5PS45G | TUBERÍA | 5PS45G57F | 15-20 TK TUBO CORRUG | 5PS45G57FA59 | ICTA
DX23320R | TUBO CORRUG. FKHF/20MM.GR.2322.LH.C/GUIA | 138 | 100 | 100 | 5200 | M | 8034035043390 | 39172210 | 5PS00 | Installation | 5PS | INSTALLATION PASS | 5PS45G | TUBERÍA | 5PS45G57F | 15-20 TK TUBO CORRUG | 5PS45G57FA59 | ICTA
DX23325R | TUBO CORRUG. FKHF/25MM.GR.2322.LH.C/GUIA | 183.5 | 100 | 75 | 3300 | M | 8034035043406 | 39172210 | 5PS00 | Installation | 5PS | INSTALLATION PASS | 5PS45G | TUBERÍA | 5PS45G57F | 15-20 TK TUBO CORRUG | 5PS45G57FA59 | ICTA
DX23332R | TUBO CORRUG. FKHF/32MM.GR.2322.LH.C/GUIA | 253 | 100 | 50 | 800 | M | 8034035043413 | 39172210 | 5PS00 | Installation | 5PS | INSTALLATION PASS | 5PS45G | TUBERÍA | 5PS45G57F | 15-20 TK TUBO CORRUG | 5PS45G57FA59 | ICTA
DX23340R | TUBO CORRUG. FKHF/40MM.GR.2322.LH.C/GUIA | 364 | 100 | 25 | 500 | M | 8034035043420 | 39172210 | 5PS00 | Installation | 5PS | INSTALLATION PASS | 5PS45G | TUBERÍA | 5PS45G57F | 15-20 TK TUBO CORRUG | 5PS45G57FA59 | ICTA
DX23350R | TUBO CORRUG. FKHF/50MM.GR.2322.LH.C/GUIA | 717 | 100 | 25 | 400 | M | 8034035043437 | 39172210 | 5PS00 | Installation | 5PS | INSTALLATION PASS | 5PS45G | TUBERÍA | 5PS45G57F | 15-20 TK TUBO CORRUG | 5PS45G57FA59 | ICTA
DX25116 | RK 9/16-3 MT. TUBO RIG.LIG.GRI | 107 | 100 | 111 | 3330 | M | 8018678007186 | 39172310 | 5PS00 | Installation | 5PS | INSTALLATION PASS | 5PS45G | TUBERÍA | 5PS45G54F | 25 RK TUBO RIGIDO | 5PS45G54FA03 | RK9
DX25120 | RK 9/20-3 MT. TUBO RIG.LIG.GRI | 147.5 | 100 | 57 | 2223 | M | 8018678007209 | 39172310 | 5PS00 | Installation | 5PS | INSTALLATION PASS | 5PS45G | TUBERÍA | 5PS45G54F | 25 RK TUBO RIGIDO | 5PS45G54FA03 | RK9
DX25125 | RK 9/25-3 MT. TUBO RIG.LIG.GRI | 205 | 100 | 57 | 1311 | M | 8018678007223 | 39172310 | 5PS00 | Installation | 5PS | INSTALLATION PASS | 5PS45G | TUBERÍA | 5PS45G54F | 25 RK TUBO RIGIDO | 5PS45G54FA03 | RK9
DX25132 | RK 9/32-3 MT. TUBO RIG.LIG.GRI | 297.5 | 100 | 30 | 780 | M | 8018678007247 | 39172310 | 5PS00 | Installation | 5PS | INSTALLATION PASS | 5PS45G | TUBERÍA | 5PS45G54F | 25 RK TUBO RIGIDO | 5PS45G54FA03 | RK9
DX25140 | RK 9/40-3 MT. TUBO RIG.LIG.GRI | 407.5 | 100 | 30 | 540 | M | 8018678007261 | 39172310 | 5PS00 | Installation | 5PS | INSTALLATION PASS | 5PS45G | TUBERÍA | 5PS45G54F | 25 RK TUBO RIGIDO | 5PS45G54FA03 | RK9
DX25150 | RK 9/50-3 MT. TUBO RIG.LIG.GRI | 839 | 100 | 15 | 360 | M | 8018678007285 | 39172310 | 5PS00 | Installation | 5PS | INSTALLATION PASS | 5PS45G | TUBERÍA | 5PS45G54F | 25 RK TUBO RIGIDO | 5PS45G54FA03 | RK9
DX25216 | RK15/16MM.3321.2M | 77.5 | 100 | 74 | 2220 | M | 8018678006936 | 39172310 | 5PS00 | Installation | 5PS | INSTALLATION PASS | 5PS45G | TUBERÍA | 5PS45G54F | 25 RK TUBO RIGIDO | 5PS45G54FA05 | RK15
DX25220 | RK15/20MM.3321.2M | 106 | 100 | 48 | 1344 | M | 8018678006950 | 39172310 | 5PS00 | Installation | 5PS | INSTALLATION PASS | 5PS45G | TUBERÍA | 5PS45G54F | 25 RK TUBO RIGIDO | 5PS45G54FA05 | RK15
DX25225 | RK15/25MM.3321.2M | 149.5 | 100 | 48 | 864 | M | 8018678006974 | 39172310 | 5PS00 | Installation | 5PS | INSTALLATION PASS | 5PS45G | TUBERÍA | 5PS45G54F | 25 RK TUBO RIGIDO | 5PS45G54FA05 | RK15
DX25232 | RK15/32MM.3321.2M | 215.5 | 100 | 38 | 532 | M | 8018678006998 | 39172310 | 5PS00 | Installation | 5PS | INSTALLATION PASS | 5PS45G | TUBERÍA | 5PS45G54F | 25 RK TUBO RIGIDO | 5PS45G54FA05 | RK15
DX25316 | TUBO RÍGIDO RK15/16MM.3321.3M | 120 | 100 | 111 | 3330 | M | 8018678006943 | 39172310 | 5PS00 | Installation | 5PS | INSTALLATION PASS | 5PS45G | TUBERÍA | 5PS45G54F | 25 RK TUBO RIGIDO | 5PS45G54FA05 | RK15
DX25320 | TUBO RÍGIDO RK15/20MM.3321.3M | 164 | 100 | 57 | 2223 | M | 8018678006967 | 39172310 | 5PS00 | Installation | 5PS | INSTALLATION PASS | 5PS45G | TUBERÍA | 5PS45G54F | 25 RK TUBO RIGIDO | 5PS45G54FA05 | RK15
DX25325 | TUBO RÍGIDO RK15/25MM.3321.3M | 230 | 100 | 57 | 1311 | M | 8018678006981 | 39172310 | 5PS00 | Installation | 5PS | INSTALLATION PASS | 5PS45G | TUBERÍA | 5PS45G54F | 25 RK TUBO RIGIDO | 5PS45G54FA05 | RK15
DX25332 | TUBO RÍGIDO RK15/32MM.3321.3M | 333 | 100 | 30 | 780 | M | 8018678007001 | 39172310 | 5PS00 | Installation | 5PS | INSTALLATION PASS | 5PS45G | TUBERÍA | 5PS45G54F | 25 RK TUBO RIGIDO | 5PS45G54FA05 | RK15
DX25340 | TUBO RÍGIDO RK15/40MM.3321.3M | 456.5 | 100 | 30 | 540 | M | 8018678007025 | 39172310 | 5PS00 | Installation | 5PS | INSTALLATION PASS | 5PS45G | TUBERÍA | 5PS45G54F | 25 RK TUBO RIGIDO | 5PS45G54FA05 | RK15
DX25350 | TUBO RÍGIDO RK15/50MM.3321.3M | 941 | 100 | 15 | 360 | M | 8018678007049 | 39172310 | 5PS00 | Installation | 5PS | INSTALLATION PASS | 5PS45G | TUBERÍA | 5PS45G54F | 25 RK TUBO RIGIDO | 5PS45G54FA05 | RK15
DX25363 | TUBO RÍGIDO RK15/63MM.3321.3M | 1318 | 100 | 9 | 180 | M | 8018678013088 | 39172310 | 5PS00 | Installation | 5PS | INSTALLATION PASS | 5PS45G | TUBERÍA | 5PS45G54F | 25 RK TUBO RIGIDO | 5PS45G54FA05 | RK15
DX25716 | TUBO RÍGIDO RKB/16MM.4321.3M | 221 | 100 | 57 | 3192 | M | 8018678007605 | 39172310 | 5PS00 | Installation | 5PS | INSTALLATION PASS | 5PS45G | TUBERÍA | 5PS45G54F | 25 RK TUBO RIGIDO | 5PS45G54FA07 | RKF/RKB/RKBF
DX25720 | TUBO RÍGIDO RKB/20MM.4321.3M | 291.5 | 100 | 57 | 2223 | M | 8018678007629 | 39172310 | 5PS00 | Installation | 5PS | INSTALLATION PASS | 5PS45G | TUBERÍA | 5PS45G54F | 25 RK TUBO RIGIDO | 5PS45G54FA07 | RKF/RKB/RKBF
DX25725 | TUBO RÍGIDO RKB/25MM.4321.3M | 390 | 100 | 57 | 1311 | M | 8018678007643 | 39172310 | 5PS00 | Installation | 5PS | INSTALLATION PASS | 5PS45G | TUBERÍA | 5PS45G54F | 25 RK TUBO RIGIDO | 5PS45G54FA07 | RKF/RKB/RKBF
DX25732 | TUBO RÍGIDO RKB/32MM.4321.3M | 580 | 100 | 30 | 780 | M | 8018678007667 | 39172310 | 5PS00 | Installation | 5PS | INSTALLATION PASS | 5PS45G | TUBERÍA | 5PS45G54F | 25 RK TUBO RIGIDO | 5PS45G54FA07 | RKF/RKB/RKBF
DX25740 | TUBO RÍGIDO RKB/40MM.4321.3M | 789.5 | 100 | 30 | 540 | M | 8018678007681 | 39172310 | 5PS00 | Installation | 5PS | INSTALLATION PASS | 5PS45G | TUBERÍA | 5PS45G54F | 25 RK TUBO RIGIDO | 5PS45G54FA07 | RKF/RKB/RKBF
DX25750 | TUBO RÍGIDO RKB/50MM.4321.3M | 1071.5 | 100 | 15 | 360 | M | 8018678007704 | 39172310 | 5PS00 | Installation | 5PS | INSTALLATION PASS | 5PS45G | TUBERÍA | 5PS45G54F | 25 RK TUBO RIGIDO | 5PS45G54FA07 | RKF/RKB/RKBF
DX25763 | TUBO RÍGIDO RKB/63MM.4321.3M | 1993.5 | 100 | 9 | 180 | M | 8011564170940 | 39172310 | 5PS00 | Installation | 5PS | INSTALLATION PASS | 5PS45G | TUBERÍA | 5PS45G54F | 25 RK TUBO RIGIDO | 5PS45G54FA07 | RKF/RKB/RKBF
DX26216 | RKHF/16MM.4422.2M | 282 | 100 | 60 | 4620 | M | 8011564247727 | 39172210 | 5PS00 | Installation | 5PS | INSTALLATION PASS | 5PS45G | TUBERÍA | 5PS45G54F | 25 RK TUBO RIGIDO | 5PS45G54FA11 | RKHF HALOGEN FREE
DX26220 | RKHF/20MM.4422.2M | 366.5 | 100 | 46 | 3542 | M | 8011564247734 | 39172210 | 5PS00 | Installation | 5PS | INSTALLATION PASS | 5PS45G | TUBERÍA | 5PS45G54F | 25 RK TUBO RIGIDO | 5PS45G54FA11 | RKHF HALOGEN FREE
DX26225 | RKHF/25MM.4422.2M | 510 | 100 | 48 | 2640 | M | 8011564247741 | 39172210 | 5PS00 | Installation | 5PS | INSTALLATION PASS | 5PS45G | TUBERÍA | 5PS45G54F | 25 RK TUBO RIGIDO | 5PS45G54FA11 | RKHF HALOGEN FREE
DX26232 | RKHF/32MM.4422.2M | 698.5 | 100 | 36 | 1980 | M | 8011564247758 | 39172210 | 5PS00 | Installation | 5PS | INSTALLATION PASS | 5PS45G | TUBERÍA | 5PS45G54F | 25 RK TUBO RIGIDO | 5PS45G54FA11 | RKHF HALOGEN FREE
DX26240 | TUBO RÍGIDO RKHF/40MM.4422.2M | 1618 | 100 | 30 | 1080 | M | 8011564247765 | 39172210 | 5PS00 | Installation | 5PS | INSTALLATION PASS | 5PS45G | TUBERÍA | 5PS45G54F | 25 RK TUBO RIGIDO | 5PS45G54FA11 | RKHF HALOGEN FREE
DX26250 | TUBO RÍGIDO RKHF/50MM.4422.2M | 2164 | 100 | 18 | 648 | M | 8011564247772 | 39172210 | 5PS00 | Installation | 5PS | INSTALLATION PASS | 5PS45G | TUBERÍA | 5PS45G54F | 25 RK TUBO RIGIDO | 5PS45G54FA11 | RKHF HALOGEN FREE
DX26263 | TUBO RÍGIDO RKHF/62MM.4422.2M | 2914.5 | 100 | 12 | 420 | M | 8011564247789 | 39172210 | 5PS00 | Installation | 5PS | INSTALLATION PASS | 5PS45G | TUBERÍA | 5PS45G54F | 25 RK TUBO RIGIDO | 5PS45G54FA11 | RKHF HALOGEN FREE
DX26316 | TUBO RÍGIDO RKHF/16MM.4422.3M | 423.5 | 100 | 87 | 1827 | M | 8011564827516 | 39172210 | 5PS00 | Installation | 5PS | INSTALLATION PASS | 5PS45G | TUBERÍA | 5PS45G54F | 25 RK TUBO RIGIDO | 5PS45G54FA11 | RKHF HALOGEN FREE
DX26320 | TUBO RÍGIDO RKHF/20MM.4422.3M | 549.5 | 100 | 69 | 1449 | M | 8011564827530 | 39172210 | 5PS00 | Installation | 5PS | INSTALLATION PASS | 5PS45G | TUBERÍA | 5PS45G54F | 25 RK TUBO RIGIDO | 5PS45G54FA11 | RKHF HALOGEN FREE
DX26325 | TUBO RÍGIDO RKHF/25MM.4422.3M | 764 | 100 | 60 | 840 | M | 8011564827523 | 39172210 | 5PS00 | Installation | 5PS | INSTALLATION PASS | 5PS45G | TUBERÍA | 5PS45G54F | 25 RK TUBO RIGIDO | 5PS45G54FA11 | RKHF HALOGEN FREE
DX26332 | TUBO RÍGIDO RKHF/32MM.4422.3M | 1047 | 100 | 36 | 504 | M | 8011564827547 | 39172210 | 5PS00 | Installation | 5PS | INSTALLATION PASS | 5PS45G | TUBERÍA | 5PS45G54F | 25 RK TUBO RIGIDO | 5PS45G54FA11 | RKHF HALOGEN FREE
DX26716W | RK9HF/16W-3 LIG. TUBO RIGID. HF BLANCO | 208 | 100 | 87 | 1827 | M | 8034035108822 | 39172310 | 5PS00 | Installation | 5PS | INSTALLATION PASS | 5PS45G | TUBERÍA | 5PS45G54F | 25 RK TUBO RIGIDO | 5PS45G54FA03 | RK9
DX26720W | RK9HF/20W-3 LIG. TUBO RIGID. HF BLANCO | 273.5 | 100 | 69 | 1449 | M | 8034035108839 | 39172310 | 5PS00 | Installation | 5PS | INSTALLATION PASS | 5PS45G | TUBERÍA | 5PS45G54F | 25 RK TUBO RIGIDO | 5PS45G54FA03 | RK9
DX26725W | RK9HF/25W-3 LIG. TUBO RIGID. HF BLANCO | 375 | 100 | 60 | 840 | M | 8034035115608 | 39172310 | 5PS00 | Installation | 5PS | INSTALLATION PASS | 5PS45G | TUBERÍA | 5PS45G54F | 25 RK TUBO RIGIDO | 5PS45G54FA03 | RK9
DX26732W | RK9HF/32W-3 LIG. TUBO RIGID. HF BLANCO | 517.5 | 100 | 36 | 504 | M | 8034035115615 | 39172310 | 5PS00 | Installation | 5PS | INSTALLATION PASS | 5PS45G | TUBERÍA | 5PS45G54F | 25 RK TUBO RIGIDO | 5PS45G54FA03 | RK9
DX30008 | DIFLEX DF 8G VAINA EN ESPIRAL GRIS | 242.5 | 100 | 30 | 2070 | M | 8018678003935 | 39173300 | 5PS00 | Installation | 5PS | INSTALLATION PASS | 5PS45G | TUBERÍA | 5PS45G58F | 30 DF VAINA | 5PS45G58FA43 | GRY/BLACK SHEATH
DX30010 | DIFLEX DF 10G VAINA EN ESPIRAL GRIS | 249.5 | 100 | 30 | 1800 | M | 8018678003942 | 39173300 | 5PS00 | Installation | 5PS | INSTALLATION PASS | 5PS45G | TUBERÍA | 5PS45G58F | 30 DF VAINA | 5PS45G58FA43 | GRY/BLACK SHEATH
DX30012 | DIFLEX DF 12G VAINA EN ESPIRAL GRIS | 250.5 | 100 | 30 | 1800 | M | 8018678003959 | 39173300 | 5PS00 | Installation | 5PS | INSTALLATION PASS | 5PS45G | TUBERÍA | 5PS45G58F | 30 DF VAINA | 5PS45G58FA43 | GRY/BLACK SHEATH
DX30014 | DIFLEX DF 14G VAINA EN ESPIRAL GRIS | 281 | 100 | 30 | 1440 | M | 8018678003966 | 39173300 | 5PS00 | Installation | 5PS | INSTALLATION PASS | 5PS45G | TUBERÍA | 5PS45G58F | 30 DF VAINA | 5PS45G58FA43 | GRY/BLACK SHEATH
DX30016 | DIFLEX DF 16G VAINA EN ESPIRAL GRIS | 299.5 | 100 | 30 | 1080 | M | 8018678003973 | 39173300 | 5PS00 | Installation | 5PS | INSTALLATION PASS | 5PS45G | TUBERÍA | 5PS45G58F | 30 DF VAINA | 5PS45G58FA43 | GRY/BLACK SHEATH
DX30020 | DIFLEX DF 20G VAINA EN ESPIRAL GRIS | 360 | 100 | 30 | 1080 | M | 8018678003997 | 39173300 | 5PS00 | Installation | 5PS | INSTALLATION PASS | 5PS45G | TUBERÍA | 5PS45G58F | 30 DF VAINA | 5PS45G58FA43 | GRY/BLACK SHEATH
DX30022 | DIFLEX DF 22G VAINA EN ESPIRAL GRIS | 395.5 | 100 | 30 | 720 | M | 8018678004000 | 39173300 | 5PS00 | Installation | 5PS | INSTALLATION PASS | 5PS45G | TUBERÍA | 5PS45G58F | 30 DF VAINA | 5PS45G58FA43 | GRY/BLACK SHEATH
DX30025 | DIFLEX DF 25G VAINA EN ESPIRAL GRIS | 454.5 | 100 | 30 | 600 | M | 8018678004017 | 39173300 | 5PS00 | Installation | 5PS | INSTALLATION PASS | 5PS45G | TUBERÍA | 5PS45G58F | 30 DF VAINA | 5PS45G58FA43 | GRY/BLACK SHEATH
DX30028 | DIFLEX DF 28G VAINA EN ESPIRAL GRIS | 555.5 | 100 | 30 | 480 | M | 8018678004024 | 39173300 | 5PS00 | Installation | 5PS | INSTALLATION PASS | 5PS45G | TUBERÍA | 5PS45G58F | 30 DF VAINA | 5PS45G58FA43 | GRY/BLACK SHEATH
DX30032 | DIFLEX DF 32G VAINA EN ESPIRAL GRIS | 651 | 100 | 30 | 480 | M | 8018678004048 | 39173300 | 5PS00 | Installation | 5PS | INSTALLATION PASS | 5PS45G | TUBERÍA | 5PS45G58F | 30 DF VAINA | 5PS45G58FA43 | GRY/BLACK SHEATH
DX30035 | DIFLEX DF 35G VAINA EN ESPIRAL GRIS | 715.5 | 100 | 30 | 480 | M | 8018678004055 | 39173300 | 5PS00 | Installation | 5PS | INSTALLATION PASS | 5PS45G | TUBERÍA | 5PS45G58F | 30 DF VAINA | 5PS45G58FA43 | GRY/BLACK SHEATH
DX30040 | DIFLEX DF 40G VAINA EN ESPIRAL GRIS | 888.5 | 100 | 30 | 360 | M | 8018678004062 | 39173300 | 5PS00 | Installation | 5PS | INSTALLATION PASS | 5PS45G | TUBERÍA | 5PS45G58F | 30 DF VAINA | 5PS45G58FA43 | GRY/BLACK SHEATH
DX30050 | DIFLEX DF 50G VAINA EN ESPIRAL GRIS | 1258.5 | 100 | 30 | 180 | M | 8018678004079 | 39173300 | 5PS00 | Installation | 5PS | INSTALLATION PASS | 5PS45G | TUBERÍA | 5PS45G58F | 30 DF VAINA | 5PS45G58FA43 | GRY/BLACK SHEATH
DX30060 | DIFLEX DF 60G VAINA EN ESPIRAL GRIS | 1509 | 100 | 30 | 120 | M | 8018678004086 | 39173300 | 5PS00 | Installation | 5PS | INSTALLATION PASS | 5PS45G | TUBERÍA | 5PS45G58F | 30 DF VAINA | 5PS45G58FA43 | GRY/BLACK SHEATH
DX30108 | DIFLEX DF 8N VAINA EN ESPIRAL NEGRA | 242.5 | 100 | 30 | 2070 | M | 8018678004116 | 39173300 | 5PS00 | Installation | 5PS | INSTALLATION PASS | 5PS45G | TUBERÍA | 5PS45G58F | 30 DF VAINA | 5PS45G58FA43 | GRY/BLACK SHEATH
DX30110 | DIFLEX DF 10N VAINA EN ESPIRAL NEGRA | 249.5 | 100 | 30 | 1800 | M | 8018678004130 | 39173300 | 5PS00 | Installation | 5PS | INSTALLATION PASS | 5PS45G | TUBERÍA | 5PS45G58F | 30 DF VAINA | 5PS45G58FA43 | GRY/BLACK SHEATH
DX30112 | DIFLEX DF 12N VAINA EN ESPIRAL NEGRA | 250.5 | 100 | 30 | 1800 | M | 8018678004147 | 39173300 | 5PS00 | Installation | 5PS | INSTALLATION PASS | 5PS45G | TUBERÍA | 5PS45G58F | 30 DF VAINA | 5PS45G58FA43 | GRY/BLACK SHEATH
DX30114 | DIFLEX DF 14N VAINA EN ESPIRAL NEGRA | 281 | 100 | 30 | 1440 | M | 8018678004154 | 39173300 | 5PS00 | Installation | 5PS | INSTALLATION PASS | 5PS45G | TUBERÍA | 5PS45G58F | 30 DF VAINA | 5PS45G58FA43 | GRY/BLACK SHEATH
DX30116 | DIFLEX DF 16N VAINA EN ESPIRAL NEGRA | 299.5 | 100 | 30 | 1080 | M | 8018678004161 | 39173300 | 5PS00 | Installation | 5PS | INSTALLATION PASS | 5PS45G | TUBERÍA | 5PS45G58F | 30 DF VAINA | 5PS45G58FA43 | GRY/BLACK SHEATH
DX30120 | DIFLEX DF 20N VAINA EN ESPIRAL NEGRA | 360 | 100 | 30 | 1080 | M | 8018678004185 | 39173300 | 5PS00 | Installation | 5PS | INSTALLATION PASS | 5PS45G | TUBERÍA | 5PS45G58F | 30 DF VAINA | 5PS45G58FA43 | GRY/BLACK SHEATH
DX30122 | DIFLEX DF 22N VAINA EN ESPIRAL NEGRA | 395.5 | 100 | 30 | 720 | M | 8018678004192 | 39173300 | 5PS00 | Installation | 5PS | INSTALLATION PASS | 5PS45G | TUBERÍA | 5PS45G58F | 30 DF VAINA | 5PS45G58FA43 | GRY/BLACK SHEATH
DX30125 | DIFLEX DF 25N VAINA EN ESPIRAL NEGRA | 454.5 | 100 | 30 | 600 | M | 8018678004208 | 39173300 | 5PS00 | Installation | 5PS | INSTALLATION PASS | 5PS45G | TUBERÍA | 5PS45G58F | 30 DF VAINA | 5PS45G58FA43 | GRY/BLACK SHEATH
DX30128 | DIFLEX DF 28N VAINA EN ESPIRAL NEGRA | 555.5 | 100 | 30 | 480 | M | 8018678004215 | 39173300 | 5PS00 | Installation | 5PS | INSTALLATION PASS | 5PS45G | TUBERÍA | 5PS45G58F | 30 DF VAINA | 5PS45G58FA43 | GRY/BLACK SHEATH
DX30132 | DIFLEX DF 32N VAINA EN ESPIRAL NEGRA | 651 | 100 | 30 | 480 | M | 8018678004239 | 39173300 | 5PS00 | Installation | 5PS | INSTALLATION PASS | 5PS45G | TUBERÍA | 5PS45G58F | 30 DF VAINA | 5PS45G58FA43 | GRY/BLACK SHEATH
DX30135 | DIFLEX DF 35N VAINA EN ESPIRAL NEGRA | 715.5 | 100 | 30 | 480 | M | 8018678004246 | 39173300 | 5PS00 | Installation | 5PS | INSTALLATION PASS | 5PS45G | TUBERÍA | 5PS45G58F | 30 DF VAINA | 5PS45G58FA43 | GRY/BLACK SHEATH
DX30140 | DIFLEX DF 40N VAINA EN ESPIRAL NEGRA | 888.5 | 100 | 30 | 360 | M | 8018678004253 | 39173300 | 5PS00 | Installation | 5PS | INSTALLATION PASS | 5PS45G | TUBERÍA | 5PS45G58F | 30 DF VAINA | 5PS45G58FA43 | GRY/BLACK SHEATH
DX30150 | DIFLEX DF 50N VAINA EN ESPIRAL NEGRA | 1258.5 | 100 | 30 | 180 | M | 8018678004260 | 39173300 | 5PS00 | Installation | 5PS | INSTALLATION PASS | 5PS45G | TUBERÍA | 5PS45G58F | 30 DF VAINA | 5PS45G58FA43 | GRY/BLACK SHEATH
DX30160 | DIFLEX DF 60N VAINA EN ESPIRAL NEGRA | 1509 | 100 | 30 | 120 | M | 8018678004277 | 39173300 | 5PS00 | Installation | 5PS | INSTALLATION PASS | 5PS45G | TUBERÍA | 5PS45G58F | 30 DF VAINA | 5PS45G58FA43 | GRY/BLACK SHEATH
DX30812 | DIFLEX LIGHT 12 VAINA EN ESPIRAL GRIS | 235 | 100 | 30 | 1800 | M | 8011564114616 | 39173300 | 5PS00 | Installation | 5PS | INSTALLATION PASS | 5PS45G | TUBERÍA | 5PS45G58F | 30 DF VAINA | 5PS45G58FA45 | COLOURED/SPEC SHEATH
DX30816 | DIFLEX LIGHT 16 VAINA EN ESPIRAL GRIS | 260 | 100 | 30 | 1080 | M | 8011564114623 | 39173300 | 5PS00 | Installation | 5PS | INSTALLATION PASS | 5PS45G | TUBERÍA | 5PS45G58F | 30 DF VAINA | 5PS45G58FA45 | COLOURED/SPEC SHEATH
DX30820 | DIFLEX LIGHT 20 VAINA EN ESPIRAL GRIS | 314 | 100 | 30 | 1080 | M | 8011564114630 | 39173300 | 5PS00 | Installation | 5PS | INSTALLATION PASS | 5PS45G | TUBERÍA | 5PS45G58F | 30 DF VAINA | 5PS45G58FA45 | COLOURED/SPEC SHEATH
DX30825 | DIFLEX LIGHT 25 VAINA EN ESPIRAL GRIS | 364 | 100 | 30 | 600 | M | 8011564114647 | 39173300 | 5PS00 | Installation | 5PS | INSTALLATION PASS | 5PS45G | TUBERÍA | 5PS45G58F | 30 DF VAINA | 5PS45G58FA45 | COLOURED/SPEC SHEATH
DX40016 | MANGUITO RKM/16MM IP40 | 35.7 | 100 | 30 | 300 | NR | 8018678008213 | 39174000 | 5PS00 | Installation | 5PS | INSTALLATION PASS | 5PS47G | ACCESORIOS | 5PS47G55F | 40-50 ACCESORIOS TUB | 5PS47G55FA23 | RIGID CONDUIT ACCESS
DX40020 | MANGUITO RKM/20MM IP40 | 44.3 | 100 | 30 | 450 | NR | 8018678008220 | 39174000 | 5PS00 | Installation | 5PS | INSTALLATION PASS | 5PS47G | ACCESORIOS | 5PS47G55F | 40-50 ACCESORIOS TUB | 5PS47G55FA23 | RIGID CONDUIT ACCESS
DX40025 | MANGUITO RKM/25MM IP40 | 55 | 100 | 20 | 240 | NR | 8018678008237 | 39174000 | 5PS00 | Installation | 5PS | INSTALLATION PASS | 5PS47G | ACCESORIOS | 5PS47G55F | 40-50 ACCESORIOS TUB | 5PS47G55FA23 | RIGID CONDUIT ACCESS
DX40032 | MANGUITO RKM/32MM IP40 | 95.5 | 100 | 10 | 100 | NR | 8018678008244 | 39174000 | 5PS00 | Installation | 5PS | INSTALLATION PASS | 5PS47G | ACCESORIOS | 5PS47G55F | 40-50 ACCESORIOS TUB | 5PS47G55FA23 | RIGID CONDUIT ACCESS
DX40040 | MANGUITO RKM/40MM IP40 | 132 | 100 | 5 | 25 | NR | 8018678008251 | 39174000 | 5PS00 | Installation | 5PS | INSTALLATION PASS | 5PS47G | ACCESORIOS | 5PS47G55F | 40-50 ACCESORIOS TUB | 5PS47G55FA23 | RIGID CONDUIT ACCESS
DX40050 | MANGUITO RKM/50MM IP40 | 226 | 100 | 1 | 15 | NR | 8018678008268 | 39174000 | 5PS00 | Installation | 5PS | INSTALLATION PASS | 5PS47G | ACCESORIOS | 5PS47G55F | 40-50 ACCESORIOS TUB | 5PS47G55FA23 | RIGID CONDUIT ACCESS
DX40063 | MANGUITO RKM/63MM IP40 | 431.5 | 100 | 1 | 8 | NR | 8018678029201 | 39174000 | 5PS00 | Installation | 5PS | INSTALLATION PASS | 5PS47G | ACCESORIOS | 5PS47G55F | 40-50 ACCESORIOS TUB | 5PS47G55FA23 | RIGID CONDUIT ACCESS
DX40116 | CURVA RKS/16MM IP40 | 55.5 | 100 | 30 | 300 | NR | 8018678008978 | 39174000 | 5PS00 | Installation | 5PS | INSTALLATION PASS | 5PS47G | ACCESORIOS | 5PS47G55F | 40-50 ACCESORIOS TUB | 5PS47G55FA23 | RIGID CONDUIT ACCESS
DX40120 | CURVA RKS/20MM IP40 | 75.5 | 100 | 30 | 300 | NR | 8018678008985 | 39174000 | 5PS00 | Installation | 5PS | INSTALLATION PASS | 5PS47G | ACCESORIOS | 5PS47G55F | 40-50 ACCESORIOS TUB | 5PS47G55FA23 | RIGID CONDUIT ACCESS
DX40125 | CURVA RKS/25MM IP40 | 119.5 | 100 | 20 | 100 | NR | 8018678008992 | 39174000 | 5PS00 | Installation | 5PS | INSTALLATION PASS | 5PS47G | ACCESORIOS | 5PS47G55F | 40-50 ACCESORIOS TUB | 5PS47G55FA23 | RIGID CONDUIT ACCESS
DX40132 | CURVA RKS/32MM IP40 | 226 | 100 | 10 | 50 | NR | 8018678009005 | 39174000 | 5PS00 | Installation | 5PS | INSTALLATION PASS | 5PS47G | ACCESORIOS | 5PS47G55F | 40-50 ACCESORIOS TUB | 5PS47G55FA23 | RIGID CONDUIT ACCESS
DX40140 | CURVA RKS/40MM IP40 | 318.5 | 100 | 5 | 25 | NR | 8018678009012 | 39174000 | 5PS00 | Installation | 5PS | INSTALLATION PASS | 5PS47G | ACCESORIOS | 5PS47G55F | 40-50 ACCESORIOS TUB | 5PS47G55FA23 | RIGID CONDUIT ACCESS
DX40150 | CURVA RKS/50MM IP40 | 569 | 100 | 10 | 10 | NR | 8018678009029 | 39174000 | 5PS00 | Installation | 5PS | INSTALLATION PASS | 5PS47G | ACCESORIOS | 5PS47G55F | 40-50 ACCESORIOS TUB | 5PS47G55FA23 | RIGID CONDUIT ACCESS
DX40163 | CURVA RKS/63MM IP40 | 2215.5 | 100 | 1 | 14 | NR | 8018678029218 | 39174000 | 5PS00 | Installation | 5PS | INSTALLATION PASS | 5PS47G | ACCESORIOS | 5PS47G55F | 40-50 ACCESORIOS TUB | 5PS47G55FA23 | RIGID CONDUIT ACCESS
DX40216 | TE INSP. RKT/16MM IP40 | 1.13 | 1 | 30 | 120 | NR | 8018678009388 | 39174000 | 5PS00 | Installation | 5PS | INSTALLATION PASS | 5PS47G | ACCESORIOS | 5PS47G55F | 40-50 ACCESORIOS TUB | 5PS47G55FA23 | RIGID CONDUIT ACCESS
DX40220 | TE INSP. RKT/20MM IP40 | 1.49 | 1 | 30 | 120 | NR | 8018678009395 | 39174000 | 5PS00 | Installation | 5PS | INSTALLATION PASS | 5PS47G | ACCESORIOS | 5PS47G55F | 40-50 ACCESORIOS TUB | 5PS47G55FA23 | RIGID CONDUIT ACCESS
DX40225 | TE INSP. RKT/25MM IP40 | 1.85 | 1 | 20 | 60 | NR | 8018678009401 | 39174000 | 5PS00 | Installation | 5PS | INSTALLATION PASS | 5PS47G | ACCESORIOS | 5PS47G55F | 40-50 ACCESORIOS TUB | 5PS47G55FA23 | RIGID CONDUIT ACCESS
DX40232 | TE INSP. RKT/32MM IP40 | 2.21 | 1 | 10 | 30 | NR | 8018678009418 | 39174000 | 5PS00 | Installation | 5PS | INSTALLATION PASS | 5PS47G | ACCESORIOS | 5PS47G55F | 40-50 ACCESORIOS TUB | 5PS47G55FA23 | RIGID CONDUIT ACCESS
DX40316 | CODO INSP. RKE/16MM IP40 | 0.93 | 1 | 30 | 180 | NR | 8018678008756 | 39174000 | 5PS00 | Installation | 5PS | INSTALLATION PASS | 5PS47G | ACCESORIOS | 5PS47G55F | 40-50 ACCESORIOS TUB | 5PS47G55FA23 | RIGID CONDUIT ACCESS
DX40320 | CODO INSP. RKE/20MM IP40 | 1.13 | 1 | 30 | 120 | NR | 8018678008763 | 39174000 | 5PS00 | Installation | 5PS | INSTALLATION PASS | 5PS47G | ACCESORIOS | 5PS47G55F | 40-50 ACCESORIOS TUB | 5PS47G55FA23 | RIGID CONDUIT ACCESS
DX40325 | CODO INSP. RKE/25MM IP40 | 1.49 | 1 | 20 | 60 | NR | 8018678008770 | 39174000 | 5PS00 | Installation | 5PS | INSTALLATION PASS | 5PS47G | ACCESORIOS | 5PS47G55F | 40-50 ACCESORIOS TUB | 5PS47G55FA23 | RIGID CONDUIT ACCESS
DX40332 | CODO INSP. RKE/32MM IP40 | 1.75 | 1 | 10 | 40 | NR | 8018678008787 | 39174000 | 5PS00 | Installation | 5PS | INSTALLATION PASS | 5PS47G | ACCESORIOS | 5PS47G55F | 40-50 ACCESORIOS TUB | 5PS47G55FA23 | RIGID CONDUIT ACCESS
DX43016 | MANGUITO MM/16MM IP67 | 1.8 | 1 | 10 | 300 | NR | 8018678035547 | 39174000 | 5PS00 | Installation | 5PS | INSTALLATION PASS | 5PS47G | ACCESORIOS | 5PS47G55F | 40-50 ACCESORIOS TUB | 5PS47G55FA25 | MORBIDIX ACCESS
DX43020 | MANGUITO MM/20MM IP67 | 2.06 | 1 | 10 | 240 | NR | 8018678035554 | 39174000 | 5PS00 | Installation | 5PS | INSTALLATION PASS | 5PS47G | ACCESORIOS | 5PS47G55F | 40-50 ACCESORIOS TUB | 5PS47G55FA25 | MORBIDIX ACCESS
DX43025 | MANGUITO MM/25MM IP67 | 2.21 | 1 | 5 | 150 | NR | 8018678035561 | 39174000 | 5PS00 | Installation | 5PS | INSTALLATION PASS | 5PS47G | ACCESORIOS | 5PS47G55F | 40-50 ACCESORIOS TUB | 5PS47G55FA25 | MORBIDIX ACCESS
DX43032 | MANGUITO MM/32MM IP67 | 2.68 | 1 | 5 | 120 | NR | 8018678035578 | 39174000 | 5PS00 | Installation | 5PS | INSTALLATION PASS | 5PS47G | ACCESORIOS | 5PS47G55F | 40-50 ACCESORIOS TUB | 5PS47G55FA25 | MORBIDIX ACCESS
DX43040 | MANGUITO MM/40MM IP67 | 4.74 | 1 | 5 | 90 | NR | 8018678035585 | 39174000 | 5PS00 | Installation | 5PS | INSTALLATION PASS | 5PS47G | ACCESORIOS | 5PS47G55F | 40-50 ACCESORIOS TUB | 5PS47G55FA25 | MORBIDIX ACCESS
DX43050 | MANGUITO MM/50MM IP67 | 5.5 | 1 | 3 | 54 | NR | 8018678035592 | 39174000 | 5PS00 | Installation | 5PS | INSTALLATION PASS | 5PS47G | ACCESORIOS | 5PS47G55F | 40-50 ACCESORIOS TUB | 5PS47G55FA25 | MORBIDIX ACCESS
DX43116 | CURVA CM/16MM IP67 | 2.73 | 1 | 10 | 100 | NR | 8018678035608 | 39174000 | 5PS00 | Installation | 5PS | INSTALLATION PASS | 5PS47G | ACCESORIOS | 5PS47G55F | 40-50 ACCESORIOS TUB | 5PS47G55FA25 | MORBIDIX ACCESS
DX43120 | CURVA CM/20MM IP67 | 3.24 | 1 | 10 | 80 | NR | 8018678035615 | 39174000 | 5PS00 | Installation | 5PS | INSTALLATION PASS | 5PS47G | ACCESORIOS | 5PS47G55F | 40-50 ACCESORIOS TUB | 5PS47G55FA25 | MORBIDIX ACCESS
DX43125 | CURVA CM/25MM IP67 | 4.02 | 1 | 5 | 50 | NR | 8018678035622 | 39174000 | 5PS00 | Installation | 5PS | INSTALLATION PASS | 5PS47G | ACCESORIOS | 5PS47G55F | 40-50 ACCESORIOS TUB | 5PS47G55FA25 | MORBIDIX ACCESS
DX43132 | CURVA CM/32MM IP67 | 5.75 | 1 | 5 | 30 | NR | 8018678035639 | 39174000 | 5PS00 | Installation | 5PS | INSTALLATION PASS | 5PS47G | ACCESORIOS | 5PS47G55F | 40-50 ACCESORIOS TUB | 5PS47G55FA25 | MORBIDIX ACCESS
DX43140 | CURVA CM/40MM IP67 | 7.6 | 1 | 5 | 15 | NR | 8018678035646 | 39174000 | 5PS00 | Installation | 5PS | INSTALLATION PASS | 5PS47G | ACCESORIOS | 5PS47G55F | 40-50 ACCESORIOS TUB | 5PS47G55FA25 | MORBIDIX ACCESS
DX43150 | CURVA CM/50MM IP67 | 9.9 | 1 | 1 | 8 | NR | 8018678035653 | 39174000 | 5PS00 | Installation | 5PS | INSTALLATION PASS | 5PS47G | ACCESORIOS | 5PS47G55F | 40-50 ACCESORIOS TUB | 5PS47G55FA25 | MORBIDIX ACCESS
DX43216 | RACOR TUBO/CAJA MS/16MM IP67 | 2.16 | 1 | 10 | 360 | NR | 8018678035394 | 39174000 | 5PS00 | Installation | 5PS | INSTALLATION PASS | 5PS47G | ACCESORIOS | 5PS47G55F | 40-50 ACCESORIOS TUB | 5PS47G55FA25 | MORBIDIX ACCESS
DX43220 | RACOR TUBO/CAJA MS/20MM IP67 | 2.37 | 1 | 10 | 300 | NR | 8018678035400 | 39174000 | 5PS00 | Installation | 5PS | INSTALLATION PASS | 5PS47G | ACCESORIOS | 5PS47G55F | 40-50 ACCESORIOS TUB | 5PS47G55FA25 | MORBIDIX ACCESS
DX43225 | RACOR TUBO/CAJA MS/25MM IP67 | 2.68 | 1 | 5 | 180 | NR | 8018678035417 | 39174000 | 5PS00 | Installation | 5PS | INSTALLATION PASS | 5PS47G | ACCESORIOS | 5PS47G55F | 40-50 ACCESORIOS TUB | 5PS47G55FA25 | MORBIDIX ACCESS
DX43232 | RACOR TUBO/CAJA MS/32MM IP67 | 2.99 | 1 | 5 | 150 | NR | 8018678035424 | 39174000 | 5PS00 | Installation | 5PS | INSTALLATION PASS | 5PS47G | ACCESORIOS | 5PS47G55F | 40-50 ACCESORIOS TUB | 5PS47G55FA25 | MORBIDIX ACCESS
DX43240 | RACOR TUBO/CAJA MS/40MM IP67 | 5.3 | 1 | 5 | 30 | NR | 8018678036230 | 39174000 | 5PS00 | Installation | 5PS | INSTALLATION PASS | 5PS47G | ACCESORIOS | 5PS47G55F | 40-50 ACCESORIOS TUB | 5PS47G55FA25 | MORBIDIX ACCESS
DX43250 | RACOR TUBO/CAJA MS/50MM IP67 | 6.05 | 1 | 5 | 15 | NR | 8018678036247 | 39174000 | 5PS00 | Installation | 5PS | INSTALLATION PASS | 5PS47G | ACCESORIOS | 5PS47G55F | 40-50 ACCESORIOS TUB | 5PS47G55FA25 | MORBIDIX ACCESS
DX43316 | RACOR TUBO/VAINA 16/12 IP65 | 2.06 | 1 | 10 | 450 | NR | 8018678035660 | 39174000 | 5PS00 | Installation | 5PS | INSTALLATION PASS | 5PS47G | ACCESORIOS | 5PS47G55F | 40-50 ACCESORIOS TUB | 5PS47G55FA29 | CONDUIT-SHEATH UNION
DX43320 | RACOR TUBO/VAINA 20/16 IP65 | 2.06 | 1 | 10 | 300 | NR | 8018678035677 | 39174000 | 5PS00 | Installation | 5PS | INSTALLATION PASS | 5PS47G | ACCESORIOS | 5PS47G55F | 40-50 ACCESORIOS TUB | 5PS47G55FA29 | CONDUIT-SHEATH UNION
DX43325 | RACOR TUBO/VAINA 25/20 IP65 | 2.16 | 1 | 5 | 210 | NR | 8018678035684 | 39174000 | 5PS00 | Installation | 5PS | INSTALLATION PASS | 5PS47G | ACCESORIOS | 5PS47G55F | 40-50 ACCESORIOS TUB | 5PS47G55FA29 | CONDUIT-SHEATH UNION
DX43332 | RACOR TUBO/VAINA 32/25 IP65 | 3.09 | 1 | 5 | 120 | NR | 8018678035691 | 39174000 | 5PS00 | Installation | 5PS | INSTALLATION PASS | 5PS47G | ACCESORIOS | 5PS47G55F | 40-50 ACCESORIOS TUB | 5PS47G55FA29 | CONDUIT-SHEATH UNION
DX43340 | RACOR TUBO/VAINA 40/32 IP65 | 4.38 | 1 | 5 | 25 | NR | 8018678035707 | 39174000 | 5PS00 | Installation | 5PS | INSTALLATION PASS | 5PS47G | ACCESORIOS | 5PS47G55F | 40-50 ACCESORIOS TUB | 5PS47G55FA29 | CONDUIT-SHEATH UNION
DX43350 | RACOR TUBO/VAINA 50/40 IP65 | 5.35 | 1 | 5 | 20 | NR | 8018678035714 | 39174000 | 5PS00 | Installation | 5PS | INSTALLATION PASS | 5PS47G | ACCESORIOS | 5PS47G55F | 40-50 ACCESORIOS TUB | 5PS47G55FA29 | CONDUIT-SHEATH UNION
DX43416 | RACOR TUBO/VAINA 16/16 IP65 | 2.06 | 1 | 10 | 360 | NR | 8018678035721 | 39174000 | 5PS00 | Installation | 5PS | INSTALLATION PASS | 5PS47G | ACCESORIOS | 5PS47G55F | 40-50 ACCESORIOS TUB | 5PS47G55FA29 | CONDUIT-SHEATH UNION
DX43420 | RACOR TUBO/VAINA 20/20 IP65 | 2.16 | 1 | 10 | 240 | NR | 8018678035738 | 39174000 | 5PS00 | Installation | 5PS | INSTALLATION PASS | 5PS47G | ACCESORIOS | 5PS47G55F | 40-50 ACCESORIOS TUB | 5PS47G55FA29 | CONDUIT-SHEATH UNION
DX43425 | RACOR TUBO/VAINA 25/25 IP65 | 2.21 | 1 | 5 | 150 | NR | 8018678035745 | 39174000 | 5PS00 | Installation | 5PS | INSTALLATION PASS | 5PS47G | ACCESORIOS | 5PS47G55F | 40-50 ACCESORIOS TUB | 5PS47G55FA29 | CONDUIT-SHEATH UNION
DX43432 | RACOR TUBO/VAINA 32/28 IP65 | 3.24 | 1 | 5 | 40 | NR | 8018678035752 | 39174000 | 5PS00 | Installation | 5PS | INSTALLATION PASS | 5PS47G | ACCESORIOS | 5PS47G55F | 40-50 ACCESORIOS TUB | 5PS47G55FA29 | CONDUIT-SHEATH UNION
DX43440 | RACOR TUBO/VAINA 40/40 IP65 | 4.89 | 1 | 5 | 20 | NR | 8018678035769 | 39174000 | 5PS00 | Installation | 5PS | INSTALLATION PASS | 5PS47G | ACCESORIOS | 5PS47G55F | 40-50 ACCESORIOS TUB | 5PS47G55FA29 | CONDUIT-SHEATH UNION
DX43516 | CURVA C.FLEX. SVM16TT SVOLTA IP65 | 3.91 | 1 | 1 | 60 | NR | 8018678036292 | 39174000 | 5PS00 | Installation | 5PS | INSTALLATION PASS | 5PS47G | ACCESORIOS | 5PS47G55F | 40-50 ACCESORIOS TUB | 5PS47G55FA25 | MORBIDIX ACCESS
DX43520 | CURVA C.FLEX. SVM20TT SVOLTA IP65 | 4.02 | 1 | 1 | 40 | NR | 8018678036308 | 39174000 | 5PS00 | Installation | 5PS | INSTALLATION PASS | 5PS47G | ACCESORIOS | 5PS47G55F | 40-50 ACCESORIOS TUB | 5PS47G55FA25 | MORBIDIX ACCESS
DX43525 | CURVA C.FLEX. SVM25TT SVOLTA IP65 | 5.35 | 1 | 1 | 20 | NR | 8018678036315 | 39174000 | 5PS00 | Installation | 5PS | INSTALLATION PASS | 5PS47G | ACCESORIOS | 5PS47G55F | 40-50 ACCESORIOS TUB | 5PS47G55FA25 | MORBIDIX ACCESS
DX43532 | CURVA C.FLEX. SVM32TT SVOLTA IP65 | 6.6 | 1 | 1 | 20 | NR | 8018678036322 | 39174000 | 5PS00 | Installation | 5PS | INSTALLATION PASS | 5PS47G | ACCESORIOS | 5PS47G55F | 40-50 ACCESORIOS TUB | 5PS47G55FA25 | MORBIDIX ACCESS
DX43540 | CURVA C.FLEX. SVM40TT SVOLTA IP65 | 9.8 | 1 | 12 | 12 | NR | 8018678036339 | 39174000 | 5PS00 | Installation | 5PS | INSTALLATION PASS | 5PS47G | ACCESORIOS | 5PS47G55F | 40-50 ACCESORIOS TUB | 5PS47G55FA25 | MORBIDIX ACCESS
DX43550 | CURVA C.FLEX. SVM50TT SVOLTA IP65 | 12.25 | 1 | 1 | 9 | NR | 8018678036346 | 39174000 | 5PS00 | Installation | 5PS | INSTALLATION PASS | 5PS47G | ACCESORIOS | 5PS47G55F | 40-50 ACCESORIOS TUB | 5PS47G55FA25 | MORBIDIX ACCESS
DX45003 | CAJA TRIX 3 ENTRADAS | 3.45 | 1 | 3 | 15 | NR | 8018678011954 | 85381000 | 5PS00 | Installation | 5PS | INSTALLATION PASS | 5PS47G | ACCESORIOS | 5PS47G55F | 40-50 ACCESORIOS TUB | 5PS47G55FA27 | TRIX/QUADRIX SYSTEM
DX45004 | CAJA QUADRIX 4 ENTRADAS | 6.35 | 1 | 5 | 60 | NR | 8018678035080 | 85381000 | 5PS00 | Installation | 5PS | INSTALLATION PASS | 5PS47G | ACCESORIOS | 5PS47G55F | 40-50 ACCESORIOS TUB | 5PS47G55FA27 | TRIX/QUADRIX SYSTEM
DX45007 | CAJA QUADRIX 7 ENTRADAS | 7.55 | 1 | 5 | 60 | NR | 8018678035097 | 85381000 | 5PS00 | Installation | 5PS | INSTALLATION PASS | 5PS47G | ACCESORIOS | 5PS47G55F | 40-50 ACCESORIOS TUB | 5PS47G55FA27 | TRIX/QUADRIX SYSTEM
DX45010 | CAJA QUADRIX 10 ENTRADAS | 9.55 | 1 | 1 | 16 | NR | 8018678038012 | 85381000 | 5PS00 | Installation | 5PS | INSTALLATION PASS | 5PS47G | ACCESORIOS | 5PS47G55F | 40-50 ACCESORIOS TUB | 5PS47G55FA27 | TRIX/QUADRIX SYSTEM
DX47000 | TAPON CIERRE TRIX/QUADRIX | 1.13 | 1 | 50 | 450 | NR | 8018678012814 | 39174000 | 5PS00 | Installation | 5PS | INSTALLATION PASS | 5PS47G | ACCESORIOS | 5PS47G55F | 40-50 ACCESORIOS TUB | 5PS47G55FA27 | TRIX/QUADRIX SYSTEM
DX47001 | RACOR CAJA/CAJA TRIX/QUADRIX | 1.85 | 1 | 20 | 60 | NR | 8018678038166 | 39174000 | 5PS00 | Installation | 5PS | INSTALLATION PASS | 5PS47G | ACCESORIOS | 5PS47G55F | 40-50 ACCESORIOS TUB | 5PS47G55FA27 | TRIX/QUADRIX SYSTEM
DX47212 | TX/QX RACOR VAINA RGX 12MM | 73.5 | 100 | 10 | 450 | NR | 8018678038067 | 39174000 | 5PS00 | Installation | 5PS | INSTALLATION PASS | 5PS47G | ACCESORIOS | 5PS47G55F | 40-50 ACCESORIOS TUB | 5PS47G55FA27 | TRIX/QUADRIX SYSTEM
DX47216 | TX/QX RACOR VAINA RGX 16MM | 75 | 100 | 10 | 450 | NR | 8018678011992 | 39174000 | 5PS00 | Installation | 5PS | INSTALLATION PASS | 5PS47G | ACCESORIOS | 5PS47G55F | 40-50 ACCESORIOS TUB | 5PS47G55FA27 | TRIX/QUADRIX SYSTEM
DX47220 | TX/QX RACOR VAINA RGX 20MM | 77.5 | 100 | 10 | 390 | NR | 8018678012005 | 39174000 | 5PS00 | Installation | 5PS | INSTALLATION PASS | 5PS47G | ACCESORIOS | 5PS47G55F | 40-50 ACCESORIOS TUB | 5PS47G55FA27 | TRIX/QUADRIX SYSTEM
DX47503 | TX/QX PRENSA PCX 3/6 | 3.45 | 1 | 10 | 300 | NR | 8018678013101 | 85389099 | 5PS00 | Installation | 5PS | INSTALLATION PASS | 5PS47G | ACCESORIOS | 5PS47G55F | 40-50 ACCESORIOS TUB | 5PS47G55FA27 | TRIX/QUADRIX SYSTEM
DX47506 | TX/QX PRENSA PCX 6/9 | 3.45 | 1 | 10 | 300 | NR | 8018678013118 | 85389099 | 5PS00 | Installation | 5PS | INSTALLATION PASS | 5PS47G | ACCESORIOS | 5PS47G55F | 40-50 ACCESORIOS TUB | 5PS47G55FA27 | TRIX/QUADRIX SYSTEM
DX47509 | TX/QX PRENSA PCX 9/12 | 3.45 | 1 | 10 | 300 | NR | 8018678013125 | 85389099 | 5PS00 | Installation | 5PS | INSTALLATION PASS | 5PS47G | ACCESORIOS | 5PS47G55F | 40-50 ACCESORIOS TUB | 5PS47G55FA27 | TRIX/QUADRIX SYSTEM
DX47616 | TX/QX RACOR TUBO RMX 16MM | 1.13 | 1 | 10 | 390 | NR | 8018678035516 | 39174000 | 5PS00 | Installation | 5PS | INSTALLATION PASS | 5PS47G | ACCESORIOS | 5PS47G55F | 40-50 ACCESORIOS TUB | 5PS47G55FA27 | TRIX/QUADRIX SYSTEM
DX47620 | TX/QX RACOR TUBO RMX 20MM | 1.39 | 1 | 10 | 360 | NR | 8018678035523 | 39174000 | 5PS00 | Installation | 5PS | INSTALLATION PASS | 5PS47G | ACCESORIOS | 5PS47G55F | 40-50 ACCESORIOS TUB | 5PS47G55FA27 | TRIX/QUADRIX SYSTEM
DX47625 | TX/QX RACOR TUBO RMX 25MM | 1.49 | 1 | 10 | 300 | NR | 8018678035530 | 39174000 | 5PS00 | Installation | 5PS | INSTALLATION PASS | 5PS47G | ACCESORIOS | 5PS47G55F | 40-50 ACCESORIOS TUB | 5PS47G55FA27 | TRIX/QUADRIX SYSTEM
DX51120 | CFR 16/20 BRIDA SUJECCION | 32.05 | 100 | 100 | 1500 | NR | 8018678009517 | 39174000 | 5PS00 | Installation | 5PS | INSTALLATION PASS | 5PS47G | ACCESORIOS | 5PS47G56F | 50 ACC. TUBO-INSTAL. | 5PS47G56F569 | POLYM ACC CABL MOUNT
DX51232 | CF 16/32 BRIDA SUJECCION | 40.25 | 100 | 100 | 800 | NR | 8018678010094 | 39269097 | 5PS00 | Installation | 5PS | INSTALLATION PASS | 5PS47G | ACCESORIOS | 5PS47G56F | 50 ACC. TUBO-INSTAL. | 5PS47G56F569 | POLYM ACC CABL MOUNT
DX51263 | CF 25/63 BRIDA SUJECCION | 64 | 100 | 100 | 400 | NR | 8018678010117 | 39174000 | 5PS00 | Installation | 5PS | INSTALLATION PASS | 5PS47G | ACCESORIOS | 5PS47G56F | 50 ACC. TUBO-INSTAL. | 5PS47G56F569 | POLYM ACC CABL MOUNT
DX51306 | TACO FIJACION 6 MM | 20.7 | 100 | 200 | 600 | NR | 8018678010148 | 39269097 | 5PS00 | Installation | 5PS | INSTALLATION PASS | 5PS47G | ACCESORIOS | 5PS47G56F | 50 ACC. TUBO-INSTAL. | 5PS47G56F569 | POLYM ACC CABL MOUNT
DX51308 | TACO FIJACION 8 MM | 20.7 | 100 | 200 | 600 | NR | 8018678010131 | 39269097 | 5PS00 | Installation | 5PS | INSTALLATION PASS | 5PS47G | ACCESORIOS | 5PS47G56F | 50 ACC. TUBO-INSTAL. | 5PS47G56F569 | POLYM ACC CABL MOUNT
DX51316 | RKB 16MM - MUELLE CURB. | 38.05 | 1 | 1 | 10 | NR | 8011564197916 | 85389099 | 5PS00 | Installation | 5PS | INSTALLATION PASS | 5PS47G | ACCESORIOS | 5PS47G55F | 40-50 ACCESORIOS TUB | 5PS47G55FA23 | RIGID CONDUIT ACCESS
DX51320 | RKB 20MM - MUELLE CURB. | 47.45 | 1 | 1 | 10 | NR | 8011564197923 | 85389099 | 5PS00 | Installation | 5PS | INSTALLATION PASS | 5PS47G | ACCESORIOS | 5PS47G55F | 40-50 ACCESORIOS TUB | 5PS47G55FA23 | RIGID CONDUIT ACCESS
DX51325 | RKB 25MM - MUELLE CURB. | 59 | 1 | 1 | 5 | NR | 8011564197930 | 85389099 | 5PS00 | Installation | 5PS | INSTALLATION PASS | 5PS47G | ACCESORIOS | 5PS47G55F | 40-50 ACCESORIOS TUB | 5PS47G55FA23 | RIGID CONDUIT ACCESS
DX51416 | RK15 16MM - MUELLE CURB. | 29.95 | 1 | 1 | 10 | NR | 8018678031174 | 85389099 | 5PS00 | Installation | 5PS | INSTALLATION PASS | 5PS47G | ACCESORIOS | 5PS47G55F | 40-50 ACCESORIOS TUB | 5PS47G55FA23 | RIGID CONDUIT ACCESS
DX51420 | RK15 20MM - MUELLE CURB. | 38.8 | 1 | 1 | 10 | NR | 8018678031181 | 85389099 | 5PS00 | Installation | 5PS | INSTALLATION PASS | 5PS47G | ACCESORIOS | 5PS47G55F | 40-50 ACCESORIOS TUB | 5PS47G55FA23 | RIGID CONDUIT ACCESS
DX51425 | RK15 25MM - MUELLE CURB. | 46.5 | 1 | 1 | 5 | NR | 8018678031198 | 85389099 | 5PS00 | Installation | 5PS | INSTALLATION PASS | 5PS47G | ACCESORIOS | 5PS47G55F | 40-50 ACCESORIOS TUB | 5PS47G55FA23 | RIGID CONDUIT ACCESS
DX51432 | RK15 32MM - MUELLE CURB. | 55.5 | 1 | 1 | 5 | NR | 8018678031204 | 85389099 | 5PS00 | Installation | 5PS | INSTALLATION PASS | 5PS47G | ACCESORIOS | 5PS47G55F | 40-50 ACCESORIOS TUB | 5PS47G55FA23 | RIGID CONDUIT ACCESS
DX51440 | RK15 40MM - MUELLE CURB. | 88.5 | 1 | 1 | 1 | NR | 8018678031211 | 85389099 | 5PS00 | Installation | 5PS | INSTALLATION PASS | 5PS47G | ACCESORIOS | 5PS47G55F | 40-50 ACCESORIOS TUB | 5PS47G55FA23 | RIGID CONDUIT ACCESS
DX51450 | RK15 50MM - MUELLE CURB. | 115.5 | 1 | 1 | 1 | NR | 8018678031228 | 85389099 | 5PS00 | Installation | 5PS | INSTALLATION PASS | 5PS47G | ACCESORIOS | 5PS47G55F | 40-50 ACCESORIOS TUB | 5PS47G55FA23 | RIGID CONDUIT ACCESS
DX51600 | TIJERA CORTATUBO 16/32 | 160 | 1 | 1 | 5 | NR | 8018678031334 | 85389099 | 5PS00 | Installation | 5PS | INSTALLATION PASS | 5PS47G | ACCESORIOS | 5PS47G55F | 40-50 ACCESORIOS TUB | 5PS47G55FA23 | RIGID CONDUIT ACCESS
DX52016 | MANGUITO GF 16 JUNTA P/TUBO CORRUGADO | 24.45 | 100 | 50 | 200 | NR | 8018678005786 | 39174000 | 5PS00 | Installation | 5PS | INSTALLATION PASS | 5PS47G | ACCESORIOS | 5PS47G55F | 40-50 ACCESORIOS TUB | 5PS47G55FA33 | FLEXIBLE COND. ACC.
DX52020 | MANGUITO GF 20 JUNTA P/TUBO CORRUGADO | 34.55 | 100 | 50 | 300 | NR | 8018678005793 | 39174000 | 5PS00 | Installation | 5PS | INSTALLATION PASS | 5PS47G | ACCESORIOS | 5PS47G55F | 40-50 ACCESORIOS TUB | 5PS47G55FA33 | FLEXIBLE COND. ACC.
DX52025 | MANGUITO GF 25 JUNTA P/TUBO CORRUGADO | 41.1 | 100 | 50 | 200 | NR | 8018678005809 | 39174000 | 5PS00 | Installation | 5PS | INSTALLATION PASS | 5PS47G | ACCESORIOS | 5PS47G55F | 40-50 ACCESORIOS TUB | 5PS47G55FA33 | FLEXIBLE COND. ACC.
DX52032 | MANGUITO GF 32 JUNTA P/TUBO CORRUGADO | 58 | 100 | 25 | 150 | NR | 8018678005816 | 39174000 | 5PS00 | Installation | 5PS | INSTALLATION PASS | 5PS47G | ACCESORIOS | 5PS47G55F | 40-50 ACCESORIOS TUB | 5PS47G55FA33 | FLEXIBLE COND. ACC.
DX52040 | MANGUITO GF 40 JUNTA P/TUBO CORRUGADO | 80.5 | 100 | 10 | 40 | NR | 8018678005823 | 39174000 | 5PS00 | Installation | 5PS | INSTALLATION PASS | 5PS47G | ACCESORIOS | 5PS47G55F | 40-50 ACCESORIOS TUB | 5PS47G55FA33 | FLEXIBLE COND. ACC.
DX52050 | MANGUITO GF 50 JUNTA P/TUBO CORRUGADO | 112.5 | 100 | 10 | 40 | NR | 8018678005830 | 39174000 | 5PS00 | Installation | 5PS | INSTALLATION PASS | 5PS47G | ACCESORIOS | 5PS47G55F | 40-50 ACCESORIOS TUB | 5PS47G55FA33 | FLEXIBLE COND. ACC.
DX52063 | MANGUITO GF 63 JUNTA P/TUBO CORRUGADO | 164.5 | 100 | 1 | 25 | NR | 8018678005847 | 39174000 | 5PS00 | Installation | 5PS | INSTALLATION PASS | 5PS47G | ACCESORIOS | 5PS47G55F | 40-50 ACCESORIOS TUB | 5PS47G55FA33 | FLEXIBLE COND. ACC.
DX52116 | TF 16 TAPON P/TUBO CORRUGADO | 21.85 | 100 | 100 | 500 | NR | 8018678004635 | 39174000 | 5PS00 | Installation | 5PS | INSTALLATION PASS | 5PS47G | ACCESORIOS | 5PS47G55F | 40-50 ACCESORIOS TUB | 5PS47G55FA33 | FLEXIBLE COND. ACC.
DX52120 | TF 20 TAPON P/TUBO CORRUGADO | 23.3 | 100 | 100 | 400 | NR | 8018678004642 | 39174000 | 5PS00 | Installation | 5PS | INSTALLATION PASS | 5PS47G | ACCESORIOS | 5PS47G55F | 40-50 ACCESORIOS TUB | 5PS47G55FA33 | FLEXIBLE COND. ACC.
DX52125 | TF 25 TAPON P/TUBO CORRUGADO | 23.95 | 100 | 50 | 250 | NR | 8018678004659 | 39174000 | 5PS00 | Installation | 5PS | INSTALLATION PASS | 5PS47G | ACCESORIOS | 5PS47G55F | 40-50 ACCESORIOS TUB | 5PS47G55FA33 | FLEXIBLE COND. ACC.
DX52132 | TF 32 TAPON P/TUBO CORRUGADO | 46 | 100 | 25 | 125 | NR | 8018678004666 | 39174000 | 5PS00 | Installation | 5PS | INSTALLATION PASS | 5PS47G | ACCESORIOS | 5PS47G55F | 40-50 ACCESORIOS TUB | 5PS47G55FA33 | FLEXIBLE COND. ACC.
DX52140 | TF 40 TAPON P/TUBO CORRUGADO | 104 | 100 | 25 | 100 | NR | 8018678004673 | 39174000 | 5PS00 | Installation | 5PS | INSTALLATION PASS | 5PS47G | ACCESORIOS | 5PS47G55F | 40-50 ACCESORIOS TUB | 5PS47G55FA33 | FLEXIBLE COND. ACC.
DX52150 | TF 50 TAPON P/TUBO CORRUGADO | 107 | 100 | 25 | 75 | NR | 8018678004680 | 39174000 | 5PS00 | Installation | 5PS | INSTALLATION PASS | 5PS47G | ACCESORIOS | 5PS47G55F | 40-50 ACCESORIOS TUB | 5PS47G55FA33 | FLEXIBLE COND. ACC.
DX52163 | TF 63 TAPON P/TUBO CORRUGADO | 112.5 | 100 | 1 | 50 | NR | 8018678004697 | 39174000 | 5PS00 | Installation | 5PS | INSTALLATION PASS | 5PS47G | ACCESORIOS | 5PS47G55F | 40-50 ACCESORIOS TUB | 5PS47G55FA33 | FLEXIBLE COND. ACC.
DX52205 | GUIA TIRACABLES D3MM L5M | 12.15 | 1 | 1 | 10 | NR | 8018678019288 | 39269097 | 5PS00 | Installation | 5PS | INSTALLATION PASS | 5PS47G | ACCESORIOS | 5PS47G55F | 40-50 ACCESORIOS TUB | 5PS47G55FA33 | FLEXIBLE COND. ACC.
DX52210 | GUIA TIRACABLES D3MM L10M | 16.35 | 1 | 1 | 10 | NR | 8018678019301 | 39269097 | 5PS00 | Installation | 5PS | INSTALLATION PASS | 5PS47G | ACCESORIOS | 5PS47G55F | 40-50 ACCESORIOS TUB | 5PS47G55FA33 | FLEXIBLE COND. ACC.
DX52215 | GUIA TIRACABLES D3MM L15M | 20.9 | 1 | 1 | 10 | NR | 8018678019325 | 39269097 | 5PS00 | Installation | 5PS | INSTALLATION PASS | 5PS47G | ACCESORIOS | 5PS47G55F | 40-50 ACCESORIOS TUB | 5PS47G55FA33 | FLEXIBLE COND. ACC.
DX52220 | GUIA TIRACABLES D3MM L20M | 24.45 | 1 | 1 | 10 | NR | 8018678019349 | 39269097 | 5PS00 | Installation | 5PS | INSTALLATION PASS | 5PS47G | ACCESORIOS | 5PS47G55F | 40-50 ACCESORIOS TUB | 5PS47G55FA33 | FLEXIBLE COND. ACC.
DX52225 | GUIA TIRACABLES D3MM L25M | 29.45 | 1 | 1 | 10 | NR | 8018678019363 | 39269097 | 5PS00 | Installation | 5PS | INSTALLATION PASS | 5PS47G | ACCESORIOS | 5PS47G55F | 40-50 ACCESORIOS TUB | 5PS47G55FA33 | FLEXIBLE COND. ACC.
DX52299 | CABEZAL TIRACABLES D4MM | 8.2 | 1 | 10 | 200 | NR | 8018678009876 | 85389099 | 5PS00 | Installation | 5PS | INSTALLATION PASS | 5PS47G | ACCESORIOS | 5PS47G55F | 40-50 ACCESORIOS TUB | 5PS47G55FA33 | FLEXIBLE COND. ACC.
DX52305 | GUIA TIRACABLES D4MM L5M | 14.8 | 1 | 1 | 40 | NR | 8018678019387 | 39269097 | 5PS00 | Installation | 5PS | INSTALLATION PASS | 5PS47G | ACCESORIOS | 5PS47G55F | 40-50 ACCESORIOS TUB | 5PS47G55FA33 | FLEXIBLE COND. ACC.
DX52310 | GUIA TIRACABLES D4MM L10M | 21.55 | 1 | 1 | 25 | NR | 8018678019400 | 39269097 | 5PS00 | Installation | 5PS | INSTALLATION PASS | 5PS47G | ACCESORIOS | 5PS47G55F | 40-50 ACCESORIOS TUB | 5PS47G55FA33 | FLEXIBLE COND. ACC.
DX52315 | GUIA TIRACABLES D4MM L15M | 28.95 | 1 | 1 | 15 | NR | 8018678019424 | 39269097 | 5PS00 | Installation | 5PS | INSTALLATION PASS | 5PS47G | ACCESORIOS | 5PS47G55F | 40-50 ACCESORIOS TUB | 5PS47G55FA33 | FLEXIBLE COND. ACC.
DX52320 | GUIA TIRACABLES D4MM L20M | 35.7 | 1 | 1 | 15 | NR | 8018678019448 | 39269097 | 5PS00 | Installation | 5PS | INSTALLATION PASS | 5PS47G | ACCESORIOS | 5PS47G55F | 40-50 ACCESORIOS TUB | 5PS47G55FA33 | FLEXIBLE COND. ACC.
DX52325 | GUIA TIRACABLES D4MM L25M | 42.65 | 1 | 1 | 15 | NR | 8018678019462 | 39269097 | 5PS00 | Installation | 5PS | INSTALLATION PASS | 5PS47G | ACCESORIOS | 5PS47G55F | 40-50 ACCESORIOS TUB | 5PS47G55FA33 | FLEXIBLE COND. ACC.
DX52399 | OJAL DE COLA TIRACABLES D4MM | 2.06 | 1 | 10 | 200 | NR | 8018678009937 | 85389099 | 5PS00 | Installation | 5PS | INSTALLATION PASS | 5PS47G | ACCESORIOS | 5PS47G55F | 40-50 ACCESORIOS TUB | 5PS47G55FA33 | FLEXIBLE COND. ACC.
DX54008 | RACOR RDM V8/M12 IP54 GR | 1.6 | 1 | 20 | 180 | NR | 8018678002044 | 39174000 | 5PS00 | Installation | 5PS | INSTALLATION PASS | 5PS47G | ACCESORIOS | 5PS47G55F | 40-50 ACCESORIOS TUB | 5PS47G55FA31 | SHEATH ACCESSORIES
DX54010 | RACOR RDM V10/M16 IP54 GR | 1.65 | 1 | 20 | 160 | NR | 8018678002051 | 39174000 | 5PS00 | Installation | 5PS | INSTALLATION PASS | 5PS47G | ACCESORIOS | 5PS47G55F | 40-50 ACCESORIOS TUB | 5PS47G55FA31 | SHEATH ACCESSORIES
DX54012 | RACOR RDM V12/M16 IP54 GR | 1.65 | 1 | 10 | 100 | NR | 8018678002075 | 39174000 | 5PS00 | Installation | 5PS | INSTALLATION PASS | 5PS47G | ACCESORIOS | 5PS47G55F | 40-50 ACCESORIOS TUB | 5PS47G55FA31 | SHEATH ACCESSORIES
DX54016 | RACOR RDM V16/M20 IP54 GR | 1.8 | 1 | 10 | 150 | NR | 8018678002082 | 39174000 | 5PS00 | Installation | 5PS | INSTALLATION PASS | 5PS47G | ACCESORIOS | 5PS47G55F | 40-50 ACCESORIOS TUB | 5PS47G55FA31 | SHEATH ACCESSORIES
DX54020 | RACOR RDM V20/M25 IP54 GR | 1.85 | 1 | 10 | 100 | NR | 8018678002099 | 39174000 | 5PS00 | Installation | 5PS | INSTALLATION PASS | 5PS47G | ACCESORIOS | 5PS47G55F | 40-50 ACCESORIOS TUB | 5PS47G55FA31 | SHEATH ACCESSORIES
DX54022 | RACOR RDM V22/M25 IP54 GR | 2.06 | 1 | 10 | 100 | NR | 8018678002068 | 39174000 | 5PS00 | Installation | 5PS | INSTALLATION PASS | 5PS47G | ACCESORIOS | 5PS47G55F | 40-50 ACCESORIOS TUB | 5PS47G55FA31 | SHEATH ACCESSORIES
DX54025 | RACOR RDM V25/M32 IP54 GR | 2.52 | 1 | 5 | 60 | NR | 8018678002105 | 39174000 | 5PS00 | Installation | 5PS | INSTALLATION PASS | 5PS47G | ACCESORIOS | 5PS47G55F | 40-50 ACCESORIOS TUB | 5PS47G55FA31 | SHEATH ACCESSORIES
DX54028 | RACOR RDM V28/M32 IP54 GR | 2.73 | 1 | 5 | 40 | NR | 8018678011633 | 39174000 | 5PS00 | Installation | 5PS | INSTALLATION PASS | 5PS47G | ACCESORIOS | 5PS47G55F | 40-50 ACCESORIOS TUB | 5PS47G55FA31 | SHEATH ACCESSORIES
DX54032 | RACOR RDM V32/M40 IP54 GR | 4.07 | 1 | 5 | 30 | NR | 8018678002112 | 39174000 | 5PS00 | Installation | 5PS | INSTALLATION PASS | 5PS47G | ACCESORIOS | 5PS47G55F | 40-50 ACCESORIOS TUB | 5PS47G55FA31 | SHEATH ACCESSORIES
DX54040 | RACOR RDM V40/M50 IP54 GR | 6.35 | 1 | 1 | 25 | NR | 8018678002129 | 39174000 | 5PS00 | Installation | 5PS | INSTALLATION PASS | 5PS47G | ACCESORIOS | 5PS47G55F | 40-50 ACCESORIOS TUB | 5PS47G55FA31 | SHEATH ACCESSORIES
DX54050 | RACOR RDM V50/M63 IP54 GR | 7.6 | 1 | 1 | 15 | NR | 8018678039019 | 39174000 | 5PS00 | Installation | 5PS | INSTALLATION PASS | 5PS47G | ACCESORIOS | 5PS47G55F | 40-50 ACCESORIOS TUB | 5PS47G55FA31 | SHEATH ACCESSORIES
DX54108 | RACOR RDM V8/M12 IP54 NG | 1.6 | 1 | 20 | 180 | NR | 8018678002259 | 39174000 | 5PS00 | Installation | 5PS | INSTALLATION PASS | 5PS47G | ACCESORIOS | 5PS47G55F | 40-50 ACCESORIOS TUB | 5PS47G55FA31 | SHEATH ACCESSORIES
DX54110 | RACOR RDM V10/M16 IP54 NG | 1.65 | 1 | 20 | 160 | NR | 8018678002266 | 39174000 | 5PS00 | Installation | 5PS | INSTALLATION PASS | 5PS47G | ACCESORIOS | 5PS47G55F | 40-50 ACCESORIOS TUB | 5PS47G55FA31 | SHEATH ACCESSORIES
DX54112 | RACOR RDM V12/M16 IP54 NG | 1.65 | 1 | 10 | 100 | NR | 8018678002303 | 39174000 | 5PS00 | Installation | 5PS | INSTALLATION PASS | 5PS47G | ACCESORIOS | 5PS47G55F | 40-50 ACCESORIOS TUB | 5PS47G55FA31 | SHEATH ACCESSORIES
DX54116 | RACOR RDM V16/M20 IP54 NG | 1.8 | 1 | 10 | 150 | NR | 8018678002310 | 39174000 | 5PS00 | Installation | 5PS | INSTALLATION PASS | 5PS47G | ACCESORIOS | 5PS47G55F | 40-50 ACCESORIOS TUB | 5PS47G55FA31 | SHEATH ACCESSORIES
DX54120 | RACOR RDM V20/M25 IP54 NG | 1.85 | 1 | 10 | 100 | NR | 8018678002327 | 39174000 | 5PS00 | Installation | 5PS | INSTALLATION PASS | 5PS47G | ACCESORIOS | 5PS47G55F | 40-50 ACCESORIOS TUB | 5PS47G55FA31 | SHEATH ACCESSORIES
DX54122 | RACOR RDM V22/M25 IP54 NG | 2.06 | 1 | 10 | 100 | NR | 8018678002273 | 39174000 | 5PS00 | Installation | 5PS | INSTALLATION PASS | 5PS47G | ACCESORIOS | 5PS47G55F | 40-50 ACCESORIOS TUB | 5PS47G55FA31 | SHEATH ACCESSORIES
DX54125 | RACOR RDM V25/M32 IP54 NG | 2.52 | 1 | 5 | 60 | NR | 8018678002334 | 39174000 | 5PS00 | Installation | 5PS | INSTALLATION PASS | 5PS47G | ACCESORIOS | 5PS47G55F | 40-50 ACCESORIOS TUB | 5PS47G55FA31 | SHEATH ACCESSORIES
DX54128 | RACOR RDM V28/M32 IP54 NG | 2.73 | 1 | 5 | 40 | NR | 8018678002280 | 39174000 | 5PS00 | Installation | 5PS | INSTALLATION PASS | 5PS47G | ACCESORIOS | 5PS47G55F | 40-50 ACCESORIOS TUB | 5PS47G55FA31 | SHEATH ACCESSORIES
DX54132 | RACOR RDM V32/M40 IP54 NG | 4.07 | 1 | 5 | 30 | NR | 8018678002341 | 39174000 | 5PS00 | Installation | 5PS | INSTALLATION PASS | 5PS47G | ACCESORIOS | 5PS47G55F | 40-50 ACCESORIOS TUB | 5PS47G55FA31 | SHEATH ACCESSORIES
DX54140 | RACOR RDM V40/M50 IP54 NG | 6.35 | 1 | 25 | 25 | NR | 8018678002358 | 39174000 | 5PS00 | Installation | 5PS | INSTALLATION PASS | 5PS47G | ACCESORIOS | 5PS47G55F | 40-50 ACCESORIOS TUB | 5PS47G55FA31 | SHEATH ACCESSORIES
DX54150 | RACOR RDM V50/M63 IP54 NG | 7.6 | 1 | 1 | 15 | NR | 8018678039026 | 39174000 | 5PS00 | Installation | 5PS | INSTALLATION PASS | 5PS47G | ACCESORIOS | 5PS47G55F | 40-50 ACCESORIOS TUB | 5PS47G55FA31 | SHEATH ACCESSORIES
DX54208 | RACOR RDG V8/GAS IP54 GR | 1.65 | 1 | 20 | 180 | NR | 8018678002136 | 39174000 | 5PS00 | Installation | 5PS | INSTALLATION PASS | 5PS47G | ACCESORIOS | 5PS47G55F | 40-50 ACCESORIOS TUB | 5PS47G55FA31 | SHEATH ACCESSORIES
DX54210 | RACOR RDG V10/GAS IP54 GR | 1.8 | 1 | 20 | 160 | NR | 8018678002143 | 39174000 | 5PS00 | Installation | 5PS | INSTALLATION PASS | 5PS47G | ACCESORIOS | 5PS47G55F | 40-50 ACCESORIOS TUB | 5PS47G55FA31 | SHEATH ACCESSORIES
DX54212 | RACOR RDG V12/GAS IP54 GR | 1.8 | 1 | 10 | 100 | NR | 8018678002150 | 39174000 | 5PS00 | Installation | 5PS | INSTALLATION PASS | 5PS47G | ACCESORIOS | 5PS47G55F | 40-50 ACCESORIOS TUB | 5PS47G55FA31 | SHEATH ACCESSORIES
DX54214 | RACOR RDG V14/GAS IP54 GR | 1.8 | 1 | 10 | 150 | NR | 8018678002167 | 39174000 | 5PS00 | Installation | 5PS | INSTALLATION PASS | 5PS47G | ACCESORIOS | 5PS47G55F | 40-50 ACCESORIOS TUB | 5PS47G55FA31 | SHEATH ACCESSORIES
DX54216 | RACOR RDG V16/GAS IP54 GR | 1.8 | 1 | 10 | 150 | NR | 8018678002174 | 39174000 | 5PS00 | Installation | 5PS | INSTALLATION PASS | 5PS47G | ACCESORIOS | 5PS47G55F | 40-50 ACCESORIOS TUB | 5PS47G55FA31 | SHEATH ACCESSORIES
DX54220 | RACOR RDG V20/GAS IP54 GR | 2.06 | 1 | 10 | 100 | NR | 8018678002181 | 39174000 | 5PS00 | Installation | 5PS | INSTALLATION PASS | 5PS47G | ACCESORIOS | 5PS47G55F | 40-50 ACCESORIOS TUB | 5PS47G55FA31 | SHEATH ACCESSORIES
DX54222 | RACOR RDG V22/GAS IP54 GR | 2.21 | 1 | 10 | 100 | NR | 8018678002198 | 39174000 | 5PS00 | Installation | 5PS | INSTALLATION PASS | 5PS47G | ACCESORIOS | 5PS47G55F | 40-50 ACCESORIOS TUB | 5PS47G55FA31 | SHEATH ACCESSORIES
DX54225 | RACOR RDG V25/GAS IP54 GR | 2.63 | 1 | 5 | 60 | NR | 8018678002204 | 39174000 | 5PS00 | Installation | 5PS | INSTALLATION PASS | 5PS47G | ACCESORIOS | 5PS47G55F | 40-50 ACCESORIOS TUB | 5PS47G55FA31 | SHEATH ACCESSORIES
DX54228 | RACOR RDG V28/GAS IP54 GR | 2.73 | 1 | 5 | 40 | NR | 8018678002211 | 39174000 | 5PS00 | Installation | 5PS | INSTALLATION PASS | 5PS47G | ACCESORIOS | 5PS47G55F | 40-50 ACCESORIOS TUB | 5PS47G55FA31 | SHEATH ACCESSORIES
DX54232 | RACOR RDG V32/GAS IP54 GR | 3.55 | 1 | 5 | 30 | NR | 8018678002228 | 39174000 | 5PS00 | Installation | 5PS | INSTALLATION PASS | 5PS47G | ACCESORIOS | 5PS47G55F | 40-50 ACCESORIOS TUB | 5PS47G55FA31 | SHEATH ACCESSORIES
DX54235 | RACOR RDG V35/GAS IP54 GR | 3.61 | 1 | 5 | 30 | NR | 8018678002235 | 39174000 | 5PS00 | Installation | 5PS | INSTALLATION PASS | 5PS47G | ACCESORIOS | 5PS47G55F | 40-50 ACCESORIOS TUB | 5PS47G55FA31 | SHEATH ACCESSORIES
DX54240 | RACOR RDG V40/GAS IP54 GR | 6.6 | 1 | 1 | 25 | NR | 8018678002242 | 39174000 | 5PS00 | Installation | 5PS | INSTALLATION PASS | 5PS47G | ACCESORIOS | 5PS47G55F | 40-50 ACCESORIOS TUB | 5PS47G55FA31 | SHEATH ACCESSORIES
DX54250 | RACOR RDG V50/GAS IP54 GR | 8.2 | 1 | 1 | 15 | NR | 8018678002297 | 39174000 | 5PS00 | Installation | 5PS | INSTALLATION PASS | 5PS47G | ACCESORIOS | 5PS47G55F | 40-50 ACCESORIOS TUB | 5PS47G55FA31 | SHEATH ACCESSORIES
DX54308 | RACOR RDG V8/GAS IP54 NG | 1.65 | 1 | 20 | 180 | NR | 8018678002365 | 39174000 | 5PS00 | Installation | 5PS | INSTALLATION PASS | 5PS47G | ACCESORIOS | 5PS47G55F | 40-50 ACCESORIOS TUB | 5PS47G55FA31 | SHEATH ACCESSORIES
DX54310 | RACOR RDG V10/GAS IP54 NG | 1.8 | 1 | 20 | 160 | NR | 8018678002372 | 39174000 | 5PS00 | Installation | 5PS | INSTALLATION PASS | 5PS47G | ACCESORIOS | 5PS47G55F | 40-50 ACCESORIOS TUB | 5PS47G55FA31 | SHEATH ACCESSORIES
DX54312 | RACOR RDG V12/GAS IP54 NG | 1.8 | 1 | 10 | 100 | NR | 8018678002389 | 39174000 | 5PS00 | Installation | 5PS | INSTALLATION PASS | 5PS47G | ACCESORIOS | 5PS47G55F | 40-50 ACCESORIOS TUB | 5PS47G55FA31 | SHEATH ACCESSORIES
DX54314 | RACOR RDG V14/GAS IP54 NG | 1.8 | 1 | 10 | 150 | NR | 8018678002396 | 39174000 | 5PS00 | Installation | 5PS | INSTALLATION PASS | 5PS47G | ACCESORIOS | 5PS47G55F | 40-50 ACCESORIOS TUB | 5PS47G55FA31 | SHEATH ACCESSORIES
DX54316 | RACOR RDG V16/GAS IP54 NG | 1.8 | 1 | 10 | 150 | NR | 8018678002402 | 39174000 | 5PS00 | Installation | 5PS | INSTALLATION PASS | 5PS47G | ACCESORIOS | 5PS47G55F | 40-50 ACCESORIOS TUB | 5PS47G55FA31 | SHEATH ACCESSORIES
DX54320 | RACOR RDG V20/GAS IP54 NG | 2.06 | 1 | 10 | 100 | NR | 8018678002419 | 39174000 | 5PS00 | Installation | 5PS | INSTALLATION PASS | 5PS47G | ACCESORIOS | 5PS47G55F | 40-50 ACCESORIOS TUB | 5PS47G55FA31 | SHEATH ACCESSORIES
DX54322 | RACOR RDG V22/GAS IP54 NG | 2.21 | 1 | 10 | 100 | NR | 8018678002426 | 39174000 | 5PS00 | Installation | 5PS | INSTALLATION PASS | 5PS47G | ACCESORIOS | 5PS47G55F | 40-50 ACCESORIOS TUB | 5PS47G55FA31 | SHEATH ACCESSORIES
DX54325 | RACOR RDG V25/GAS IP54 NG | 2.63 | 1 | 5 | 60 | NR | 8018678002433 | 39174000 | 5PS00 | Installation | 5PS | INSTALLATION PASS | 5PS47G | ACCESORIOS | 5PS47G55F | 40-50 ACCESORIOS TUB | 5PS47G55FA31 | SHEATH ACCESSORIES
DX54328 | RACOR RDG V28/GAS IP54 NG | 2.73 | 1 | 5 | 40 | NR | 8018678002440 | 39174000 | 5PS00 | Installation | 5PS | INSTALLATION PASS | 5PS47G | ACCESORIOS | 5PS47G55F | 40-50 ACCESORIOS TUB | 5PS47G55FA31 | SHEATH ACCESSORIES
DX54332 | RACOR RDG V32/GAS IP54 NG | 3.55 | 1 | 5 | 30 | NR | 8018678002457 | 39174000 | 5PS00 | Installation | 5PS | INSTALLATION PASS | 5PS47G | ACCESORIOS | 5PS47G55F | 40-50 ACCESORIOS TUB | 5PS47G55FA31 | SHEATH ACCESSORIES
DX54335 | RACOR RDG V35/GAS IP54 NG | 3.61 | 1 | 5 | 30 | NR | 8018678002464 | 39174000 | 5PS00 | Installation | 5PS | INSTALLATION PASS | 5PS47G | ACCESORIOS | 5PS47G55F | 40-50 ACCESORIOS TUB | 5PS47G55FA31 | SHEATH ACCESSORIES
DX54340 | RACOR RDG V40/GAS IP54 NG | 6.6 | 1 | 25 | 25 | NR | 8018678002471 | 39174000 | 5PS00 | Installation | 5PS | INSTALLATION PASS | 5PS47G | ACCESORIOS | 5PS47G55F | 40-50 ACCESORIOS TUB | 5PS47G55FA31 | SHEATH ACCESSORIES
DX54350 | RACOR RDG V50/GAS IP54 NG | 8.2 | 1 | 1 | 15 | NR | 8018678002488 | 39174000 | 5PS00 | Installation | 5PS | INSTALLATION PASS | 5PS47G | ACCESORIOS | 5PS47G55F | 40-50 ACCESORIOS TUB | 5PS47G55FA31 | SHEATH ACCESSORIES
DX54408 | RACOR RDGP V8/PG7 IP54 GR | 1.65 | 1 | 20 | 180 | NR | 8018678002495 | 39174000 | 5PS00 | Installation | 5PS | INSTALLATION PASS | 5PS47G | ACCESORIOS | 5PS47G55F | 40-50 ACCESORIOS TUB | 5PS47G55FA31 | SHEATH ACCESSORIES
DX54410 | RACOR RDGP V10/PG7 IP54 GR | 1.8 | 1 | 20 | 160 | NR | 8018678002501 | 39174000 | 5PS00 | Installation | 5PS | INSTALLATION PASS | 5PS47G | ACCESORIOS | 5PS47G55F | 40-50 ACCESORIOS TUB | 5PS47G55FA31 | SHEATH ACCESSORIES
DX54411 | RACOR RDGP V10/PG9 IP54 GR | 1.8 | 1 | 20 | 160 | NR | 8018678002518 | 39174000 | 5PS00 | Installation | 5PS | INSTALLATION PASS | 5PS47G | ACCESORIOS | 5PS47G55F | 40-50 ACCESORIOS TUB | 5PS47G55FA31 | SHEATH ACCESSORIES
DX54412 | RACOR RDGP V12/PG11 IP54 GR | 1.8 | 1 | 10 | 100 | NR | 8018678002525 | 39174000 | 5PS00 | Installation | 5PS | INSTALLATION PASS | 5PS47G | ACCESORIOS | 5PS47G55F | 40-50 ACCESORIOS TUB | 5PS47G55FA31 | SHEATH ACCESSORIES
DX54413 | RACOR RDGP V12/PG13,5 IP54 GR | 1.8 | 1 | 10 | 100 | NR | 8018678002532 | 39174000 | 5PS00 | Installation | 5PS | INSTALLATION PASS | 5PS47G | ACCESORIOS | 5PS47G55F | 40-50 ACCESORIOS TUB | 5PS47G55FA31 | SHEATH ACCESSORIES
DX54414 | RACOR RDGP V14/PG13,5 IP54 GR | 1.8 | 1 | 10 | 150 | NR | 8018678002549 | 39174000 | 5PS00 | Installation | 5PS | INSTALLATION PASS | 5PS47G | ACCESORIOS | 5PS47G55F | 40-50 ACCESORIOS TUB | 5PS47G55FA31 | SHEATH ACCESSORIES
DX54416 | RACOR RDGP V16/PG13,5 IP54 GR | 1.8 | 1 | 10 | 150 | NR | 8018678002556 | 39174000 | 5PS00 | Installation | 5PS | INSTALLATION PASS | 5PS47G | ACCESORIOS | 5PS47G55F | 40-50 ACCESORIOS TUB | 5PS47G55FA31 | SHEATH ACCESSORIES
DX54417 | RACOR RDGP V16/PG16 IP54 GR | 1.96 | 1 | 10 | 150 | NR | 8018678002563 | 39174000 | 5PS00 | Installation | 5PS | INSTALLATION PASS | 5PS47G | ACCESORIOS | 5PS47G55F | 40-50 ACCESORIOS TUB | 5PS47G55FA31 | SHEATH ACCESSORIES
DX54420 | RACOR RDGP V20/PG21 IP54 GR | 2.06 | 1 | 10 | 100 | NR | 8018678002570 | 39174000 | 5PS00 | Installation | 5PS | INSTALLATION PASS | 5PS47G | ACCESORIOS | 5PS47G55F | 40-50 ACCESORIOS TUB | 5PS47G55FA31 | SHEATH ACCESSORIES
DX54422 | RACOR RDGP V22/PG21 IP54 GR | 2.37 | 1 | 10 | 100 | NR | 8018678002587 | 39174000 | 5PS00 | Installation | 5PS | INSTALLATION PASS | 5PS47G | ACCESORIOS | 5PS47G55F | 40-50 ACCESORIOS TUB | 5PS47G55FA31 | SHEATH ACCESSORIES
DX54425 | RACOR RDGP V25/PG29 IP54 GR | 2.73 | 1 | 5 | 60 | NR | 8018678002594 | 39174000 | 5PS00 | Installation | 5PS | INSTALLATION PASS | 5PS47G | ACCESORIOS | 5PS47G55F | 40-50 ACCESORIOS TUB | 5PS47G55FA31 | SHEATH ACCESSORIES
DX54428 | RACOR RDGP V28/PG29 IP54 GR | 3.09 | 1 | 5 | 40 | NR | 8018678002600 | 39174000 | 5PS00 | Installation | 5PS | INSTALLATION PASS | 5PS47G | ACCESORIOS | 5PS47G55F | 40-50 ACCESORIOS TUB | 5PS47G55FA31 | SHEATH ACCESSORIES
DX54432 | RACOR RDGP V32/PG36 IP54 GR | 3.55 | 1 | 5 | 30 | NR | 8018678002617 | 39174000 | 5PS00 | Installation | 5PS | INSTALLATION PASS | 5PS47G | ACCESORIOS | 5PS47G55F | 40-50 ACCESORIOS TUB | 5PS47G55FA31 | SHEATH ACCESSORIES
DX54435 | RACOR RDGP V35/PG36 IP54 GR | 3.61 | 1 | 5 | 30 | NR | 8018678002624 | 39174000 | 5PS00 | Installation | 5PS | INSTALLATION PASS | 5PS47G | ACCESORIOS | 5PS47G55F | 40-50 ACCESORIOS TUB | 5PS47G55FA31 | SHEATH ACCESSORIES
DX54508 | RACOR RDGP V8/PG7 IP54 NG | 1.65 | 1 | 20 | 180 | NR | 8018678002631 | 39174000 | 5PS00 | Installation | 5PS | INSTALLATION PASS | 5PS47G | ACCESORIOS | 5PS47G55F | 40-50 ACCESORIOS TUB | 5PS47G55FA31 | SHEATH ACCESSORIES
DX54510 | RACOR RDGP V10/PG7 IP54 NG | 1.8 | 1 | 20 | 160 | NR | 8018678002648 | 39174000 | 5PS00 | Installation | 5PS | INSTALLATION PASS | 5PS47G | ACCESORIOS | 5PS47G55F | 40-50 ACCESORIOS TUB | 5PS47G55FA31 | SHEATH ACCESSORIES
DX54511 | RACOR RDGP V10/PG9 IP54 NG | 1.8 | 1 | 20 | 160 | NR | 8018678002655 | 39174000 | 5PS00 | Installation | 5PS | INSTALLATION PASS | 5PS47G | ACCESORIOS | 5PS47G55F | 40-50 ACCESORIOS TUB | 5PS47G55FA31 | SHEATH ACCESSORIES
DX54512 | RACOR RDGP V12/PG11 IP54 NG | 1.8 | 1 | 10 | 100 | NR | 8018678002662 | 39174000 | 5PS00 | Installation | 5PS | INSTALLATION PASS | 5PS47G | ACCESORIOS | 5PS47G55F | 40-50 ACCESORIOS TUB | 5PS47G55FA31 | SHEATH ACCESSORIES
DX54513 | RACOR RDGP V12/PG13,5 IP54 NG | 1.8 | 1 | 10 | 100 | NR | 8018678002679 | 39174000 | 5PS00 | Installation | 5PS | INSTALLATION PASS | 5PS47G | ACCESORIOS | 5PS47G55F | 40-50 ACCESORIOS TUB | 5PS47G55FA31 | SHEATH ACCESSORIES
DX54514 | RACOR RDGP V14/PG13,5 IP54 NG | 1.8 | 1 | 10 | 150 | NR | 8018678002686 | 39174000 | 5PS00 | Installation | 5PS | INSTALLATION PASS | 5PS47G | ACCESORIOS | 5PS47G55F | 40-50 ACCESORIOS TUB | 5PS47G55FA31 | SHEATH ACCESSORIES
DX54516 | RACOR RDGP V16/PG13,5 IP54 NG | 1.8 | 1 | 10 | 150 | NR | 8018678002693 | 39174000 | 5PS00 | Installation | 5PS | INSTALLATION PASS | 5PS47G | ACCESORIOS | 5PS47G55F | 40-50 ACCESORIOS TUB | 5PS47G55FA31 | SHEATH ACCESSORIES
DX54517 | RACOR RDGP V16/PG16 IP54 NG | 1.96 | 1 | 10 | 150 | NR | 8018678002709 | 39174000 | 5PS00 | Installation | 5PS | INSTALLATION PASS | 5PS47G | ACCESORIOS | 5PS47G55F | 40-50 ACCESORIOS TUB | 5PS47G55FA31 | SHEATH ACCESSORIES
DX54520 | RACOR RDGP V20/PG21 IP54 NG | 2.06 | 1 | 10 | 100 | NR | 8018678002716 | 39174000 | 5PS00 | Installation | 5PS | INSTALLATION PASS | 5PS47G | ACCESORIOS | 5PS47G55F | 40-50 ACCESORIOS TUB | 5PS47G55FA31 | SHEATH ACCESSORIES
DX54522 | RACOR RDGP V22/PG21 IP54 NG | 2.37 | 1 | 10 | 100 | NR | 8018678002723 | 39174000 | 5PS00 | Installation | 5PS | INSTALLATION PASS | 5PS47G | ACCESORIOS | 5PS47G55F | 40-50 ACCESORIOS TUB | 5PS47G55FA31 | SHEATH ACCESSORIES
DX54525 | RACOR RDGP V25/PG29 IP54 NG | 2.73 | 1 | 5 | 60 | NR | 8018678002730 | 39174000 | 5PS00 | Installation | 5PS | INSTALLATION PASS | 5PS47G | ACCESORIOS | 5PS47G55F | 40-50 ACCESORIOS TUB | 5PS47G55FA31 | SHEATH ACCESSORIES
DX54528 | RACOR RDGP V28/PG29 IP54 NG | 3.09 | 1 | 5 | 40 | NR | 8018678002747 | 39174000 | 5PS00 | Installation | 5PS | INSTALLATION PASS | 5PS47G | ACCESORIOS | 5PS47G55F | 40-50 ACCESORIOS TUB | 5PS47G55FA31 | SHEATH ACCESSORIES
DX54532 | RACOR RDGP V32/PG36 IP54 NG | 3.55 | 1 | 5 | 30 | NR | 8018678002754 | 39174000 | 5PS00 | Installation | 5PS | INSTALLATION PASS | 5PS47G | ACCESORIOS | 5PS47G55F | 40-50 ACCESORIOS TUB | 5PS47G55FA31 | SHEATH ACCESSORIES
DX54535 | RACOR RDGP V35/PG36 IP54 NG | 3.61 | 1 | 5 | 30 | NR | 8018678002761 | 39174000 | 5PS00 | Installation | 5PS | INSTALLATION PASS | 5PS47G | ACCESORIOS | 5PS47G55F | 40-50 ACCESORIOS TUB | 5PS47G55FA31 | SHEATH ACCESSORIES
DX56008 | RACOR RUNM V8/M12 IP54 GR | 1.85 | 1 | 20 | 160 | NR | 8018678003737 | 39174000 | 5PS00 | Installation | 5PS | INSTALLATION PASS | 5PS47G | ACCESORIOS | 5PS47G55F | 40-50 ACCESORIOS TUB | 5PS47G55FA31 | SHEATH ACCESSORIES
DX56010 | RACOR RUNM V10/M16 IP54 GR | 1.85 | 1 | 10 | 170 | NR | 8018678003744 | 39174000 | 5PS00 | Installation | 5PS | INSTALLATION PASS | 5PS47G | ACCESORIOS | 5PS47G55F | 40-50 ACCESORIOS TUB | 5PS47G55FA31 | SHEATH ACCESSORIES
DX56012 | RACOR RUNM V12/M16 IP54 GR | 1.85 | 1 | 10 | 150 | NR | 8018678003751 | 39174000 | 5PS00 | Installation | 5PS | INSTALLATION PASS | 5PS47G | ACCESORIOS | 5PS47G55F | 40-50 ACCESORIOS TUB | 5PS47G55FA31 | SHEATH ACCESSORIES
DX56014 | RACOR RUNM V14/M16 IP54 GR | 1.85 | 1 | 10 | 130 | NR | 8018678003768 | 39174000 | 5PS00 | Installation | 5PS | INSTALLATION PASS | 5PS47G | ACCESORIOS | 5PS47G55F | 40-50 ACCESORIOS TUB | 5PS47G55FA31 | SHEATH ACCESSORIES
DX56016 | RACOR RUNM V16/M20 IP54 GR | 1.96 | 1 | 10 | 110 | NR | 8018678003775 | 39174000 | 5PS00 | Installation | 5PS | INSTALLATION PASS | 5PS47G | ACCESORIOS | 5PS47G55F | 40-50 ACCESORIOS TUB | 5PS47G55FA31 | SHEATH ACCESSORIES
DX56022 | RACOR RUNM V22/M25 IP54 GR | 2.21 | 1 | 10 | 50 | NR | 8018678003782 | 39174000 | 5PS00 | Installation | 5PS | INSTALLATION PASS | 5PS47G | ACCESORIOS | 5PS47G55F | 40-50 ACCESORIOS TUB | 5PS47G55FA31 | SHEATH ACCESSORIES
DX56025 | RACOR RUNM V25/M25 IP54 GR | 2.83 | 1 | 10 | 50 | NR | 8018678003799 | 39174000 | 5PS00 | Installation | 5PS | INSTALLATION PASS | 5PS47G | ACCESORIOS | 5PS47G55F | 40-50 ACCESORIOS TUB | 5PS47G55FA31 | SHEATH ACCESSORIES
DX56028 | RACOR RUNM V28/M32 IP54 GR | 3.09 | 1 | 10 | 40 | NR | 8018678003805 | 39174000 | 5PS00 | Installation | 5PS | INSTALLATION PASS | 5PS47G | ACCESORIOS | 5PS47G55F | 40-50 ACCESORIOS TUB | 5PS47G55FA31 | SHEATH ACCESSORIES
DX56040 | RACOR RUNM V40/M40 IP54 GR | 6.75 | 1 | 1 | 15 | NR | 8018678003812 | 39174000 | 5PS00 | Installation | 5PS | INSTALLATION PASS | 5PS47G | ACCESORIOS | 5PS47G55F | 40-50 ACCESORIOS TUB | 5PS47G55FA31 | SHEATH ACCESSORIES
DX56050 | RACOR RUNM V50/M50 IP54 GR | 8.8 | 1 | 1 | 12 | NR | 8018678003829 | 39174000 | 5PS00 | Installation | 5PS | INSTALLATION PASS | 5PS47G | ACCESORIOS | 5PS47G55F | 40-50 ACCESORIOS TUB | 5PS47G55FA31 | SHEATH ACCESSORIES
DX56208 | RACOR RUNG V8/GAS1/4 IP54 GR | 1.85 | 1 | 20 | 160 | NR | 8018678003157 | 39174000 | 5PS00 | Installation | 5PS | INSTALLATION PASS | 5PS47G | ACCESORIOS | 5PS47G55F | 40-50 ACCESORIOS TUB | 5PS47G55FA31 | SHEATH ACCESSORIES
DX56210 | RACOR RUNG V10/GAS1/4 IP54 GR | 1.85 | 1 | 10 | 170 | NR | 8018678003164 | 39174000 | 5PS00 | Installation | 5PS | INSTALLATION PASS | 5PS47G | ACCESORIOS | 5PS47G55F | 40-50 ACCESORIOS TUB | 5PS47G55FA31 | SHEATH ACCESSORIES
DX56212 | RACOR RUNG V12/GAS3/8 IP54 GR | 1.85 | 1 | 10 | 150 | NR | 8018678003171 | 39174000 | 5PS00 | Installation | 5PS | INSTALLATION PASS | 5PS47G | ACCESORIOS | 5PS47G55F | 40-50 ACCESORIOS TUB | 5PS47G55FA31 | SHEATH ACCESSORIES
DX56214 | RACOR RUNG V14/GAS1/2 IP54 GR | 1.85 | 1 | 10 | 130 | NR | 8018678003188 | 39174000 | 5PS00 | Installation | 5PS | INSTALLATION PASS | 5PS47G | ACCESORIOS | 5PS47G55F | 40-50 ACCESORIOS TUB | 5PS47G55FA31 | SHEATH ACCESSORIES
DX56216 | RACOR RUNG V16/GAS1/2 IP54 GR | 1.96 | 1 | 10 | 110 | NR | 8018678003195 | 39174000 | 5PS00 | Installation | 5PS | INSTALLATION PASS | 5PS47G | ACCESORIOS | 5PS47G55F | 40-50 ACCESORIOS TUB | 5PS47G55FA31 | SHEATH ACCESSORIES
DX56222 | RACOR RUNG V22/GAS3/4 IP54 GR | 2.21 | 1 | 10 | 50 | NR | 8018678003201 | 39174000 | 5PS00 | Installation | 5PS | INSTALLATION PASS | 5PS47G | ACCESORIOS | 5PS47G55F | 40-50 ACCESORIOS TUB | 5PS47G55FA31 | SHEATH ACCESSORIES
DX56225 | RACOR RUNG V25/GAS3/4 IP54 GR | 2.83 | 1 | 10 | 50 | NR | 8018678003218 | 39174000 | 5PS00 | Installation | 5PS | INSTALLATION PASS | 5PS47G | ACCESORIOS | 5PS47G55F | 40-50 ACCESORIOS TUB | 5PS47G55FA31 | SHEATH ACCESSORIES
DX56228 | RACOR RUNG V28/GAS1 IP54 GR | 3.09 | 1 | 10 | 40 | NR | 8018678003225 | 39174000 | 5PS00 | Installation | 5PS | INSTALLATION PASS | 5PS47G | ACCESORIOS | 5PS47G55F | 40-50 ACCESORIOS TUB | 5PS47G55FA31 | SHEATH ACCESSORIES
DX56232 | RACOR RUNG V32/GAS1-1/4 IP54 GR | 3.55 | 1 | 3 | 18 | NR | 8018678003232 | 39174000 | 5PS00 | Installation | 5PS | INSTALLATION PASS | 5PS47G | ACCESORIOS | 5PS47G55F | 40-50 ACCESORIOS TUB | 5PS47G55FA31 | SHEATH ACCESSORIES
DX56235 | RACOR RUNG V35/GAS1-1/4 IP54 GR | 3.76 | 1 | 3 | 18 | NR | 8018678003249 | 39174000 | 5PS00 | Installation | 5PS | INSTALLATION PASS | 5PS47G | ACCESORIOS | 5PS47G55F | 40-50 ACCESORIOS TUB | 5PS47G55FA31 | SHEATH ACCESSORIES
DX56240 | RACOR RUNG V40/GAS1-1/4 IP54 GR | 6.75 | 1 | 1 | 15 | NR | 8018678003256 | 39174000 | 5PS00 | Installation | 5PS | INSTALLATION PASS | 5PS47G | ACCESORIOS | 5PS47G55F | 40-50 ACCESORIOS TUB | 5PS47G55FA31 | SHEATH ACCESSORIES
DX56250 | RACOR RUNG V50/GAS2 IP54 GR | 8.8 | 1 | 1 | 12 | NR | 8018678003263 | 39174000 | 5PS00 | Installation | 5PS | INSTALLATION PASS | 5PS47G | ACCESORIOS | 5PS47G55F | 40-50 ACCESORIOS TUB | 5PS47G55FA31 | SHEATH ACCESSORIES
DX56408 | RACOR RUNPG V8/PG7 IP54 GR | 1.85 | 1 | 20 | 160 | NR | 8018678003393 | 39174000 | 5PS00 | Installation | 5PS | INSTALLATION PASS | 5PS47G | ACCESORIOS | 5PS47G55F | 40-50 ACCESORIOS TUB | 5PS47G55FA31 | SHEATH ACCESSORIES
DX56410 | RACOR RUNPG V10/PG7 IP54 GR | 1.85 | 1 | 10 | 170 | NR | 8018678003409 | 39174000 | 5PS00 | Installation | 5PS | INSTALLATION PASS | 5PS47G | ACCESORIOS | 5PS47G55F | 40-50 ACCESORIOS TUB | 5PS47G55FA31 | SHEATH ACCESSORIES
DX56411 | RACOR RUNPG V12/PG9 IP54 GR | 1.85 | 1 | 10 | 150 | NR | 8018678003416 | 39174000 | 5PS00 | Installation | 5PS | INSTALLATION PASS | 5PS47G | ACCESORIOS | 5PS47G55F | 40-50 ACCESORIOS TUB | 5PS47G55FA31 | SHEATH ACCESSORIES
DX56412 | RACOR RUNPG V12/PG11 IP54 GR | 1.85 | 1 | 10 | 150 | NR | 8018678003423 | 39174000 | 5PS00 | Installation | 5PS | INSTALLATION PASS | 5PS47G | ACCESORIOS | 5PS47G55F | 40-50 ACCESORIOS TUB | 5PS47G55FA31 | SHEATH ACCESSORIES
DX56413 | RACOR RUNPG V12/PG13,5 IP54 GR | 1.85 | 1 | 10 | 150 | NR | 8018678003430 | 39174000 | 5PS00 | Installation | 5PS | INSTALLATION PASS | 5PS47G | ACCESORIOS | 5PS47G55F | 40-50 ACCESORIOS TUB | 5PS47G55FA31 | SHEATH ACCESSORIES
DX56414 | RACOR RUNPG V14/PG13,5 IP54 GR | 1.85 | 1 | 10 | 130 | NR | 8018678003447 | 39174000 | 5PS00 | Installation | 5PS | INSTALLATION PASS | 5PS47G | ACCESORIOS | 5PS47G55F | 40-50 ACCESORIOS TUB | 5PS47G55FA31 | SHEATH ACCESSORIES
DX56415 | RACOR RUNPG V16/PG11 IP54 GR | 1.96 | 1 | 10 | 110 | NR | 8018678003454 | 39174000 | 5PS00 | Installation | 5PS | INSTALLATION PASS | 5PS47G | ACCESORIOS | 5PS47G55F | 40-50 ACCESORIOS TUB | 5PS47G55FA31 | SHEATH ACCESSORIES
DX56416 | RACOR RUNPG V16/PG13,5 IP54 GR | 1.96 | 1 | 10 | 110 | NR | 8018678003461 | 39174000 | 5PS00 | Installation | 5PS | INSTALLATION PASS | 5PS47G | ACCESORIOS | 5PS47G55F | 40-50 ACCESORIOS TUB | 5PS47G55FA31 | SHEATH ACCESSORIES
DX56417 | RACOR RUNPG V16/PG16 IP54 GR | 1.96 | 1 | 10 | 110 | NR | 8018678003478 | 39174000 | 5PS00 | Installation | 5PS | INSTALLATION PASS | 5PS47G | ACCESORIOS | 5PS47G55F | 40-50 ACCESORIOS TUB | 5PS47G55FA31 | SHEATH ACCESSORIES
DX56422 | RACOR RUNPG V22/PG16 IP54 GR | 2.21 | 1 | 10 | 50 | NR | 8018678003485 | 39174000 | 5PS00 | Installation | 5PS | INSTALLATION PASS | 5PS47G | ACCESORIOS | 5PS47G55F | 40-50 ACCESORIOS TUB | 5PS47G55FA31 | SHEATH ACCESSORIES
DX56423 | RACOR RUNPG V22/PG21 IP54 GR | 2.21 | 1 | 10 | 50 | NR | 8018678003492 | 39174000 | 5PS00 | Installation | 5PS | INSTALLATION PASS | 5PS47G | ACCESORIOS | 5PS47G55F | 40-50 ACCESORIOS TUB | 5PS47G55FA31 | SHEATH ACCESSORIES
DX56425 | RACOR RUNPG V25/PG21 IP54 GR | 2.83 | 1 | 10 | 50 | NR | 8018678003508 | 39174000 | 5PS00 | Installation | 5PS | INSTALLATION PASS | 5PS47G | ACCESORIOS | 5PS47G55F | 40-50 ACCESORIOS TUB | 5PS47G55FA31 | SHEATH ACCESSORIES
DX56428 | RACOR RUNPG V28/PG29 IP54 GR | 3.09 | 1 | 10 | 40 | NR | 8018678003515 | 39174000 | 5PS00 | Installation | 5PS | INSTALLATION PASS | 5PS47G | ACCESORIOS | 5PS47G55F | 40-50 ACCESORIOS TUB | 5PS47G55FA31 | SHEATH ACCESSORIES
DX56432 | RACOR RUNPG V32/PG36 IP54 GR | 3.55 | 1 | 3 | 18 | NR | 8018678003522 | 39174000 | 5PS00 | Installation | 5PS | INSTALLATION PASS | 5PS47G | ACCESORIOS | 5PS47G55F | 40-50 ACCESORIOS TUB | 5PS47G55FA31 | SHEATH ACCESSORIES
DX56435 | RACOR RUNPG V35/PG36 IP54 GR | 3.76 | 1 | 3 | 18 | NR | 8018678003539 | 39174000 | 5PS00 | Installation | 5PS | INSTALLATION PASS | 5PS47G | ACCESORIOS | 5PS47G55F | 40-50 ACCESORIOS TUB | 5PS47G55FA31 | SHEATH ACCESSORIES
DX56440 | RACOR RUNPG V40/PG42 IP54 GR | 6.75 | 1 | 1 | 15 | NR | 8018678003546 | 39174000 | 5PS00 | Installation | 5PS | INSTALLATION PASS | 5PS47G | ACCESORIOS | 5PS47G55F | 40-50 ACCESORIOS TUB | 5PS47G55FA31 | SHEATH ACCESSORIES
DX56450 | RACOR RUNPG V50/PG48 IP54 GR | 8.8 | 1 | 1 | 12 | NR | 8018678003553 | 39174000 | 5PS00 | Installation | 5PS | INSTALLATION PASS | 5PS47G | ACCESORIOS | 5PS47G55F | 40-50 ACCESORIOS TUB | 5PS47G55FA31 | SHEATH ACCESSORIES
DX59230 | TAPA CIEGA VERDE | 51 | 1 | 1 | 6 | NR | 8018678022837 | 85389099 | 5PS00 | Installation | 5PS | INSTALLATION PASS | 5PS47G | ACCESORIOS | 5PS47G60F | ARQUETAS | 5PS47G60FA85 | *
DX59231 | TAPA ENREJADA VERDE | 51 | 1 | 1 | 6 | NR | 8018678022875 | 85389099 | 5PS00 | Installation | 5PS | INSTALLATION PASS | 5PS47G | ACCESORIOS | 5PS47G60F | ARQUETAS | 5PS47G60FA85 | *
DX59240 | TABIQUE TRANSVERSAL | 40.6 | 1 | 1 | 6 | NR | 8018678022899 | 85389099 | 5PS00 | Installation | 5PS | INSTALLATION PASS | 5PS47G | ACCESORIOS | 5PS47G60F | ARQUETAS | 5PS47G60FA85 | *
DX59241 | TABIQUE LONGITUDINAL | 53.5 | 1 | 1 | 4 | NR | 8018678022912 | 85389099 | 5PS00 | Installation | 5PS | INSTALLATION PASS | 5PS47G | ACCESORIOS | 5PS47G60F | ARQUETAS | 5PS47G60FA85 | *
DX59242 | TABIQUE DIAGONAL | 59.5 | 1 | 1 | 4 | NR | 8018678022936 | 85389099 | 5PS00 | Installation | 5PS | INSTALLATION PASS | 5PS47G | ACCESORIOS | 5PS47G60F | ARQUETAS | 5PS47G60FA85 | *
DX59401 | ARQUETA 200X200 CON TAPA | 16.75 | 1 | 1 | 1 | NR | 8011564131019 | 85389099 | 5PS00 | Installation | 5PS | INSTALLATION PASS | 5PS47G | ACCESORIOS | 5PS47G60F | ARQUETAS | 5PS47G60FA87 | *
DX59402 | ARQUETA 200X200 SIN TAPA | 12.75 | 1 | 1 | 1 | NR | 8011564131026 | 85389099 | 5PS00 | Installation | 5PS | INSTALLATION PASS | 5PS47G | ACCESORIOS | 5PS47G60F | ARQUETAS | 5PS47G60FA87 | *
DX59410 | TAPA 200X200 CIEGA GRIS | 5.6 | 1 | 1 | 5 | NR | 8011564131118 | 85389099 | 5PS00 | Installation | 5PS | INSTALLATION PASS | 5PS47G | ACCESORIOS | 5PS47G60F | ARQUETAS | 5PS47G60FA87 | *
DX59411 | TAPA 200X200 ENREJADA GRIS | 7 | 1 | 1 | 5 | NR | 8011564131132 | 85389099 | 5PS00 | Installation | 5PS | INSTALLATION PASS | 5PS47G | ACCESORIOS | 5PS47G60F | ARQUETAS | 5PS47G60FA87 | *
DX59430 | TAPA 200X200 CIEGA VERDE | 5.6 | 1 | 1 | 5 | NR | 8011564131125 | 85389099 | 5PS00 | Installation | 5PS | INSTALLATION PASS | 5PS47G | ACCESORIOS | 5PS47G60F | ARQUETAS | 5PS47G60FA87 | *
DX59431 | TAPA 200X200 ENREJADA VERDE | 7 | 1 | 1 | 5 | NR | 8011564131149 | 85389099 | 5PS00 | Installation | 5PS | INSTALLATION PASS | 5PS47G | ACCESORIOS | 5PS47G60F | ARQUETAS | 5PS47G60FA87 | *
DX59440 | TABIQUE ARQUETA 200X200 | 7.25 | 1 | 1 | 10 | NR | 8011564131156 | 85389099 | 5PS00 | Installation | 5PS | INSTALLATION PASS | 5PS47G | ACCESORIOS | 5PS47G60F | ARQUETAS | 5PS47G60FA87 | *
DX59450 | JUEGO 4 TORN. ARQUETAS 200X200-300X300 | 3.45 | 1 | 1 | 50 | NR | 8011564130951 | 85389099 | 5PS00 | Installation | 5PS | INSTALLATION PASS | 5PS47G | ACCESORIOS | 5PS47G60F | ARQUETAS | 5PS47G60FA87 | *
DX59451 | JUNTA ARQUETA 200X200 | 7 | 1 | 1 | 10 | NR | 8011564130913 | 40029990 | 5PS00 | Installation | 5PS | INSTALLATION PASS | 5PS47G | ACCESORIOS | 5PS47G60F | ARQUETAS | 5PS47G60FA87 | *
DX59452 | KIT 4TORNILLOS P/ARQUETA 400x400-550x550 | 5.6 | 1 | 1 | 50 | NR | 8011564434509 | 85389099 | 5PS00 | Installation | 5PS | INSTALLATION PASS | 5PS47G | ACCESORIOS | 5PS47G60F | ARQUETAS | 5PS47G60FA87 | *
DX59453 | KIT ELEVACIÓN CENTRAL TORNILLO Y TUERCA | 4.74 | 1 | 1 | 20 | NR | 8011564434516 | 85389099 | 5PS00 | Installation | 5PS | INSTALLATION PASS | 5PS47G | ACCESORIOS | 5PS47G60F | ARQUETAS | 5PS47G60FA87 | *
DX59501 | ARQUETA 360X260X320 C/TAPA | 110.5 | 1 | 1 | 1 | NR | 8018678027924 | 85389099 | 5PS00 | Installation | 5PS | INSTALLATION PASS | 5PS47G | ACCESORIOS | 5PS47G60F | ARQUETAS | 5PS47G60FA85 | *
DX59502 | ARQUETA 360X260X320 S/TAPA | 70 | 1 | 1 | 1 | NR | 8018678027948 | 85389099 | 5PS00 | Installation | 5PS | INSTALLATION PASS | 5PS47G | ACCESORIOS | 5PS47G60F | ARQUETAS | 5PS47G60FA85 | *
DX59511 | TAPA CIEGA GRIS 360X260 | 40.25 | 1 | 1 | 6 | NR | 8018678028020 | 85389099 | 5PS00 | Installation | 5PS | INSTALLATION PASS | 5PS47G | ACCESORIOS | 5PS47G60F | ARQUETAS | 5PS47G60FA85 | *
DX59520 | TAPA ENREJADA GRIS 360X260 | 37.25 | 1 | 1 | 6 | NR | 8018678028044 | 85389099 | 5PS00 | Installation | 5PS | INSTALLATION PASS | 5PS47G | ACCESORIOS | 5PS47G60F | ARQUETAS | 5PS47G60FA85 | *
DX59551 | KIT JUNTAS IP66 260X260 | 13.65 | 1 | 1 | 10 | NR | 8018678030450 | 85389099 | 5PS00 | Installation | 5PS | INSTALLATION PASS | 5PS47G | ACCESORIOS | 5PS47G60F | ARQUETAS | 5PS47G60FA85 | *
DX59650 | KIT 4 TORNILLOS | 4.02 | 1 | 1 | 50 | NR | 8018678030467 | 85389099 | 5PS00 | Installation | 5PS | INSTALLATION PASS | 5PS47G | ACCESORIOS | 5PS47G60F | ARQUETAS | 5PS47G60FA85 | *
DX59701 | ARQUETA 300x300 CON TAPA | 39.85 | 1 | 1 | 1 | NR | 8011564131163 | 85389099 | 5PS00 | Installation | 5PS | INSTALLATION PASS | 5PS47G | ACCESORIOS | 5PS47G60F | ARQUETAS | 5PS47G60FA87 | *
DX59702 | ARQUETA 300x300 SIN TAPA | 29.35 | 1 | 1 | 1 | NR | 8011564131170 | 85389099 | 5PS00 | Installation | 5PS | INSTALLATION PASS | 5PS47G | ACCESORIOS | 5PS47G60F | ARQUETAS | 5PS47G60FA87 | *
DX59710 | TAPA ARQUETA 300X300 CIEGA GRIS | 15.1 | 1 | 1 | 5 | NR | 8011564131187 | 85389099 | 5PS00 | Installation | 5PS | INSTALLATION PASS | 5PS47G | ACCESORIOS | 5PS47G60F | ARQUETAS | 5PS47G60FA87 | *
DX59711 | TAPA ARQUETA 300X300 ENREJADA GRIS | 16.85 | 1 | 1 | 5 | NR | 8011564131200 | 85389099 | 5PS00 | Installation | 5PS | INSTALLATION PASS | 5PS47G | ACCESORIOS | 5PS47G60F | ARQUETAS | 5PS47G60FA87 | *
DX59730 | TAPA ARQUETA 300X300 CIEGA VERDE | 15.1 | 1 | 1 | 5 | NR | 8011564131194 | 85389099 | 5PS00 | Installation | 5PS | INSTALLATION PASS | 5PS47G | ACCESORIOS | 5PS47G60F | ARQUETAS | 5PS47G60FA87 | *
DX59731 | TAPA ARQUETA 300X300 ENREJADA VERDE | 16.85 | 1 | 1 | 5 | NR | 8011564131217 | 85389099 | 5PS00 | Installation | 5PS | INSTALLATION PASS | 5PS47G | ACCESORIOS | 5PS47G60F | ARQUETAS | 5PS47G60FA87 | *
DX59740 | TABIQUE ARQUETA 300X300 | 15.3 | 1 | 1 | 10 | NR | 8011564131224 | 85389099 | 5PS00 | Installation | 5PS | INSTALLATION PASS | 5PS47G | ACCESORIOS | 5PS47G60F | ARQUETAS | 5PS47G60FA87 | *
DX59751 | JUNTA ARQUETA 300X300 | 8.8 | 1 | 1 | 10 | NR | 8011564130920 | 40029990 | 5PS00 | Installation | 5PS | INSTALLATION PASS | 5PS47G | ACCESORIOS | 5PS47G60F | ARQUETAS | 5PS47G60FA87 | *
DX59801 | ARQUETA 400x400 CON TAPA | 86 | 1 | 1 | 1 | NR | 8011564131231 | 85389099 | 5PS00 | Installation | 5PS | INSTALLATION PASS | 5PS47G | ACCESORIOS | 5PS47G60F | ARQUETAS | 5PS47G60FA87 | *
DX59802 | ARQUETA 400x400 SIN TAPA | 49.55 | 1 | 1 | 1 | NR | 8011564131248 | 85389099 | 5PS00 | Installation | 5PS | INSTALLATION PASS | 5PS47G | ACCESORIOS | 5PS47G60F | ARQUETAS | 5PS47G60FA87 | *
DX59810 | TAPA ARQUETA 400x400 CIEGA GRIS | 44.35 | 1 | 1 | 5 | NR | 8011564131255 | 85389099 | 5PS00 | Installation | 5PS | INSTALLATION PASS | 5PS47G | ACCESORIOS | 5PS47G60F | ARQUETAS | 5PS47G60FA87 | *
DX59811 | TAPA ARQUETA 400x400 ENREJADA GRIS | 46.7 | 1 | 1 | 5 | NR | 8011564131286 | 85389099 | 5PS00 | Installation | 5PS | INSTALLATION PASS | 5PS47G | ACCESORIOS | 5PS47G60F | ARQUETAS | 5PS47G60FA87 | *
DX59830 | TAPA ARQUETA 400x400 CIEGA VERDE | 44.35 | 1 | 1 | 5 | NR | 8011564131279 | 85389099 | 5PS00 | Installation | 5PS | INSTALLATION PASS | 5PS47G | ACCESORIOS | 5PS47G60F | ARQUETAS | 5PS47G60FA87 | *
DX59831 | TAPA ARQUETA 400x400 ENREJADA VERDE | 46.7 | 1 | 1 | 5 | NR | 8011564131293 | 85389099 | 5PS00 | Installation | 5PS | INSTALLATION PASS | 5PS47G | ACCESORIOS | 5PS47G60F | ARQUETAS | 5PS47G60FA87 | *
DX59840 | TABIQUE ARQUETA 400x400 | 19.15 | 1 | 1 | 10 | NR | 8011564131309 | 85389099 | 5PS00 | Installation | 5PS | INSTALLATION PASS | 5PS47G | ACCESORIOS | 5PS47G60F | ARQUETAS | 5PS47G60FA87 | *
DX59851 | JUNTA ARQUETA 400x400 | 11.75 | 1 | 1 | 10 | NR | 8011564130937 | 40029990 | 5PS00 | Installation | 5PS | INSTALLATION PASS | 5PS47G | ACCESORIOS | 5PS47G60F | ARQUETAS | 5PS47G60FA87 | *
DX59901 | ARQUETA 550x550 CON TAPA | 246.5 | 1 | 1 | 1 | NR | 8011564131316 | 85389099 | 5PS00 | Installation | 5PS | INSTALLATION PASS | 5PS47G | ACCESORIOS | 5PS47G60F | ARQUETAS | 5PS47G60FA87 | *
DX59902 | ARQUETA 550x550 SIN TAPA | 136.5 | 1 | 1 | 1 | NR | 8011564131323 | 85389099 | 5PS00 | Installation | 5PS | INSTALLATION PASS | 5PS47G | ACCESORIOS | 5PS47G60F | ARQUETAS | 5PS47G60FA87 | *
DX59910 | TAPA ARQUETA 550x550 CIEGA GRIS | 125 | 1 | 1 | 5 | NR | 8011564131330 | 85389099 | 5PS00 | Installation | 5PS | INSTALLATION PASS | 5PS47G | ACCESORIOS | 5PS47G60F | ARQUETAS | 5PS47G60FA87 | *
DX59911 | TAPA ARQUETA 550x550 ENREJADA GRIS | 125 | 1 | 1 | 5 | NR | 8011564131354 | 85389099 | 5PS00 | Installation | 5PS | INSTALLATION PASS | 5PS47G | ACCESORIOS | 5PS47G60F | ARQUETAS | 5PS47G60FA87 | *
DX59930 | TAPA ARQUETA 550x550 CIEGA VERDE | 125 | 1 | 1 | 5 | NR | 8011564131347 | 85389099 | 5PS00 | Installation | 5PS | INSTALLATION PASS | 5PS47G | ACCESORIOS | 5PS47G60F | ARQUETAS | 5PS47G60FA87 | *
DX59931 | TAPA ARQUETA 550x550 ENREJADA VERDE | 125 | 1 | 1 | 5 | NR | 8011564131361 | 85389099 | 5PS00 | Installation | 5PS | INSTALLATION PASS | 5PS47G | ACCESORIOS | 5PS47G60F | ARQUETAS | 5PS47G60FA87 | *
DX59940 | TABIQUE ARQUETAS 550X550 | 40.6 | 1 | 1 | 10 | NR | 8011564438514 | 85389099 | 5PS00 | Installation | 5PS | INSTALLATION PASS | 5PS47G | ACCESORIOS | 5PS47G60F | ARQUETAS | 5PS47G60FA87 | *
DX59951 | JUNTA ARQUETA 550x550 | 15.1 | 1 | 1 | 10 | NR | 8011564130944 | 40029990 | 5PS00 | Installation | 5PS | INSTALLATION PASS | 5PS47G | ACCESORIOS | 5PS47G60F | ARQUETAS | 5PS47G60FA87 | *
GW10001 | INTERRUPTOR 1M 1P 16AX BLANCO | 4 | 1 | 12 | 96 | NR | 8011564257825 | 85365080 | 1DM02 | Building | 1DM | BUILDING | 1DM03G | CHORUSMART DOM.RANG. | 1DM03G01F | BASIC CHORUSMART | 1DM03G01F151 | CR SHINY WHITE DEV.
GW10001AB | INTERRUPTOR 1M 1P 16AX AB | 7.1 | 1 | 12 | 96 | NR | 8034035070747 | 85365080 | 1DM02 | Building | 1DM | BUILDING | 1DM03G | CHORUSMART DOM.RANG. | 1DM03G01F | BASIC CHORUSMART | 1DM03G01F135 | CR WHITE ANTIB. DEV.
GW10002 | INTERRUPTOR 1M 1P 16AX LUM. LOC.BLANCO | 5.35 | 1 | 12 | 24 | NR | 8011564258167 | 85365080 | 1DM02 | Building | 1DM | BUILDING | 1DM03G | CHORUSMART DOM.RANG. | 1DM03G01F | BASIC CHORUSMART | 1DM03G01F151 | CR SHINY WHITE DEV.
GW10003 | INTERRUPTOR 1M 1P 16AX LUM. SEÑAL.BLANCO | 5.35 | 1 | 12 | 24 | NR | 8011564258174 | 85365080 | 1DM02 | Building | 1DM | BUILDING | 1DM03G | CHORUSMART DOM.RANG. | 1DM03G01F | BASIC CHORUSMART | 1DM03G01F151 | CR SHINY WHITE DEV.
GW10004 | INTERRUPTOR 1M 2P 16AX BLANCO | 8.95 | 1 | 12 | 48 | NR | 8011564258181 | 85365080 | 1DM02 | Building | 1DM | BUILDING | 1DM03G | CHORUSMART DOM.RANG. | 1DM03G01F | BASIC CHORUSMART | 1DM03G01F151 | CR SHINY WHITE DEV.
GW10004AB | INTERRUPTOR 1M 2P 16AX AB | 16.05 | 1 | 12 | 48 | NR | 8034035070754 | 85365080 | 1DM02 | Building | 1DM | BUILDING | 1DM03G | CHORUSMART DOM.RANG. | 1DM03G01F | BASIC CHORUSMART | 1DM03G01F135 | CR WHITE ANTIB. DEV.
GW10005 | INTERRUPTOR 1M 2P 16AX LUM. SEÑAL.BLANCO | 10.2 | 1 | 12 | 24 | NR | 8011564258198 | 85365080 | 1DM02 | Building | 1DM | BUILDING | 1DM03G | CHORUSMART DOM.RANG. | 1DM03G01F | BASIC CHORUSMART | 1DM03G01F151 | CR SHINY WHITE DEV.
GW10006 | INTERRUPTOR 1M 2P 10AX+LLAVE BLANCO | 39.15 | 1 | 1 | 12 | NR | 8011564261815 | 85365080 | 1DM02 | Building | 1DM | BUILDING | 1DM03G | CHORUSMART DOM.RANG. | 1DM03G01F | BASIC CHORUSMART | 1DM03G01F151 | CR SHINY WHITE DEV.
GW10007 | INTERRUPTOR 1M 2P 25AX USOS SEV. BLANCO | 33.8 | 1 | 12 | 24 | NR | 8011564260092 | 85365080 | 1DM02 | Building | 1DM | BUILDING | 1DM03G | CHORUSMART DOM.RANG. | 1DM03G01F | BASIC CHORUSMART | 1DM03G01F151 | CR SHINY WHITE DEV.
GW10007AB | INTERRUPTOR 1M 2P 25AX USOS SEV. AB | 54 | 1 | 12 | 24 | NR | 8034035070761 | 85365080 | 1DM02 | Building | 1DM | BUILDING | 1DM03G | CHORUSMART DOM.RANG. | 1DM03G01F | BASIC CHORUSMART | 1DM03G01F135 | CR WHITE ANTIB. DEV.
GW10021 | INTERRUPTOR 1/2M 1P 10AX BLANCO | 6.8 | 1 | 6 | 24 | NR | 8011564260993 | 85365080 | 1DM02 | Building | 1DM | BUILDING | 1DM03G | CHORUSMART DOM.RANG. | 1DM03G01F | BASIC CHORUSMART | 1DM03G01F151 | CR SHINY WHITE DEV.
GW10022 | INTERRUPTOR 1/2M 1P 10AX LUM. LOC.BLANCO | 8.15 | 1 | 6 | 24 | NR | 8011564261006 | 85365080 | 1DM02 | Building | 1DM | BUILDING | 1DM03G | CHORUSMART DOM.RANG. | 1DM03G01F | BASIC CHORUSMART | 1DM03G01F151 | CR SHINY WHITE DEV.
GW10031 | INTERRUPTOR 2M 1P 16AX BLANCO | 4.55 | 1 | 6 | 24 | NR | 8011564258723 | 85365080 | 1DM02 | Building | 1DM | BUILDING | 1DM03G | CHORUSMART DOM.RANG. | 1DM03G01F | BASIC CHORUSMART | 1DM03G01F151 | CR SHINY WHITE DEV.
GW10031F | INTERRUPTOR 2M 1P 16AX CON.RÁPIDA BLANCO | 6.9 | 1 | 6 | 24 | NR | 8011564258730 | 85365080 | 1DM02 | Building | 1DM | BUILDING | 1DM03G | CHORUSMART DOM.RANG. | 1DM03G01F | BASIC CHORUSMART | 1DM03G01F151 | CR SHINY WHITE DEV.
GW10032 | INTERRUPTOR 2M 1P 16AX LUM. LOC.BLANCO | 8.15 | 1 | 6 | 24 | NR | 8011564258747 | 85365080 | 1DM02 | Building | 1DM | BUILDING | 1DM03G | CHORUSMART DOM.RANG. | 1DM03G01F | BASIC CHORUSMART | 1DM03G01F151 | CR SHINY WHITE DEV.
GW10032F | INTERR. 2M 1P 16AX LUM.LOC.CON.RÁPIDA B. | 11.45 | 1 | 6 | 24 | NR | 8011564258754 | 85365080 | 1DM02 | Building | 1DM | BUILDING | 1DM03G | CHORUSMART DOM.RANG. | 1DM03G01F | BASIC CHORUSMART | 1DM03G01F151 | CR SHINY WHITE DEV.
GW10033 | INTERRUPTOR 2M 1P 16AX LUM. SEÑ. BLANCO | 8.15 | 1 | 6 | 24 | NR | 8011564258761 | 85365080 | 1DM02 | Building | 1DM | BUILDING | 1DM03G | CHORUSMART DOM.RANG. | 1DM03G01F | BASIC CHORUSMART | 1DM03G01F151 | CR SHINY WHITE DEV.
GW10033F | INTERR. 2M 1P 16AX LUM.SEÑ.CON.RÁPIDA B. | 11.45 | 1 | 6 | 24 | NR | 8011564258778 | 85365080 | 1DM02 | Building | 1DM | BUILDING | 1DM03G | CHORUSMART DOM.RANG. | 1DM03G01F | BASIC CHORUSMART | 1DM03G01F151 | CR SHINY WHITE DEV.
GW10034 | INTERRUPTOR 2M 2P 16AX BLANCO | 13.7 | 1 | 6 | 24 | NR | 8011564258785 | 85365080 | 1DM02 | Building | 1DM | BUILDING | 1DM03G | CHORUSMART DOM.RANG. | 1DM03G01F | BASIC CHORUSMART | 1DM03G01F151 | CR SHINY WHITE DEV.
GW10034F | INTERRUPTOR 2M 2P 16AX CON.RÁPIDA BLANCO | 15.85 | 1 | 6 | 24 | NR | 8011564258792 | 85365080 | 1DM02 | Building | 1DM | BUILDING | 1DM03G | CHORUSMART DOM.RANG. | 1DM03G01F | BASIC CHORUSMART | 1DM03G01F151 | CR SHINY WHITE DEV.
GW10035 | INTERRUPTOR 2M 2P 16AX LUM. SEÑ. BLANCO | 16.05 | 1 | 6 | 24 | NR | 8011564258808 | 85365080 | 1DM02 | Building | 1DM | BUILDING | 1DM03G | CHORUSMART DOM.RANG. | 1DM03G01F | BASIC CHORUSMART | 1DM03G01F151 | CR SHINY WHITE DEV.
GW10035F | INTERR. 2M 2P 16AX LUM.SEÑ.CON.RÁPIDA B. | 18.05 | 1 | 6 | 24 | NR | 8011564258815 | 85365080 | 1DM02 | Building | 1DM | BUILDING | 1DM03G | CHORUSMART DOM.RANG. | 1DM03G01F | BASIC CHORUSMART | 1DM03G01F151 | CR SHINY WHITE DEV.
GW10039 | INTERRUPTOR UNIV.DE TARJETA 2M BLANCO | 16.15 | 1 | 1 | 6 | NR | 8011564439306 | 85389099 | 1DM02 | Building | 1DM | BUILDING | 1DM03G | CHORUSMART DOM.RANG. | 1DM03G01F | BASIC CHORUSMART | 1DM03G01F151 | CR SHINY WHITE DEV.
GW10041 | INTERRUPTOR 3M 1P 16AX BLANCO | 8.15 | 1 | 4 | 12 | NR | 8011564257412 | 85365080 | 1DM02 | Building | 1DM | BUILDING | 1DM03G | CHORUSMART DOM.RANG. | 1DM03G01F | BASIC CHORUSMART | 1DM03G01F151 | CR SHINY WHITE DEV.
GW10042 | INTERRUPTOR 3M 1P 16AX LUM. LOC.BLANCO | 9.15 | 1 | 4 | 12 | NR | 8011564257429 | 85365080 | 1DM02 | Building | 1DM | BUILDING | 1DM03G | CHORUSMART DOM.RANG. | 1DM03G01F | BASIC CHORUSMART | 1DM03G01F151 | CR SHINY WHITE DEV.
GW10043 | INTERRUPTOR 3M 1P 16AX LUM. SEÑ. BLANCO | 9.15 | 1 | 4 | 12 | NR | 8011564257436 | 85365080 | 1DM02 | Building | 1DM | BUILDING | 1DM03G | CHORUSMART DOM.RANG. | 1DM03G01F | BASIC CHORUSMART | 1DM03G01F151 | CR SHINY WHITE DEV.
GW10051 | CONMUTADOR 1M 1P 16AX BLANCO | 4.55 | 1 | 12 | 96 | NR | 8011564257832 | 85365080 | 1DM02 | Building | 1DM | BUILDING | 1DM03G | CHORUSMART DOM.RANG. | 1DM03G01F | BASIC CHORUSMART | 1DM03G01F151 | CR SHINY WHITE DEV.
GW10051AB | CONMUTADOR 1M 1P 16AX AB | 8.25 | 1 | 12 | 96 | NR | 8034035070778 | 85365080 | 1DM02 | Building | 1DM | BUILDING | 1DM03G | CHORUSMART DOM.RANG. | 1DM03G01F | BASIC CHORUSMART | 1DM03G01F135 | CR WHITE ANTIB. DEV.
GW10052 | CONMUTADOR 1M 1P 16AX LUM. LOC.BLANCO | 6.2 | 1 | 12 | 24 | NR | 8011564258204 | 85365080 | 1DM02 | Building | 1DM | BUILDING | 1DM03G | CHORUSMART DOM.RANG. | 1DM03G01F | BASIC CHORUSMART | 1DM03G01F151 | CR SHINY WHITE DEV.
GW10053 | CONMUTADOR 1M 1P 16AX LUM. SEÑ. BLANCO | 6.2 | 1 | 12 | 24 | NR | 8011564258211 | 85365080 | 1DM02 | Building | 1DM | BUILDING | 1DM03G | CHORUSMART DOM.RANG. | 1DM03G01F | BASIC CHORUSMART | 1DM03G01F151 | CR SHINY WHITE DEV.
GW10054 | CONMUTADOR 1 M 1P 10AX + LLAVE BLANCO | 39.15 | 1 | 1 | 12 | NR | 8011564261822 | 85365080 | 1DM02 | Building | 1DM | BUILDING | 1DM03G | CHORUSMART DOM.RANG. | 1DM03G01F | BASIC CHORUSMART | 1DM03G01F151 | CR SHINY WHITE DEV.
GW10061 | CONMUTADOR 1/2M 1P 10AX BLANCO | 8.15 | 1 | 6 | 24 | NR | 8011564261013 | 85365080 | 1DM02 | Building | 1DM | BUILDING | 1DM03G | CHORUSMART DOM.RANG. | 1DM03G01F | BASIC CHORUSMART | 1DM03G01F151 | CR SHINY WHITE DEV.
GW10071 | CONMUTADOR 2M 1P 16AX BLANCO | 4.85 | 1 | 6 | 24 | NR | 8011564257368 | 85365080 | 1DM02 | Building | 1DM | BUILDING | 1DM03G | CHORUSMART DOM.RANG. | 1DM03G01F | BASIC CHORUSMART | 1DM03G01F151 | CR SHINY WHITE DEV.
GW10071F | CONMUTADOR 2M 1P 16AX CON.RÁPIDA BLANCO | 7.95 | 1 | 6 | 24 | NR | 8011564257375 | 85365080 | 1DM02 | Building | 1DM | BUILDING | 1DM03G | CHORUSMART DOM.RANG. | 1DM03G01F | BASIC CHORUSMART | 1DM03G01F151 | CR SHINY WHITE DEV.
GW10072 | CONMUTADOR 2M 1P 16AX LUM. LOC.BLANCO | 9.25 | 1 | 6 | 24 | NR | 8011564257382 | 85365080 | 1DM02 | Building | 1DM | BUILDING | 1DM03G | CHORUSMART DOM.RANG. | 1DM03G01F | BASIC CHORUSMART | 1DM03G01F151 | CR SHINY WHITE DEV.
GW10072F | CONMUT. 2M 1P 16AX LUM.LOC.CON.RÁPIDA B. | 12.35 | 1 | 6 | 24 | NR | 8011564257399 | 85365080 | 1DM02 | Building | 1DM | BUILDING | 1DM03G | CHORUSMART DOM.RANG. | 1DM03G01F | BASIC CHORUSMART | 1DM03G01F151 | CR SHINY WHITE DEV.
GW10073 | CONMUTADOR 2M 1P 16AX LUM. SEÑ.BLANCO | 9.25 | 1 | 6 | 24 | NR | 8011564257405 | 85365080 | 1DM02 | Building | 1DM | BUILDING | 1DM03G | CHORUSMART DOM.RANG. | 1DM03G01F | BASIC CHORUSMART | 1DM03G01F151 | CR SHINY WHITE DEV.
GW10073F | CONMUT. 2M 1P 16AX LUM.SEÑ.CON.RÁPIDA B. | 12.35 | 1 | 6 | 24 | NR | 8011564258914 | 85365080 | 1DM02 | Building | 1DM | BUILDING | 1DM03G | CHORUSMART DOM.RANG. | 1DM03G01F | BASIC CHORUSMART | 1DM03G01F151 | CR SHINY WHITE DEV.
GW10078F | DOBLE CONM. 2M 1P 16AX CON.RÁPIDA BLANCO | 11.55 | 1 | 6 | 24 | NR | 8011564258921 | 85365080 | 1DM02 | Building | 1DM | BUILDING | 1DM03G | CHORUSMART DOM.RANG. | 1DM03G01F | BASIC CHORUSMART | 1DM03G01F151 | CR SHINY WHITE DEV.
GW10081 | CONMUTADOR 3M 1P 16AX BLANCO | 9.15 | 1 | 4 | 12 | NR | 8011564257450 | 85365080 | 1DM02 | Building | 1DM | BUILDING | 1DM03G | CHORUSMART DOM.RANG. | 1DM03G01F | BASIC CHORUSMART | 1DM03G01F151 | CR SHINY WHITE DEV.
GW10082 | CONMUTADOR 3M 1P 16AX LUM. LOC.BLANCO | 10.4 | 1 | 4 | 12 | NR | 8011564257467 | 85365080 | 1DM02 | Building | 1DM | BUILDING | 1DM03G | CHORUSMART DOM.RANG. | 1DM03G01F | BASIC CHORUSMART | 1DM03G01F151 | CR SHINY WHITE DEV.
GW10083 | CONMUTADOR 3M 1P 16AX LUM. SEÑ.BLANCO | 10.4 | 1 | 4 | 12 | NR | 8011564257474 | 85365080 | 1DM02 | Building | 1DM | BUILDING | 1DM03G | CHORUSMART DOM.RANG. | 1DM03G01F | BASIC CHORUSMART | 1DM03G01F151 | CR SHINY WHITE DEV.
GW10091 | CRUZAMIENTO 1M 1P 16AX BLANCO | 12.35 | 1 | 12 | 48 | NR | 8011564258228 | 85365080 | 1DM02 | Building | 1DM | BUILDING | 1DM03G | CHORUSMART DOM.RANG. | 1DM03G01F | BASIC CHORUSMART | 1DM03G01F151 | CR SHINY WHITE DEV.
GW10091AB | CRUZAMIENTO 1M 1P 16AX AB | 20.3 | 1 | 12 | 48 | NR | 8034035070785 | 85365080 | 1DM02 | Building | 1DM | BUILDING | 1DM03G | CHORUSMART DOM.RANG. | 1DM03G01F | BASIC CHORUSMART | 1DM03G01F135 | CR WHITE ANTIB. DEV.
GW10092 | CRUZAMIENTO 1M 1P 16AX LUM. LOC.BLANCO | 14.65 | 1 | 12 | 24 | NR | 8011564258235 | 85365080 | 1DM02 | Building | 1DM | BUILDING | 1DM03G | CHORUSMART DOM.RANG. | 1DM03G01F | BASIC CHORUSMART | 1DM03G01F151 | CR SHINY WHITE DEV.
GW10093 | CRUZAMIENTO 1M 1P 16AX LUM. SEÑ. BLANCO | 14.65 | 1 | 12 | 24 | NR | 8011564258242 | 85365080 | 1DM02 | Building | 1DM | BUILDING | 1DM03G | CHORUSMART DOM.RANG. | 1DM03G01F | BASIC CHORUSMART | 1DM03G01F151 | CR SHINY WHITE DEV.
GW10101 | CRUZAMIENTO 2M 1P 16AX BLANCO | 13.9 | 1 | 6 | 12 | NR | 8011564259942 | 85365080 | 1DM02 | Building | 1DM | BUILDING | 1DM03G | CHORUSMART DOM.RANG. | 1DM03G01F | BASIC CHORUSMART | 1DM03G01F151 | CR SHINY WHITE DEV.
GW10101F | CRUZAMIENTO 2M 1P 16AX CON.RÁPIDA BLANCO | 13.9 | 1 | 6 | 12 | NR | 8011564259959 | 85365080 | 1DM02 | Building | 1DM | BUILDING | 1DM03G | CHORUSMART DOM.RANG. | 1DM03G01F | BASIC CHORUSMART | 1DM03G01F151 | CR SHINY WHITE DEV.
GW10102 | CRUZAMIENTO 2M 1P 16AX LUM. LOC.BLANCO | 21.75 | 1 | 6 | 12 | NR | 8011564259966 | 85365080 | 1DM02 | Building | 1DM | BUILDING | 1DM03G | CHORUSMART DOM.RANG. | 1DM03G01F | BASIC CHORUSMART | 1DM03G01F151 | CR SHINY WHITE DEV.
GW10102F | CRUZAM. 2M 1P 16AX LUM.LOC.CON.RÁPIDA B. | 22.75 | 1 | 6 | 12 | NR | 8011564259973 | 85365080 | 1DM02 | Building | 1DM | BUILDING | 1DM03G | CHORUSMART DOM.RANG. | 1DM03G01F | BASIC CHORUSMART | 1DM03G01F151 | CR SHINY WHITE DEV.
GW10103 | CRUZAMIENTO 2M 1P 16AX LUM. SEÑ.BLANCO | 21.75 | 1 | 6 | 12 | NR | 8011564259980 | 85365080 | 1DM02 | Building | 1DM | BUILDING | 1DM03G | CHORUSMART DOM.RANG. | 1DM03G01F | BASIC CHORUSMART | 1DM03G01F151 | CR SHINY WHITE DEV.
GW10103F | CRUZAM. 2M 1P 16AX LUM.SEÑ.CON.RÁPIDA B. | 22.75 | 1 | 6 | 12 | NR | 8011564259997 | 85365080 | 1DM02 | Building | 1DM | BUILDING | 1DM03G | CHORUSMART DOM.RANG. | 1DM03G01F | BASIC CHORUSMART | 1DM03G01F151 | CR SHINY WHITE DEV.
GW10111 | CRUZAMIENTO 3M 1P 16AX BLANCO | 21.75 | 1 | 4 | 12 | NR | 8011564259843 | 85365080 | 1DM02 | Building | 1DM | BUILDING | 1DM03G | CHORUSMART DOM.RANG. | 1DM03G01F | BASIC CHORUSMART | 1DM03G01F151 | CR SHINY WHITE DEV.
GW10112 | CRUZAMIENTO 3M 1P 16AX LUM. LOC.BLANCO | 24.5 | 1 | 4 | 12 | NR | 8011564259850 | 85365080 | 1DM02 | Building | 1DM | BUILDING | 1DM03G | CHORUSMART DOM.RANG. | 1DM03G01F | BASIC CHORUSMART | 1DM03G01F151 | CR SHINY WHITE DEV.
GW10113 | CRUZAMIENTO 3M 1P 16AX LUM. SEÑ.BLANCO | 24.5 | 1 | 4 | 12 | NR | 8011564259867 | 85365080 | 1DM02 | Building | 1DM | BUILDING | 1DM03G | CHORUSMART DOM.RANG. | 1DM03G01F | BASIC CHORUSMART | 1DM03G01F151 | CR SHINY WHITE DEV.
GW10121 | CONMUTADOR 1M 1P 10AX ARRIB-ABAJO BLANCO | 11.45 | 1 | 12 | 24 | NR | 8011564257603 | 85365080 | 1DM02 | Building | 1DM | BUILDING | 1DM03G | CHORUSMART DOM.RANG. | 1DM03G01F | BASIC CHORUSMART | 1DM03G01F151 | CR SHINY WHITE DEV.
GW10122 | CONMUTADOR 1M 2P 10AX 6 TERMINALES BLANC | 14.4 | 1 | 12 | 24 | NR | 8011564811539 | 85365080 | 1DM02 | Building | 1DM | BUILDING | 1DM03G | CHORUSMART DOM.RANG. | 1DM03G01F | BASIC CHORUSMART | 1DM03G01F151 | CR SHINY WHITE DEV.
GW10122AB | CONMUTADOR 1M 2P 10AX 6 TERMINALES AB | 23.4 | 1 | 12 | 24 | NR | 8034035070792 | 85365080 | 1DM02 | Building | 1DM | BUILDING | 1DM03G | CHORUSMART DOM.RANG. | 1DM03G01F | BASIC CHORUSMART | 1DM03G01F135 | CR WHITE ANTIB. DEV.
GW10123 | CONMUTADOR 2M 1P 10AX ARRIB-ABAJO BLANCO | 15.15 | 1 | 6 | 24 | NR | 8011564894129 | 85365080 | 1DM02 | Building | 1DM | BUILDING | 1DM03G | CHORUSMART DOM.RANG. | 1DM03G01F | BASIC CHORUSMART | 1DM03G01F151 | CR SHINY WHITE DEV.
GW10131 | PULSADOR 1M 1P NA 16A BLANCO | 4.85 | 1 | 12 | 96 | NR | 8011564257849 | 85365080 | 1DM02 | Building | 1DM | BUILDING | 1DM03G | CHORUSMART DOM.RANG. | 1DM03G01F | BASIC CHORUSMART | 1DM03G01F151 | CR SHINY WHITE DEV.
GW10131AB | PULSADOR 1M 1P NA 16A AB | 7.3 | 1 | 12 | 96 | NR | 8034035071409 | 85365080 | 1DM02 | Building | 1DM | BUILDING | 1DM03G | CHORUSMART DOM.RANG. | 1DM03G01F | BASIC CHORUSMART | 1DM03G01F135 | CR WHITE ANTIB. DEV.
GW10132 | PULSADOR 1M 1P NA 16A LUM. LOC.BLANCO | 5.55 | 1 | 12 | 24 | NR | 8011564260108 | 85365080 | 1DM02 | Building | 1DM | BUILDING | 1DM03G | CHORUSMART DOM.RANG. | 1DM03G01F | BASIC CHORUSMART | 1DM03G01F151 | CR SHINY WHITE DEV.
GW10133 | PULSADOR 1 M 1P NA 16A LUM. SEÑ. BLANCO | 5.55 | 1 | 12 | 24 | NR | 8011564260115 | 85365080 | 1DM02 | Building | 1DM | BUILDING | 1DM03G | CHORUSMART DOM.RANG. | 1DM03G01F | BASIC CHORUSMART | 1DM03G01F151 | CR SHINY WHITE DEV.
GW10134 | PULSADOR 1M 2P NA 16A BLANCO | 8.25 | 1 | 12 | 24 | NR | 8011564260122 | 85365080 | 1DM02 | Building | 1DM | BUILDING | 1DM03G | CHORUSMART DOM.RANG. | 1DM03G01F | BASIC CHORUSMART | 1DM03G01F151 | CR SHINY WHITE DEV.
GW10135 | PULSADOR 1M 2P NA 16A LUM. SEÑ. BLANCO | 9.6 | 1 | 12 | 24 | NR | 8011564260139 | 85365080 | 1DM02 | Building | 1DM | BUILDING | 1DM03G | CHORUSMART DOM.RANG. | 1DM03G01F | BASIC CHORUSMART | 1DM03G01F151 | CR SHINY WHITE DEV.
GW10136 | PULSADOR 1 M 1P NA 16A TIRANTE BLANCO | 13 | 1 | 1 | 12 | NR | 8011564261839 | 85365080 | 1DM02 | Building | 1DM | BUILDING | 1DM03G | CHORUSMART DOM.RANG. | 1DM03G01F | BASIC CHORUSMART | 1DM03G01F151 | CR SHINY WHITE DEV.
GW10136AB | PULSADOR 1 M 1P NA 16A TIRANTE AB | 21 | 1 | 1 | 12 | NR | 8034035071416 | 85365080 | 1DM02 | Building | 1DM | BUILDING | 1DM03G | CHORUSMART DOM.RANG. | 1DM03G01F | BASIC CHORUSMART | 1DM03G01F135 | CR WHITE ANTIB. DEV.
GW10137 | PULSADOR 1M 1P NC 16A BLANCO | 4.85 | 1 | 12 | 24 | NR | 8011564260146 | 85365080 | 1DM02 | Building | 1DM | BUILDING | 1DM03G | CHORUSMART DOM.RANG. | 1DM03G01F | BASIC CHORUSMART | 1DM03G01F151 | CR SHINY WHITE DEV.
GW10137AB | PULSANTE 1M 1P NC 16A WH/AB AS | 7.85 | 1 | 12 | 24 | NR | 8034035086113 | 85365080 | 1DM02 | Building | 1DM | BUILDING | 1DM03G | CHORUSMART DOM.RANG. | 1DM03G01F | BASIC CHORUSMART | 1DM03G01F135 | CR WHITE ANTIB. DEV.
GW10138 | PULSADOR 1 M 1P NC+NA 16A PARADA BLANCO | 8.45 | 1 | 12 | 24 | NR | 8011564260771 | 85365080 | 1DM02 | Building | 1DM | BUILDING | 1DM03G | CHORUSMART DOM.RANG. | 1DM03G01F | BASIC CHORUSMART | 1DM03G01F151 | CR SHINY WHITE DEV.
GW10139 | PULSADOR 1 M 1P NA+NC 16A MARCHA BLANCO | 8.45 | 1 | 12 | 24 | NR | 8011564260788 | 85365080 | 1DM02 | Building | 1DM | BUILDING | 1DM03G | CHORUSMART DOM.RANG. | 1DM03G01F | BASIC CHORUSMART | 1DM03G01F151 | CR SHINY WHITE DEV.
GW10140 | PULSADOR 1M 1P NA+NA 10A INTERBL. BLANCO | 9.15 | 1 | 12 | 24 | NR | 8011564260795 | 85365080 | 1DM02 | Building | 1DM | BUILDING | 1DM03G | CHORUSMART DOM.RANG. | 1DM03G01F | BASIC CHORUSMART | 1DM03G01F151 | CR SHINY WHITE DEV.
GW10140AB | PULSADOR 1M 1P NA+NA 10A INTERBL. AB | 16.6 | 1 | 12 | 24 | NR | 8034035071423 | 85365080 | 1DM02 | Building | 1DM | BUILDING | 1DM03G | CHORUSMART DOM.RANG. | 1DM03G01F | BASIC CHORUSMART | 1DM03G01F135 | CR WHITE ANTIB. DEV.
GW10141 | PULSADOR 1M DOBLE NA 16A BLANCO | 15.25 | 1 | 12 | 24 | NR | 8011564261853 | 85365080 | 1DM02 | Building | 1DM | BUILDING | 1DM03G | CHORUSMART DOM.RANG. | 1DM03G01F | BASIC CHORUSMART | 1DM03G01F151 | CR SHINY WHITE DEV.
GW10142 | PULSADOR 1M 1P NA 16A TEST. VERDE BLANCO | 11.45 | 1 | 12 | 24 | NR | 8011564260801 | 85365080 | 1DM02 | Building | 1DM | BUILDING | 1DM03G | CHORUSMART DOM.RANG. | 1DM03G01F | BASIC CHORUSMART | 1DM03G01F151 | CR SHINY WHITE DEV.
GW10143 | PULSADOR 1M 1P NA 16A TEST. ROJO BLANCO | 11.45 | 1 | 12 | 24 | NR | 8011564260818 | 85365080 | 1DM02 | Building | 1DM | BUILDING | 1DM03G | CHORUSMART DOM.RANG. | 1DM03G01F | BASIC CHORUSMART | 1DM03G01F151 | CR SHINY WHITE DEV.
GW10144 | PULSADOR 1M 1P NA 16A TEST.TRANSP.BLANCO | 11.45 | 1 | 12 | 24 | NR | 8011564260825 | 85365080 | 1DM02 | Building | 1DM | BUILDING | 1DM03G | CHORUSMART DOM.RANG. | 1DM03G01F | BASIC CHORUSMART | 1DM03G01F151 | CR SHINY WHITE DEV.
GW10145 | PULSADOR 1M 2P NA 10A +LLAVE BLANCO | 39.15 | 1 | 1 | 12 | NR | 8011564261877 | 85365080 | 1DM02 | Building | 1DM | BUILDING | 1DM03G | CHORUSMART DOM.RANG. | 1DM03G01F | BASIC CHORUSMART | 1DM03G01F151 | CR SHINY WHITE DEV.
GW10151 | PULSADOR 1M 1NA 16A ALUMB. BLANCO | 5.25 | 1 | 12 | 24 | NR | 8011564277007 | 85365080 | 1DM02 | Building | 1DM | BUILDING | 1DM03G | CHORUSMART DOM.RANG. | 1DM03G01F | BASIC CHORUSMART | 1DM03G01F151 | CR SHINY WHITE DEV.
GW10152 | PULSADOR 1M 1NA 16A LLAVE BLANCO | 5.25 | 1 | 12 | 24 | NR | 8011564277212 | 85365080 | 1DM02 | Building | 1DM | BUILDING | 1DM03G | CHORUSMART DOM.RANG. | 1DM03G01F | BASIC CHORUSMART | 1DM03G01F151 | CR SHINY WHITE DEV.
GW10153 | PULSADOR 1M 1P NA 16A TIMBRE BLANCO | 5.25 | 1 | 12 | 24 | NR | 8011564277229 | 85365080 | 1DM02 | Building | 1DM | BUILDING | 1DM03G | CHORUSMART DOM.RANG. | 1DM03G01F | BASIC CHORUSMART | 1DM03G01F151 | CR SHINY WHITE DEV.
GW10159F | PULSADOR+CONM. 2M 1P NA 16AX A CON.RÁP.B | 18.55 | 1 | 6 | 24 | NR | 8011564258938 | 85365080 | 1DM02 | Building | 1DM | BUILDING | 1DM03G | CHORUSMART DOM.RANG. | 1DM03G01F | BASIC CHORUSMART | 1DM03G01F151 | CR SHINY WHITE DEV.
GW10160F | DOBLE PULS. 2M 1P NA 16A A CON.RÁPIDA B. | 16.25 | 1 | 6 | 24 | NR | 8011564258587 | 85365080 | 1DM02 | Building | 1DM | BUILDING | 1DM03G | CHORUSMART DOM.RANG. | 1DM03G01F | BASIC CHORUSMART | 1DM03G01F151 | CR SHINY WHITE DEV.
GW10161 | PULSADOR 1/2M 1P NA 10A BLANCO | 7.5 | 1 | 6 | 24 | NR | 8011564261020 | 85365080 | 1DM02 | Building | 1DM | BUILDING | 1DM03G | CHORUSMART DOM.RANG. | 1DM03G01F | BASIC CHORUSMART | 1DM03G01F151 | CR SHINY WHITE DEV.
GW10162 | PULSADOR 1/2M 1P NA 10A LUM. LOC.BLANCO | 8.45 | 1 | 6 | 24 | NR | 8011564261037 | 85365080 | 1DM02 | Building | 1DM | BUILDING | 1DM03G | CHORUSMART DOM.RANG. | 1DM03G01F | BASIC CHORUSMART | 1DM03G01F151 | CR SHINY WHITE DEV.
GW10171 | PULSADOR 2M 1P NA 16A BLANCO | 5.75 | 1 | 6 | 24 | NR | 8011564258594 | 85365080 | 1DM02 | Building | 1DM | BUILDING | 1DM03G | CHORUSMART DOM.RANG. | 1DM03G01F | BASIC CHORUSMART | 1DM03G01F151 | CR SHINY WHITE DEV.
GW10171F | PULSADOR 2M 1P NA 16A CON.RÁPIDA BLANCO | 7.1 | 1 | 6 | 24 | NR | 8011564258600 | 85365080 | 1DM02 | Building | 1DM | BUILDING | 1DM03G | CHORUSMART DOM.RANG. | 1DM03G01F | BASIC CHORUSMART | 1DM03G01F151 | CR SHINY WHITE DEV.
GW10172 | PULSADOR 2M 1P NA 16A LUM. LOC.BLANCO | 8.45 | 1 | 6 | 24 | NR | 8011564258617 | 85365080 | 1DM02 | Building | 1DM | BUILDING | 1DM03G | CHORUSMART DOM.RANG. | 1DM03G01F | BASIC CHORUSMART | 1DM03G01F151 | CR SHINY WHITE DEV.
GW10172F | PULS. 2M 1P NA 16A LUM.LOC.CON.RÁPIDA B. | 8.55 | 1 | 6 | 24 | NR | 8011564258624 | 85365080 | 1DM02 | Building | 1DM | BUILDING | 1DM03G | CHORUSMART DOM.RANG. | 1DM03G01F | BASIC CHORUSMART | 1DM03G01F151 | CR SHINY WHITE DEV.
GW10173 | PULSADOR 2M 1P NA 16A LUM. SEÑ.BLANCO | 7.5 | 1 | 6 | 24 | NR | 8011564258631 | 85365080 | 1DM02 | Building | 1DM | BUILDING | 1DM03G | CHORUSMART DOM.RANG. | 1DM03G01F | BASIC CHORUSMART | 1DM03G01F151 | CR SHINY WHITE DEV.
GW10173F | PULS. 2M 1P NA 16A LUM.SEÑ.CON.RÁPIDA B. | 8.55 | 1 | 6 | 24 | NR | 8011564258648 | 85365080 | 1DM02 | Building | 1DM | BUILDING | 1DM03G | CHORUSMART DOM.RANG. | 1DM03G01F | BASIC CHORUSMART | 1DM03G01F151 | CR SHINY WHITE DEV.
GW10181 | PULSADOR 3M 1P NA 16A BLANCO | 8.35 | 1 | 4 | 12 | NR | 8011564257481 | 85365080 | 1DM02 | Building | 1DM | BUILDING | 1DM03G | CHORUSMART DOM.RANG. | 1DM03G01F | BASIC CHORUSMART | 1DM03G01F151 | CR SHINY WHITE DEV.
GW10183 | PULSADOR 3M 1P NA 16A LUM. SEÑ.BLANCO | 9.7 | 1 | 4 | 12 | NR | 8011564257504 | 85365080 | 1DM02 | Building | 1DM | BUILDING | 1DM03G | CHORUSMART DOM.RANG. | 1DM03G01F | BASIC CHORUSMART | 1DM03G01F151 | CR SHINY WHITE DEV.
GW10191 | PULS. 2M 1P NA 10A PLACA P.ETIQ.LUM. BL. | 13.1 | 1 | 6 | 24 | NR | 8011564261884 | 85365080 | 1DM02 | Building | 1DM | BUILDING | 1DM03G | CHORUSMART DOM.RANG. | 1DM03G01F | BASIC CHORUSMART | 1DM03G01F151 | CR SHINY WHITE DEV.
GW10192 | PULS. 3M 1P NA 10A PLACA P.ETIQ.LUM. BL. | 13.1 | 1 | 4 | 16 | NR | 8011564261907 | 85365080 | 1DM02 | Building | 1DM | BUILDING | 1DM03G | CHORUSMART DOM.RANG. | 1DM03G01F | BASIC CHORUSMART | 1DM03G01F151 | CR SHINY WHITE DEV.
GW10194 | TAPA CIEGA 2M SALIDA CABLE BLANCO | 2.9 | 1 | 6 | 48 | NR | 8011564298804 | 85389099 | 1DM02 | Building | 1DM | BUILDING | 1DM03G | CHORUSMART DOM.RANG. | 1DM03G01F | BASIC CHORUSMART | 1DM03G01F151 | CR SHINY WHITE DEV.
GW10195 | TAPA CIEGA 1M BLANCO | 1.25 | 1 | 10 | 200 | NR | 8011564262287 | 85389099 | 1DM02 | Building | 1DM | BUILDING | 1DM03G | CHORUSMART DOM.RANG. | 1DM03G01F | BASIC CHORUSMART | 1DM03G01F151 | CR SHINY WHITE DEV.
GW10195AB | TAPA CIEGA 1M AB | 1.95 | 1 | 10 | 200 | NR | 8034035071430 | 85389099 | 1DM02 | Building | 1DM | BUILDING | 1DM03G | CHORUSMART DOM.RANG. | 1DM03G01F | BASIC CHORUSMART | 1DM03G01F135 | CR WHITE ANTIB. DEV.
GW10196 | TAPA CIEGA 1M SALIDA CABLE BLANCO | 5.45 | 1 | 1 | 48 | NR | 8011564258945 | 85389099 | 1DM02 | Building | 1DM | BUILDING | 1DM03G | CHORUSMART DOM.RANG. | 1DM03G01F | BASIC CHORUSMART | 1DM03G01F151 | CR SHINY WHITE DEV.
GW10197 | TAPA CIEGA 1/2M BLANCO | 1.85 | 1 | 4 | 48 | NR | 8011564260658 | 85389099 | 1DM02 | Building | 1DM | BUILDING | 1DM03G | CHORUSMART DOM.RANG. | 1DM03G01F | BASIC CHORUSMART | 1DM03G01F151 | CR SHINY WHITE DEV.
GW10198 | TAPA CIEGA 2M BLANCO | 2.35 | 1 | 1 | 48 | NR | 8011564258952 | 85389099 | 1DM02 | Building | 1DM | BUILDING | 1DM03G | CHORUSMART DOM.RANG. | 1DM03G01F | BASIC CHORUSMART | 1DM03G01F151 | CR SHINY WHITE DEV.
GW10199 | TAPA CIEGA 3M BLANCO | 3.9 | 1 | 1 | 48 | NR | 8011564259027 | 85389099 | 1DM02 | Building | 1DM | BUILDING | 1DM03G | CHORUSMART DOM.RANG. | 1DM03G01F | BASIC CHORUSMART | 1DM03G01F151 | CR SHINY WHITE DEV.
GW10201 | BASE 1M 2P+T 10A P11 NOR.ITALIANA BLANCO | 4.65 | 1 | 12 | 96 | NR | 8011564257887 | 85366990 | 1DM02 | Building | 1DM | BUILDING | 1DM03G | CHORUSMART DOM.RANG. | 1DM03G01F | BASIC CHORUSMART | 1DM03G01F151 | CR SHINY WHITE DEV.
GW10201AB | BASE 1M 2P+T 10A P11 NOR.ITALIANA AB | 8.35 | 1 | 12 | 96 | NR | 8034035071447 | 85366990 | 1DM02 | Building | 1DM | BUILDING | 1DM03G | CHORUSMART DOM.RANG. | 1DM03G01F | BASIC CHORUSMART | 1DM03G01F135 | CR WHITE ANTIB. DEV.
GW10203 | BASE 1M 2P+T 16A BIV.P17-11 NOR.ITA. BL. | 6.2 | 1 | 12 | 96 | NR | 8011564257894 | 85366990 | 1DM02 | Building | 1DM | BUILDING | 1DM03G | CHORUSMART DOM.RANG. | 1DM03G01F | BASIC CHORUSMART | 1DM03G01F151 | CR SHINY WHITE DEV.
GW10203AB | BASE 1M 2P+T 16A BIV.P17-11 NOR.ITA. AB | 9.35 | 1 | 12 | 96 | NR | 8034035071454 | 85366990 | 1DM02 | Building | 1DM | BUILDING | 1DM03G | CHORUSMART DOM.RANG. | 1DM03G01F | BASIC CHORUSMART | 1DM03G01F135 | CR WHITE ANTIB. DEV.
GW10204 | BASE 2M 2P+T 16A BIV.P30-17 NOR.ITA/AL.B | 11.35 | 1 | 6 | 48 | NR | 8011564257924 | 85366990 | 1DM02 | Building | 1DM | BUILDING | 1DM03G | CHORUSMART DOM.RANG. | 1DM03G01F | BASIC CHORUSMART | 1DM03G01F151 | CR SHINY WHITE DEV.
GW10204AB | BASE 2M 2P+T 16A BIV.P30-17 NO.ITA/AL.AB | 19.15 | 1 | 6 | 48 | NR | 8034035071461 | 85366990 | 1DM02 | Building | 1DM | BUILDING | 1DM03G | CHORUSMART DOM.RANG. | 1DM03G01F | BASIC CHORUSMART | 1DM03G01F135 | CR WHITE ANTIB. DEV.
GW10205 | BASE 2M 2P+T 16A P30 EST.ITA/AL.BLANCO | 9.6 | 1 | 6 | 48 | NR | 8011564257948 | 85366990 | 1DM02 | Building | 1DM | BUILDING | 1DM03G | CHORUSMART DOM.RANG. | 1DM03G01F | BASIC CHORUSMART | 1DM03G01F151 | CR SHINY WHITE DEV.
GW10208 | B.DOBLE 2P+T 16A P17-11 BIV. NOR.ITA. B | 17 | 1 | 6 | 24 | NR | 8011564258655 | 85366990 | 1DM02 | Building | 1DM | BUILDING | 1DM03G | CHORUSMART DOM.RANG. | 1DM03G01F | BASIC CHORUSMART | 1DM03G01F151 | CR SHINY WHITE DEV.
GW10209 | B.TRIPLE 2P+T 16A P17-11 BIV. NOR.ITA. B | 32.95 | 1 | 4 | 12 | NR | 8011564259874 | 85366990 | 1DM02 | Building | 1DM | BUILDING | 1DM03G | CHORUSMART DOM.RANG. | 1DM03G01F | BASIC CHORUSMART | 1DM03G01F151 | CR SHINY WHITE DEV.
GW10213 | BASE 1M 2P+T 16A BIV.P17-11 NOR.ITA.ROJA | 7.3 | 1 | 12 | 24 | NR | 8011564264854 | 85366990 | 1DM02 | Building | 1DM | BUILDING | 1DM03G | CHORUSMART DOM.RANG. | 1DM03G01F | BASIC CHORUSMART | 1DM03G01F151 | CR SHINY WHITE DEV.
GW10213AB | BASE 1M 2P+T 16A BIV.P17-11 N.IT.ROJA AB | 11.65 | 1 | 12 | 24 | NR | 8034035079719 | 85366990 | 1DM02 | Building | 1DM | BUILDING | 1DM03G | CHORUSMART DOM.RANG. | 1DM03G01F | BASIC CHORUSMART | 1DM03G01F135 | CR WHITE ANTIB. DEV.
GW10214 | BASE 2M 2P+T 16A BIV. NOR.ITA/AL.ROJA | 15.05 | 1 | 6 | 12 | NR | 8011564264885 | 85366990 | 1DM02 | Building | 1DM | BUILDING | 1DM03G | CHORUSMART DOM.RANG. | 1DM03G01F | BASIC CHORUSMART | 1DM03G01F151 | CR SHINY WHITE DEV.
GW10214AB | BASE 2M 2P+T 16A BIV. NOR.ITA/AL.ROJA AB | 22.95 | 1 | 6 | 12 | NR | 8034035078491 | 85366990 | 1DM02 | Building | 1DM | BUILDING | 1DM03G | CHORUSMART DOM.RANG. | 1DM03G01F | BASIC CHORUSMART | 1DM03G01F135 | CR WHITE ANTIB. DEV.
GW10223 | B. 1M 2P+T 16A BIV.P17-11 NOR.ITA. VERDE | 7.3 | 1 | 12 | 24 | NR | 8011564264861 | 85366990 | 1DM02 | Building | 1DM | BUILDING | 1DM03G | CHORUSMART DOM.RANG. | 1DM03G01F | BASIC CHORUSMART | 1DM03G01F151 | CR SHINY WHITE DEV.
GW10223AB | B. 1M 2P+T 16A BIV.P17-11 NO.ITA. VER.AB | 11.65 | 1 | 12 | 24 | NR | 8034035079726 | 85366990 | 1DM02 | Building | 1DM | BUILDING | 1DM03G | CHORUSMART DOM.RANG. | 1DM03G01F | BASIC CHORUSMART | 1DM03G01F135 | CR WHITE ANTIB. DEV.
GW10224 | BASE 2M 2P+T 16A BIV. NOR.ITA/AL.VERDE | 15.05 | 1 | 6 | 12 | NR | 8011564264892 | 85366990 | 1DM02 | Building | 1DM | BUILDING | 1DM03G | CHORUSMART DOM.RANG. | 1DM03G01F | BASIC CHORUSMART | 1DM03G01F151 | CR SHINY WHITE DEV.
GW10224AB | BASE 2M 2P+T 16A BIV. NOR.IT/AL.VERDE AB | 23.8 | 1 | 6 | 12 | NR | 8034035079702 | 85366990 | 1DM02 | Building | 1DM | BUILDING | 1DM03G | CHORUSMART DOM.RANG. | 1DM03G01F | BASIC CHORUSMART | 1DM03G01F135 | CR WHITE ANTIB. DEV.
GW10233 | B. 1M 2P+T 16A BIV.P17-11 NOR.ITA. ANAR. | 7.3 | 1 | 12 | 24 | NR | 8011564264878 | 85366990 | 1DM02 | Building | 1DM | BUILDING | 1DM03G | CHORUSMART DOM.RANG. | 1DM03G01F | BASIC CHORUSMART | 1DM03G01F151 | CR SHINY WHITE DEV.
GW10234 | BASE 2M 2P+T 16A BIV. NOR.ITA/AL.ANAR. | 15.05 | 1 | 6 | 12 | NR | 8011564264908 | 85366990 | 1DM02 | Building | 1DM | BUILDING | 1DM03G | CHORUSMART DOM.RANG. | 1DM03G01F | BASIC CHORUSMART | 1DM03G01F151 | CR SHINY WHITE DEV.
GW10241 | BASE 2M 2P+T 16A NOR.ESPAÑOLA BLC | 5.35 | 1 | 6 | 48 | NR | 8011564257955 | 85366990 | 1DM02 | Building | 1DM | BUILDING | 1DM03G | CHORUSMART DOM.RANG. | 1DM03G01F | BASIC CHORUSMART | 1DM03G01F151 | CR SHINY WHITE DEV.
GW10241AB | BASE 2M 2P+T 16A NOR.ESPAÑOLA AB | 15.45 | 1 | 6 | 48 | NR | 8034035071478 | 85366990 | 1DM02 | Building | 1DM | BUILDING | 1DM03G | CHORUSMART DOM.RANG. | 1DM03G01F | BASIC CHORUSMART | 1DM03G01F135 | CR WHITE ANTIB. DEV.
GW10241F | BASE 2M 2P+T 16A CON.FR.RÁPIDO NOR.ESP.B | 10.1 | 1 | 6 | 12 | NR | 8011564425019 | 85366990 | 1DM02 | Building | 1DM | BUILDING | 1DM03G | CHORUSMART DOM.RANG. | 1DM03G01F | BASIC CHORUSMART | 1DM03G01F151 | CR SHINY WHITE DEV.
GW10242 | BASE 2M 2P+T 16A NOR. ESP. CON TAPA B | 8.55 | 1 | 6 | 48 | NR | 8011564842021 | 85366990 | 1DM02 | Building | 1DM | BUILDING | 1DM03G | CHORUSMART DOM.RANG. | 1DM03G01F | BASIC CHORUSMART | 1DM03G01F151 | CR SHINY WHITE DEV.
GW10246 | BASE 2M 2P 16A NOR.FRANCESA BLANCO | 6.4 | 1 | 1 | 24 | NR | 8011564257962 | 85366990 | 1DM02 | Building | 1DM | BUILDING | 1DM03G | CHORUSMART DOM.RANG. | 1DM03G01F | BASIC CHORUSMART | 1DM03G01F151 | CR SHINY WHITE DEV.
GW10247 | BASE 2M 2P+T 16A NOR.FRANCESA BLANCO | 8.85 | 1 | 6 | 48 | NR | 8011564257979 | 85366990 | 1DM02 | Building | 1DM | BUILDING | 1DM03G | CHORUSMART DOM.RANG. | 1DM03G01F | BASIC CHORUSMART | 1DM03G01F151 | CR SHINY WHITE DEV.
GW10247AB | BASE 2M 2P+T 16A NOR.FRANCESA AB | 14.65 | 1 | 6 | 48 | NR | 8034035071485 | 85366990 | 1DM02 | Building | 1DM | BUILDING | 1DM03G | CHORUSMART DOM.RANG. | 1DM03G01F | BASIC CHORUSMART | 1DM03G01F135 | CR WHITE ANTIB. DEV.
GW10247F | BASE 2M 2P+T 16A+APR.CON.RÁPIDA NOR.FR.B | 10 | 1 | 6 | 12 | NR | 8011564425309 | 85366990 | 1DM02 | Building | 1DM | BUILDING | 1DM03G | CHORUSMART DOM.RANG. | 1DM03G01F | BASIC CHORUSMART | 1DM03G01F151 | CR SHINY WHITE DEV.
GW10248 | BASE 2M 2P+T 16A+APR.FR.BORNES NOR.FR.B | 10 | 1 | 6 | 12 | NR | 8011564292758 | 85366990 | 1DM02 | Building | 1DM | BUILDING | 1DM03G | CHORUSMART DOM.RANG. | 1DM03G01F | BASIC CHORUSMART | 1DM03G01F151 | CR SHINY WHITE DEV.
GW10251 | BASE 2M 2P+T 16A NOR. ESP. ROJA | 10.3 | 1 | 6 | 12 | NR | 8011564264946 | 85366990 | 1DM02 | Building | 1DM | BUILDING | 1DM03G | CHORUSMART DOM.RANG. | 1DM03G01F | BASIC CHORUSMART | 1DM03G01F151 | CR SHINY WHITE DEV.
GW10251AB | BASE 2M 2P+T 16A NOR. ESP. ROJA AB | 16.6 | 1 | 6 | 12 | NR | 8034035079733 | 85366990 | 1DM02 | Building | 1DM | BUILDING | 1DM03G | CHORUSMART DOM.RANG. | 1DM03G01F | BASIC CHORUSMART | 1DM03G01F135 | CR WHITE ANTIB. DEV.
GW10251F | BASE 2M 2P+T 16A CON.RÁPIDO NOR.ESP.R | 11.85 | 1 | 6 | 12 | NR | 8011564425026 | 85366990 | 1DM02 | Building | 1DM | BUILDING | 1DM03G | CHORUSMART DOM.RANG. | 1DM03G01F | BASIC CHORUSMART | 1DM03G01F151 | CR SHINY WHITE DEV.
GW10257F | BASE 2M 2P+T 16A CON.RÁPIDO NOR.FR.R | 11.85 | 1 | 6 | 12 | NR | 8011564264984 | 85366990 | 1DM02 | Building | 1DM | BUILDING | 1DM03G | CHORUSMART DOM.RANG. | 1DM03G01F | BASIC CHORUSMART | 1DM03G01F151 | CR SHINY WHITE DEV.
GW10258 | BASE 2M 2P+T 16A APR.FR.BORNES NOR.FR.R | 11.85 | 1 | 6 | 12 | NR | 8011564292819 | 85366990 | 1DM02 | Building | 1DM | BUILDING | 1DM03G | CHORUSMART DOM.RANG. | 1DM03G01F | BASIC CHORUSMART | 1DM03G01F151 | CR SHINY WHITE DEV.
GW10260 | ACCESORIO IRREV. BASE FR. APRIETE FRONT. | 2.6 | 1 | 10 | 100 | NR | 8011564264991 | 85389099 | 1DM02 | Building | 1DM | BUILDING | 1DM03G | CHORUSMART DOM.RANG. | 1DM03G01F | BASIC CHORUSMART | 1DM03G01F151 | CR SHINY WHITE DEV.
GW10281 | BASE 2M 2P+T 16A NOR.ISRAELÍ BLANCO | 7.6 | 1 | 1 | 24 | NR | 8011564262416 | 85366990 | 1DM02 | Building | 1DM | BUILDING | 1DM03G | CHORUSMART DOM.RANG. | 1DM03G01F | BASIC CHORUSMART | 1DM03G01F151 | CR SHINY WHITE DEV.
GW10282 | BASE 1M 2P 10A NOR.ISRAELÍ BLANCO | 11.85 | 1 | 1 | 48 | NR | 8011564815117 | 85366990 | 1DM02 | Building | 1DM | BUILDING | 1DM03G | CHORUSMART DOM.RANG. | 1DM03G01F | BASIC CHORUSMART | 1DM03G01F151 | CR SHINY WHITE DEV.
GW10286 | BASE 1M 2P+T 15A NOR. ESTADOUNID. BLANCO | 6.1 | 1 | 12 | 48 | NR | 8011564258259 | 85366990 | 1DM02 | Building | 1DM | BUILDING | 1DM03G | CHORUSMART DOM.RANG. | 1DM03G01F | BASIC CHORUSMART | 1DM03G01F151 | CR SHINY WHITE DEV.
GW10287 | BASE 1M 2P 15A NOR. EUROAMERIC. BLANCO | 5.35 | 1 | 12 | 48 | NR | 8011564258266 | 85366990 | 1DM02 | Building | 1DM | BUILDING | 1DM03G | CHORUSMART DOM.RANG. | 1DM03G01F | BASIC CHORUSMART | 1DM03G01F151 | CR SHINY WHITE DEV.
GW10288 | BASE 1M 2P+T 15A NOR. AMERIC. BLANCO | 6.5 | 1 | 12 | 48 | NR | 8011564439429 | 85366990 | 1DM02 | Building | 1DM | BUILDING | 1DM03G | CHORUSMART DOM.RANG. | 1DM03G01F | BASIC CHORUSMART | 1DM03G01F151 | CR SHINY WHITE DEV.
GW10291 | BASE 2M 2P+T 16A L.DED.NOR. ISRAELÍ ROJA | 8.35 | 1 | 24 | 40 | NR | 8011564265004 | 85366990 | 1DM02 | Building | 1DM | BUILDING | 1DM03G | CHORUSMART DOM.RANG. | 1DM03G01F | BASIC CHORUSMART | 1DM03G01F151 | CR SHINY WHITE DEV.
GW10296 | BASE 2M 2P+T 13A NOR.INGLESA BLANCO | 12.55 | 1 | 6 | 48 | NR | 8011564257986 | 85366990 | 1DM02 | Building | 1DM | BUILDING | 1DM03G | CHORUSMART DOM.RANG. | 1DM03G01F | BASIC CHORUSMART | 1DM03G01F151 | CR SHINY WHITE DEV.
GW10297 | BASE 2M 2P+T 15A NOR.INGLESA BLANCO | 12.55 | 1 | 6 | 48 | NR | 8011564257993 | 85366990 | 1DM02 | Building | 1DM | BUILDING | 1DM03G | CHORUSMART DOM.RANG. | 1DM03G01F | BASIC CHORUSMART | 1DM03G01F151 | CR SHINY WHITE DEV.
GW10298 | BASE 2M 2P+T 16A NORMA INDIA/SUDAFR.BL. | 15.05 | 1 | 6 | 48 | NR | 8011564421806 | 85366990 | 1DM02 | Building | 1DM | BUILDING | 1DM03G | CHORUSMART DOM.RANG. | 1DM03G01F | BASIC CHORUSMART | 1DM03G01F151 | CR SHINY WHITE DEV.
GW10299 | BASE 1M 2P+T 16A NORMA SUDAFRICANA B. | 11.45 | 1 | 12 | 240 | NR | 8011564894426 | 85366990 | 1DM02 | Building | 1DM | BUILDING | 1DM03G | CHORUSMART DOM.RANG. | 1DM03G01F | BASIC CHORUSMART | 1DM03G01F151 | CR SHINY WHITE DEV.
GW10301 | BASE 2M 2P+T 10A NOR.ARGENTINA BLANCO | 11.85 | 1 | 6 | 48 | NR | 8011564258006 | 85366990 | 1DM02 | Building | 1DM | BUILDING | 1DM03G | CHORUSMART DOM.RANG. | 1DM03G01F | BASIC CHORUSMART | 1DM03G01F151 | CR SHINY WHITE DEV.
GW10306 | BASE 2M 2P+T 10A NOR.AUSTRALIANA BLANCO | 11.85 | 1 | 6 | 48 | NR | 8011564258020 | 85366990 | 1DM02 | Building | 1DM | BUILDING | 1DM03G | CHORUSMART DOM.RANG. | 1DM03G01F | BASIC CHORUSMART | 1DM03G01F151 | CR SHINY WHITE DEV.
GW10307 | BASE 2M 2P+T 15A NOR.AUSTRALIANA BLANCO | 11.85 | 1 | 6 | 48 | NR | 8011564258037 | 85366990 | 1DM02 | Building | 1DM | BUILDING | 1DM03G | CHORUSMART DOM.RANG. | 1DM03G01F | BASIC CHORUSMART | 1DM03G01F151 | CR SHINY WHITE DEV.
GW10310 | T. DE FUERZA MULTIESTÁNDAR CH. BL. | 8.15 | 1 | 10 | 40 | NR | 8011564795020 | 85366990 | 1DM02 | Building | 1DM | BUILDING | 1DM03G | CHORUSMART DOM.RANG. | 1DM03G01F | BASIC CHORUSMART | 1DM03G01F151 | CR SHINY WHITE DEV.
GW10311 | B.INT.2M.+INTER.MAGN.1P+N 16A P17/11 B. | 79.5 | 1 | 1 | 6 | NR | 8011564262430 | 85366990 | 1DM02 | Building | 1DM | BUILDING | 1DM03G | CHORUSMART DOM.RANG. | 1DM03G01F | BASIC CHORUSMART | 1DM03G01F151 | CR SHINY WHITE DEV.
GW10312 | B.INT.3M.+INTER.MAGN.1P+N 16A P30/17 B. | 86.5 | 1 | 1 | 4 | NR | 8011564262454 | 85366990 | 1DM02 | Building | 1DM | BUILDING | 1DM03G | CHORUSMART DOM.RANG. | 1DM03G01F | BASIC CHORUSMART | 1DM03G01F151 | CR SHINY WHITE DEV.
GW10321 | B.INT.3M.+INTERR.DIF.1P+N 16A P17/11 B | 226 | 1 | 1 | 4 | NR | 8011564262478 | 85366990 | 1DM02 | Building | 1DM | BUILDING | 1DM03G | CHORUSMART DOM.RANG. | 1DM03G01F | BASIC CHORUSMART | 1DM03G01F151 | CR SHINY WHITE DEV.
GW10322 | B.INT.4M.+INT.M.DIF.1P+N 16A P30/17/11 B | 256 | 1 | 1 | 2 | NR | 8011564262492 | 85366990 | 1DM02 | Building | 1DM | BUILDING | 1DM03G | CHORUSMART DOM.RANG. | 1DM03G01F | BASIC CHORUSMART | 1DM03G01F151 | CR SHINY WHITE DEV.
GW10331 | BASE AFEIT.+ TRANSF. AISL. 3M BLANCO | 83 | 1 | 1 | 2 | NR | 8011564262515 | 85366990 | 1DM02 | Building | 1DM | BUILDING | 1DM03G | CHORUSMART DOM.RANG. | 1DM03G01F | BASIC CHORUSMART | 1DM03G01F151 | CR SHINY WHITE DEV.
GW10331AB | BASE AFEIT.+ TRANSF. AISL. 3M AB | 140.5 | 1 | 1 | 2 | NR | 8034035071515 | 85366990 | 1DM02 | Building | 1DM | BUILDING | 1DM03G | CHORUSMART DOM.RANG. | 1DM03G01F | BASIC CHORUSMART | 1DM03G01F135 | CR WHITE ANTIB. DEV.
GW10341 | BASE 2M 2P+T 16A+APR.FR.BORNES NOR.ESP.B | 5.45 | 1 | 6 | 12 | NR | 8011564280755 | 85366990 | 1DM02 | Building | 1DM | BUILDING | 1DM03G | CHORUSMART DOM.RANG. | 1DM03G01F | BASIC CHORUSMART | 1DM03G01F151 | CR SHINY WHITE DEV.
GW10341AB | BASE 2M 2P+T 16A+APR.FR.BORNES NO.ESP.AB | 15.85 | 1 | 6 | 12 | NR | 8034035071522 | 85366990 | 1DM02 | Building | 1DM | BUILDING | 1DM03G | CHORUSMART DOM.RANG. | 1DM03G01F | BASIC CHORUSMART | 1DM03G01F135 | CR WHITE ANTIB. DEV.
GW10346 | BASE 2P+T 10A 1M NORMA SUIZA TIPO 13 B | 11 | 1 | 6 | 48 | NR | 8011564736436 | 85366990 | 1DM02 | Building | 1DM | BUILDING | 1DM03G | CHORUSMART DOM.RANG. | 1DM03G01F | BASIC CHORUSMART | 1DM03G01F151 | CR SHINY WHITE DEV.
GW10351 | BASE 2M 2P+T 16A+APR.FR.BORNES NOR.ESP.R | 11.85 | 1 | 6 | 12 | NR | 8011564280786 | 85366990 | 1DM02 | Building | 1DM | BUILDING | 1DM03G | CHORUSMART DOM.RANG. | 1DM03G01F | BASIC CHORUSMART | 1DM03G01F151 | CR SHINY WHITE DEV.
GW10351AB | BASE 2M 2P+T 16A+APR.FR.BOR.NOR.ESP.R AB | 19.15 | 1 | 6 | 12 | NR | 8034035079740 | 85366990 | 1DM02 | Building | 1DM | BUILDING | 1DM03G | CHORUSMART DOM.RANG. | 1DM03G01F | BASIC CHORUSMART | 1DM03G01F135 | CR WHITE ANTIB. DEV.
GW10361 | TOMA TV 1M DIRECTA CON. MACHO 9,5mm BL. | 16.9 | 1 | 1 | 48 | NR | 8011564258969 | 85366910 | 1DM02 | Building | 1DM | BUILDING | 1DM03G | CHORUSMART DOM.RANG. | 1DM03G01F | BASIC CHORUSMART | 1DM03G01F151 | CR SHINY WHITE DEV.
GW10361AB | TOMA TV 1M DIRECTA CON. MACHO 9,5mm AB | 26.25 | 1 | 1 | 48 | NR | 8034035071539 | 85366910 | 1DM02 | Building | 1DM | BUILDING | 1DM03G | CHORUSMART DOM.RANG. | 1DM03G01F | BASIC CHORUSMART | 1DM03G01F135 | CR WHITE ANTIB. DEV.
GW10362 | TOMA TV 1M PAS. 5dB CON. MACHO 9,5mm BL. | 22.25 | 1 | 1 | 24 | NR | 8011564259577 | 85366910 | 1DM02 | Building | 1DM | BUILDING | 1DM03G | CHORUSMART DOM.RANG. | 1DM03G01F | BASIC CHORUSMART | 1DM03G01F151 | CR SHINY WHITE DEV.
GW10363 | TOMA TV 1M PAS.10dB CON. MACHO 9,5mm BL. | 22.25 | 1 | 1 | 24 | NR | 8011564259584 | 85366910 | 1DM02 | Building | 1DM | BUILDING | 1DM03G | CHORUSMART DOM.RANG. | 1DM03G01F | BASIC CHORUSMART | 1DM03G01F151 | CR SHINY WHITE DEV.
GW10367 | TOMA TV 2M DIRECTA CON.MACHO 9,5mm BL. | 9.5 | 1 | 1 | 24 | NR | 8011564823648 | 85366910 | 1DM02 | Building | 1DM | BUILDING | 1DM03G | CHORUSMART DOM.RANG. | 1DM03G01F | BASIC CHORUSMART | 1DM03G01F151 | CR SHINY WHITE DEV.
GW10371 | TOMA TV/SAT 1M DIRECTA CON.F-HEMBRA BL. | 17.4 | 1 | 1 | 48 | NR | 8011564258976 | 85366910 | 1DM02 | Building | 1DM | BUILDING | 1DM03G | CHORUSMART DOM.RANG. | 1DM03G01F | BASIC CHORUSMART | 1DM03G01F151 | CR SHINY WHITE DEV.
GW10372 | TOMA TV/SAT 1M PAS. 5dB CON.F-HEMBRA BL. | 22.75 | 1 | 1 | 24 | NR | 8011564259362 | 85366910 | 1DM02 | Building | 1DM | BUILDING | 1DM03G | CHORUSMART DOM.RANG. | 1DM03G01F | BASIC CHORUSMART | 1DM03G01F151 | CR SHINY WHITE DEV.
GW10373 | TOMA TV/SAT 1M PAS.10dB CON.F-HEMBRA BL. | 22.75 | 1 | 1 | 24 | NR | 8011564259379 | 85366910 | 1DM02 | Building | 1DM | BUILDING | 1DM03G | CHORUSMART DOM.RANG. | 1DM03G01F | BASIC CHORUSMART | 1DM03G01F151 | CR SHINY WHITE DEV.
GW10377 | TOMA TV/SAT 2M DIRECTA CON.F-HEMBRA.BL. | 9.15 | 1 | 1 | 24 | NR | 8011564823730 | 85366910 | 1DM02 | Building | 1DM | BUILDING | 1DM03G | CHORUSMART DOM.RANG. | 1DM03G01F | BASIC CHORUSMART | 1DM03G01F151 | CR SHINY WHITE DEV.
GW10381 | TOMA TV+FM 2MS BLANCO | 30.5 | 1 | 1 | 24 | NR | 8011564257627 | 85366910 | 1DM02 | Building | 1DM | BUILDING | 1DM03G | CHORUSMART DOM.RANG. | 1DM03G01F | BASIC CHORUSMART | 1DM03G01F151 | CR SHINY WHITE DEV.
GW10382 | TOMA TV+FM +SAT 2M BLANCO | 33.15 | 1 | 1 | 24 | NR | 8011564257634 | 85366910 | 1DM02 | Building | 1DM | BUILDING | 1DM03G | CHORUSMART DOM.RANG. | 1DM03G01F | BASIC CHORUSMART | 1DM03G01F151 | CR SHINY WHITE DEV.
GW10383 | TOMA TV+SAT 2M BLANCO | 32.15 | 1 | 1 | 24 | NR | 8011564294950 | 85366910 | 1DM02 | Building | 1DM | BUILDING | 1DM03G | CHORUSMART DOM.RANG. | 1DM03G01F | BASIC CHORUSMART | 1DM03G01F151 | CR SHINY WHITE DEV.
GW10383AB | TOMA TV+SAT 2M AB | 50.5 | 1 | 1 | 24 | NR | 8034035071546 | 85366910 | 1DM02 | Building | 1DM | BUILDING | 1DM03G | CHORUSMART DOM.RANG. | 1DM03G01F | BASIC CHORUSMART | 1DM03G01F135 | CR WHITE ANTIB. DEV.
GW10386 | SOPORTE PARA TOMA DE TV/R CH-WT | 2.8 | 1 | 1 | 24 | NR | 8011564718210 | 85389099 | 1DM02 | Building | 1DM | BUILDING | 1DM03G | CHORUSMART DOM.RANG. | 1DM03G01F | BASIC CHORUSMART | 1DM03G01F151 | CR SHINY WHITE DEV.
GW10387 | SOPORTE PARA TOMA DE TV-R-SAT CH/WT | 4.65 | 1 | 1 | 24 | NR | 8011564718227 | 85389099 | 1DM02 | Building | 1DM | BUILDING | 1DM03G | CHORUSMART DOM.RANG. | 1DM03G01F | BASIC CHORUSMART | 1DM03G01F151 | CR SHINY WHITE DEV.
GW10391 | T. DE FUERZA EST. CHINA 2P+T 10A CH/BL | 7.3 | 1 | 6 | 48 | NR | 8011564445017 | 85366990 | 1DM02 | Building | 1DM | BUILDING | 1DM03G | CHORUSMART DOM.RANG. | 1DM03G01F | BASIC CHORUSMART | 1DM03G01F151 | CR SHINY WHITE DEV.
GW10392 | T. DE FUERZA EST. CHINA 2P+T 16A CH/BL | 8.15 | 1 | 6 | 48 | NR | 8011564445048 | 85366990 | 1DM02 | Building | 1DM | BUILDING | 1DM03G | CHORUSMART DOM.RANG. | 1DM03G01F | BASIC CHORUSMART | 1DM03G01F151 | CR SHINY WHITE DEV.
GW10401 | CONECTOR TELFÓNICO RJ11 1 MOD. CH/BL | 16.6 | 1 | 1 | 24 | NR | 8011564257641 | 85366930 | 1DM02 | Building | 1DM | BUILDING | 1DM03G | CHORUSMART DOM.RANG. | 1DM03G01F | BASIC CHORUSMART | 1DM03G01F151 | CR SHINY WHITE DEV.
GW10401AB | CONECTOR TELFÓNICO RJ11 1 MOD. AB | 25.55 | 1 | 1 | 24 | NR | 8034035071553 | 85366930 | 1DM02 | Building | 1DM | BUILDING | 1DM03G | CHORUSMART DOM.RANG. | 1DM03G01F | BASIC CHORUSMART | 1DM03G01F135 | CR WHITE ANTIB. DEV.
GW10406 | CON. TELEFÓNICO NOR. ISRAELITA BLANCO | 7.75 | 1 | 1 | 24 | NR | 8011564259447 | 85366930 | 1DM02 | Building | 1DM | BUILDING | 1DM03G | CHORUSMART DOM.RANG. | 1DM03G01F | BASIC CHORUSMART | 1DM03G01F151 | CR SHINY WHITE DEV.
GW10409 | CONECTOR TELEFÓNICO RJ11 2M BLANCO | 16.6 | 1 | 1 | 24 | NR | 8011564823761 | 85366930 | 1DM02 | Building | 1DM | BUILDING | 1DM03G | CHORUSMART DOM.RANG. | 1DM03G01F | BASIC CHORUSMART | 1DM03G01F151 | CR SHINY WHITE DEV.
GW10415 | USB C CARGADOR 30W BLANCO | 14.8 | 1 | 12 | 300 | NR | 8034035168970 | 85044095 | 1DM02 | Building | 1DM | BUILDING | 1DM03G | CHORUSMART DOM.RANG. | 1DM03G01F | BASIC CHORUSMART | 1DM03G01F151 | CR SHINY WHITE DEV.
GW10417 | USB C+C CARGADOR 63W BLANCO | 32.15 | 1 | 6 | 150 | NR | 8034035169113 | 85044095 | 1DM02 | Building | 1DM | BUILDING | 1DM03G | CHORUSMART DOM.RANG. | 1DM03G01F | BASIC CHORUSMART | 1DM03G01F151 | CR SHINY WHITE DEV.
GW10421 | CONECTOR RJ45 1M CATEG. 5E UTP BLANCO | 13 | 1 | 1 | 24 | NR | 8011564257672 | 85366930 | 1DM02 | Building | 1DM | BUILDING | 1DM03G | CHORUSMART DOM.RANG. | 1DM03G01F | BASIC CHORUSMART | 1DM03G01F151 | CR SHINY WHITE DEV.
GW10422 | CONECTOR RJ45 1M CATEG. 5E FTP BLANCO | 18.35 | 1 | 1 | 24 | NR | 8011564257689 | 85366930 | 1DM02 | Building | 1DM | BUILDING | 1DM03G | CHORUSMART DOM.RANG. | 1DM03G01F | BASIC CHORUSMART | 1DM03G01F151 | CR SHINY WHITE DEV.
GW10423 | CONECTOR RJ45 1M CATEG. 6 UTP BLANCO | 17 | 1 | 1 | 24 | NR | 8011564257696 | 85366930 | 1DM02 | Building | 1DM | BUILDING | 1DM03G | CHORUSMART DOM.RANG. | 1DM03G01F | BASIC CHORUSMART | 1DM03G01F151 | CR SHINY WHITE DEV.
GW10423AB | CONECTOR RJ45 1M CATEG. 6 UTP AB | 34.4 | 1 | 1 | 24 | NR | 8034035071560 | 85366930 | 1DM02 | Building | 1DM | BUILDING | 1DM03G | CHORUSMART DOM.RANG. | 1DM03G01F | BASIC CHORUSMART | 1DM03G01F135 | CR WHITE ANTIB. DEV.
GW10424 | CONECTOR RJ45 1M CATEG. 6 FTP BLANCO | 23.5 | 1 | 1 | 24 | NR | 8011564257702 | 85366930 | 1DM02 | Building | 1DM | BUILDING | 1DM03G | CHORUSMART DOM.RANG. | 1DM03G01F | BASIC CHORUSMART | 1DM03G01F151 | CR SHINY WHITE DEV.
GW10424AB | CONECTOR RJ45 1M CATEG. 6 FTP AB | 51 | 1 | 1 | 24 | NR | 8034035071577 | 85366930 | 1DM02 | Building | 1DM | BUILDING | 1DM03G | CHORUSMART DOM.RANG. | 1DM03G01F | BASIC CHORUSMART | 1DM03G01F135 | CR WHITE ANTIB. DEV.
GW10431 | CONTENE. VACIO 1M CONECTOR RJ45 BLANCO | 3.5 | 1 | 1 | 48 | NR | 8011564295421 | 85389099 | 1DM02 | Building | 1DM | BUILDING | 1DM03G | CHORUSMART DOM.RANG. | 1DM03G01F | BASIC CHORUSMART | 1DM03G01F151 | CR SHINY WHITE DEV.
GW10431AB | CONTENE. VACIO 1M CONECTOR RJ45 AB | 6.2 | 1 | 1 | 48 | NR | 8034035071584 | 85389099 | 1DM02 | Building | 1DM | BUILDING | 1DM03G | CHORUSMART DOM.RANG. | 1DM03G01F | BASIC CHORUSMART | 1DM03G01F135 | CR WHITE ANTIB. DEV.
GW10433 | CONTENEDOR VACÍO 2M CONEC. RJ 45 BLANCO | 4 | 1 | 4 | 100 | NR | 8011564823792 | 85389099 | 1DM02 | Building | 1DM | BUILDING | 1DM03G | CHORUSMART DOM.RANG. | 1DM03G01F | BASIC CHORUSMART | 1DM03G01F151 | CR SHINY WHITE DEV.
GW10434 | CONECTOR RJ45 2M CATEG. 5E UTP BLANCO | 13.2 | 1 | 1 | 24 | NR | 8011564823822 | 85366930 | 1DM02 | Building | 1DM | BUILDING | 1DM03G | CHORUSMART DOM.RANG. | 1DM03G01F | BASIC CHORUSMART | 1DM03G01F151 | CR SHINY WHITE DEV.
GW10435 | CONECTOR RJ45 2M CATEG. 6E UTP BLANCO | 17 | 1 | 1 | 24 | NR | 8011564823853 | 85366930 | 1DM02 | Building | 1DM | BUILDING | 1DM03G | CHORUSMART DOM.RANG. | 1DM03G01F | BASIC CHORUSMART | 1DM03G01F151 | CR SHINY WHITE DEV.
GW10436 | CONECTOR RJ45 2M CATEG. 5E FTP BLANCO | 18.35 | 1 | 1 | 24 | NR | 8011564823884 | 85366930 | 1DM02 | Building | 1DM | BUILDING | 1DM03G | CHORUSMART DOM.RANG. | 1DM03G01F | BASIC CHORUSMART | 1DM03G01F151 | CR SHINY WHITE DEV.
GW10437 | CONECTOR RJ45 2M CATEG. 6 FTP BLANCO | 23.5 | 1 | 1 | 24 | NR | 8011564823914 | 85366930 | 1DM02 | Building | 1DM | BUILDING | 1DM03G | CHORUSMART DOM.RANG. | 1DM03G01F | BASIC CHORUSMART | 1DM03G01F151 | CR SHINY WHITE DEV.
GW10438 | ADAPTADOR PARA RJ45 SYSTIMAX CH B. | 4 | 1 | 1 | 48 | NR | 8011564719866 | 85389099 | 1DM02 | Building | 1DM | BUILDING | 1DM03G | CHORUSMART DOM.RANG. | 1DM03G01F | BASIC CHORUSMART | 1DM03G01F151 | CR SHINY WHITE DEV.
GW10447 | CARGADOR DOBLE USB A+A 5V 3A 1M CH/BL | 32.15 | 1 | 10 | 300 | NR | 8034035088605 | 85044095 | 1DM02 | Building | 1DM | BUILDING | 1DM03G | CHORUSMART DOM.RANG. | 1DM03G01F | BASIC CHORUSMART | 1DM03G01F151 | CR SHINY WHITE DEV.
GW10449 | CARGADOR USB A+C 5V 3A 1M CH/BL | 32.15 | 1 | 10 | 300 | NR | 8034035088650 | 85044095 | 1DM02 | Building | 1DM | BUILDING | 1DM03G | CHORUSMART DOM.RANG. | 1DM03G01F | BASIC CHORUSMART | 1DM03G01F151 | CR SHINY WHITE DEV.
GW10451 | TOMA SELV 2P 6A 24V 1M BLANCO | 8.85 | 1 | 12 | 24 | NR | 8011564262614 | 85366930 | 1DM02 | Building | 1DM | BUILDING | 1DM03G | CHORUSMART DOM.RANG. | 1DM03G01F | BASIC CHORUSMART | 1DM03G01F151 | CR SHINY WHITE DEV.
GW10451AB | TOMA SELV 2P 6A 24V 1M AB | 15.45 | 1 | 12 | 24 | NR | 8034035071591 | 85366930 | 1DM02 | Building | 1DM | BUILDING | 1DM03G | CHORUSMART DOM.RANG. | 1DM03G01F | BASIC CHORUSMART | 1DM03G01F135 | CR WHITE ANTIB. DEV.
GW10452 | TOMA SELV 2P 6A 24V POLARIZADA 1M BL. | 8.85 | 1 | 12 | 24 | NR | 8011564262638 | 85366930 | 1DM02 | Building | 1DM | BUILDING | 1DM03G | CHORUSMART DOM.RANG. | 1DM03G01F | BASIC CHORUSMART | 1DM03G01F151 | CR SHINY WHITE DEV.
GW10453 | CONECTOR DOBLE RCA 1M CHORUS BLANCO | 8.95 | 1 | 1 | 24 | NR | 8011564259522 | 85366930 | 1DM02 | Building | 1DM | BUILDING | 1DM03G | CHORUSMART DOM.RANG. | 1DM03G01F | BASIC CHORUSMART | 1DM03G01F151 | CR SHINY WHITE DEV.
GW10454 | CONECTOR CIRCUITOS DE AUDIO 1M BLANCO | 8.95 | 1 | 1 | 24 | NR | 8011564259515 | 85366930 | 1DM02 | Building | 1DM | BUILDING | 1DM03G | CHORUSMART DOM.RANG. | 1DM03G01F | BASIC CHORUSMART | 1DM03G01F151 | CR SHINY WHITE DEV.
GW10458 | CONECTOR P/DIFUSION SONORA BLANCO | 40.7 | 1 | 1 | 24 | NR | 8011564719200 | 85366930 | 1DM02 | Building | 1DM | BUILDING | 1DM03G | CHORUSMART DOM.RANG. | 1DM03G01F | BASIC CHORUSMART | 1DM03G01F151 | CR SHINY WHITE DEV.
GW10459 | CONECTOR USB TIPO A H-CONECTOR BLANCO | 47.8 | 1 | 1 | 24 | NR | 8011564780750 | 85366930 | 1DM02 | Building | 1DM | BUILDING | 1DM03G | CHORUSMART DOM.RANG. | 1DM03G01F | BASIC CHORUSMART | 1DM03G01F151 | CR SHINY WHITE DEV.
GW10461 | INT.AUT.MAGN.1P C6 3KA 230V CA 1M B. | 47.9 | 1 | 1 | 12 | NR | 8011564262652 | 85362010 | 1DM02 | Building | 1DM | BUILDING | 1DM03G | CHORUSMART DOM.RANG. | 1DM03G01F | BASIC CHORUSMART | 1DM03G01F151 | CR SHINY WHITE DEV.
GW10462 | INT.AUT.MAGN.1P C10 3KA 230V CA 1M B. | 47.9 | 1 | 1 | 12 | NR | 8011564262669 | 85362010 | 1DM02 | Building | 1DM | BUILDING | 1DM03G | CHORUSMART DOM.RANG. | 1DM03G01F | BASIC CHORUSMART | 1DM03G01F151 | CR SHINY WHITE DEV.
GW10463 | INT.AUT.MAGN.1P C16 3KA 230V CA 1M B. | 47.9 | 1 | 1 | 12 | NR | 8011564262676 | 85362010 | 1DM02 | Building | 1DM | BUILDING | 1DM03G | CHORUSMART DOM.RANG. | 1DM03G01F | BASIC CHORUSMART | 1DM03G01F151 | CR SHINY WHITE DEV.
GW10466 | INT.AUT.MAGN.1P+N C6 3KA 230V CA 1M B. | 62.5 | 1 | 1 | 12 | NR | 8011564262683 | 85362010 | 1DM02 | Building | 1DM | BUILDING | 1DM03G | CHORUSMART DOM.RANG. | 1DM03G01F | BASIC CHORUSMART | 1DM03G01F151 | CR SHINY WHITE DEV.
GW10467 | INT.AUT.MAGN.1P+N C10 3KA 230V CA 1M B. | 62.5 | 1 | 1 | 12 | NR | 8011564262690 | 85362010 | 1DM02 | Building | 1DM | BUILDING | 1DM03G | CHORUSMART DOM.RANG. | 1DM03G01F | BASIC CHORUSMART | 1DM03G01F151 | CR SHINY WHITE DEV.
GW10468 | INT.AUT.MAGN.1P+N C16 3KA 230V CA 1M B. | 62.5 | 1 | 1 | 12 | NR | 8011564262706 | 85362010 | 1DM02 | Building | 1DM | BUILDING | 1DM03G | CHORUSMART DOM.RANG. | 1DM03G01F | BASIC CHORUSMART | 1DM03G01F151 | CR SHINY WHITE DEV.
GW10482 | INT.DIF.MAGN.1P+N C6 10mA 230V CA 3KA B. | 167 | 1 | 1 | 6 | NR | 8011564262775 | 85362010 | 1DM02 | Building | 1DM | BUILDING | 1DM03G | CHORUSMART DOM.RANG. | 1DM03G01F | BASIC CHORUSMART | 1DM03G01F151 | CR SHINY WHITE DEV.
GW10483 | INT.DIF.MAGN.1P+N C6 30mA 230V CA 3KA B. | 167 | 1 | 1 | 6 | NR | 8011564262782 | 85362010 | 1DM02 | Building | 1DM | BUILDING | 1DM03G | CHORUSMART DOM.RANG. | 1DM03G01F | BASIC CHORUSMART | 1DM03G01F151 | CR SHINY WHITE DEV.
GW10485 | INT.DIF.MAGN.1P+N C10 10mA 230V CA 3KA B | 167 | 1 | 1 | 6 | NR | 8011564262799 | 85362010 | 1DM02 | Building | 1DM | BUILDING | 1DM03G | CHORUSMART DOM.RANG. | 1DM03G01F | BASIC CHORUSMART | 1DM03G01F151 | CR SHINY WHITE DEV.
GW10486 | INT.DIF.MAGN.1P+N C10 30mA 230V CA 3KA B | 167 | 1 | 1 | 6 | NR | 8011564262805 | 85362010 | 1DM02 | Building | 1DM | BUILDING | 1DM03G | CHORUSMART DOM.RANG. | 1DM03G01F | BASIC CHORUSMART | 1DM03G01F151 | CR SHINY WHITE DEV.
GW10488 | INT.DIF.MAGN.1P+N C16 10mA 230V CA 3KA B | 167 | 1 | 1 | 6 | NR | 8011564262812 | 85362010 | 1DM02 | Building | 1DM | BUILDING | 1DM03G | CHORUSMART DOM.RANG. | 1DM03G01F | BASIC CHORUSMART | 1DM03G01F151 | CR SHINY WHITE DEV.
GW10489 | INT.DIF.MAGN.1P+N C16 30mA 230V CA 3KA B | 167 | 1 | 1 | 6 | NR | 8011564262829 | 85362010 | 1DM02 | Building | 1DM | BUILDING | 1DM03G | CHORUSMART DOM.RANG. | 1DM03G01F | BASIC CHORUSMART | 1DM03G01F151 | CR SHINY WHITE DEV.
GW10491 | PORTAFUSIBLE 16A 250V CA 1M BLANCO | 9.9 | 1 | 1 | 12 | NR | 8011564262898 | 85361050 | 1DM02 | Building | 1DM | BUILDING | 1DM03G | CHORUSMART DOM.RANG. | 1DM03G01F | BASIC CHORUSMART | 1DM03G01F151 | CR SHINY WHITE DEV.
GW10492 | LIMITADOR DE SOBRETENSIONES 1M BLANCO | 29.25 | 1 | 1 | 12 | NR | 8011564262911 | 85389099 | 1DM02 | Building | 1DM | BUILDING | 1DM03G | CHORUSMART DOM.RANG. | 1DM03G01F | BASIC CHORUSMART | 1DM03G01F151 | CR SHINY WHITE DEV.
GW10498M | SALIDA CABLE 45A B | 10.5 | 1 | 6 | 60 | NR | 8011564735934 | 85389099 | 1DM00 | Building | 1DM | BUILDING | 1DM03G | CHORUSMART DOM.RANG. | 1DM03G04F | BRIT.STD CHORUSMART | 1DM03G04F154 | CR BRIT. ST. DEVICES
GW10501 | SÍMBOLO PARA DISP. SEÑ. - TRANSPARENTE | 1.75 | 1 | 20 | 240 | NR | 8011564262010 | 85389099 | 1DM02 | Building | 1DM | BUILDING | 1DM03G | CHORUSMART DOM.RANG. | 1DM03G01F | BASIC CHORUSMART | 1DM03G01F151 | CR SHINY WHITE DEV.
GW10501A | SÍMBOLO PULSADOR KNX - NEUTRO | 0.95 | 1 | 24 | 240 | NR | 8011564890558 | 85389099 | 1DM03 | Building | 1DM | BUILDING | 1DM06G | SYSTEMS | 1DM06G39F | CHORUSMART KNX BUS | 1DM06G39F177 | CR HOME AUTOMATION
GW10502 | SÍMBOLO PARA DISP. SEÑ. - ALUMBRADO | 1.75 | 1 | 20 | 240 | NR | 8011564262027 | 85389099 | 1DM02 | Building | 1DM | BUILDING | 1DM03G | CHORUSMART DOM.RANG. | 1DM03G01F | BASIC CHORUSMART | 1DM03G01F151 | CR SHINY WHITE DEV.
GW10502A | SÍMBOLO PULSADOR KNX - LUZ | 0.95 | 1 | 24 | 240 | NR | 8011564890572 | 85389099 | 1DM03 | Building | 1DM | BUILDING | 1DM06G | SYSTEMS | 1DM06G39F | CHORUSMART KNX BUS | 1DM06G39F177 | CR HOME AUTOMATION
GW10503 | SÍMBOLO PARA DISP. SEÑ. - LUZ ESCALERAS | 1.75 | 1 | 20 | 240 | NR | 8011564262034 | 85389099 | 1DM02 | Building | 1DM | BUILDING | 1DM03G | CHORUSMART DOM.RANG. | 1DM03G01F | BASIC CHORUSMART | 1DM03G01F151 | CR SHINY WHITE DEV.
GW10503A | SÍMBOLO PULSADOR KNX - LUZ ESCALERA | 0.95 | 1 | 24 | 240 | NR | 8011564890589 | 85389099 | 1DM03 | Building | 1DM | BUILDING | 1DM06G | SYSTEMS | 1DM06G39F | CHORUSMART KNX BUS | 1DM06G39F177 | CR HOME AUTOMATION
GW10504 | SÍMBOLO PARA DISP. SEÑ. - LUZ SOBREMESA | 1.75 | 1 | 20 | 240 | NR | 8011564262041 | 85389099 | 1DM02 | Building | 1DM | BUILDING | 1DM03G | CHORUSMART DOM.RANG. | 1DM03G01F | BASIC CHORUSMART | 1DM03G01F151 | CR SHINY WHITE DEV.
GW10504A | SÍMBOLO PULSADOR KNX - LUZ SOBREMESA | 0.95 | 1 | 24 | 240 | NR | 8011564890619 | 85389099 | 1DM03 | Building | 1DM | BUILDING | 1DM06G | SYSTEMS | 1DM06G39F | CHORUSMART KNX BUS | 1DM06G39F177 | CR HOME AUTOMATION
GW10505 | SÍMBOLO PARA DISP. SEÑ. - TIMBRE | 1.75 | 1 | 20 | 240 | NR | 8011564262058 | 85389099 | 1DM02 | Building | 1DM | BUILDING | 1DM03G | CHORUSMART DOM.RANG. | 1DM03G01F | BASIC CHORUSMART | 1DM03G01F151 | CR SHINY WHITE DEV.
GW10505A | SÍMBOLO PULSADOR KNX - TIMBRE | 0.95 | 1 | 24 | 240 | NR | 8011564890626 | 85389099 | 1DM03 | Building | 1DM | BUILDING | 1DM06G | SYSTEMS | 1DM06G39F | CHORUSMART KNX BUS | 1DM06G39F177 | CR HOME AUTOMATION
GW10505AB | LENTE CON SÍMBOLO TIMBRE BLANCO ANTIB. | 2.45 | 1 | 20 | 240 | NR | 8034035079757 | 85389099 | 1DM02 | Building | 1DM | BUILDING | 1DM03G | CHORUSMART DOM.RANG. | 1DM03G01F | BASIC CHORUSMART | 1DM03G01F135 | CR WHITE ANTIB. DEV.
GW10506 | SÍMBOLO PARA DISP. SEÑ. - VENTILADOR | 1.75 | 1 | 20 | 240 | NR | 8011564262065 | 85389099 | 1DM02 | Building | 1DM | BUILDING | 1DM03G | CHORUSMART DOM.RANG. | 1DM03G01F | BASIC CHORUSMART | 1DM03G01F151 | CR SHINY WHITE DEV.
GW10506A | SÍMBOLO PULSADOR KNX - ANTIRROBO | 0.95 | 1 | 24 | 240 | NR | 8011564890633 | 85389099 | 1DM03 | Building | 1DM | BUILDING | 1DM06G | SYSTEMS | 1DM06G39F | CHORUSMART KNX BUS | 1DM06G39F177 | CR HOME AUTOMATION
GW10507 | SÍMBOLO PARA DISP. SEÑ. - LLAVE | 1.75 | 1 | 20 | 240 | NR | 8011564262072 | 85389099 | 1DM02 | Building | 1DM | BUILDING | 1DM03G | CHORUSMART DOM.RANG. | 1DM03G01F | BASIC CHORUSMART | 1DM03G01F151 | CR SHINY WHITE DEV.
GW10507A | SÍMBOLO PULSADOR KNX - LLAVE | 0.95 | 1 | 24 | 240 | NR | 8011564890602 | 85389099 | 1DM03 | Building | 1DM | BUILDING | 1DM06G | SYSTEMS | 1DM06G39F | CHORUSMART KNX BUS | 1DM06G39F177 | CR HOME AUTOMATION
GW10507AB | LENTE CON SÍMBOLO LLAVE BLANCO ANTIB. | 2.45 | 1 | 20 | 240 | NR | 8034035079764 | 85389099 | 1DM02 | Building | 1DM | BUILDING | 1DM03G | CHORUSMART DOM.RANG. | 1DM03G01F | BASIC CHORUSMART | 1DM03G01F135 | CR WHITE ANTIB. DEV.
GW10508 | SÍMBOLO PARA DISP. SEÑ. - ALARMA | 1.75 | 1 | 20 | 240 | NR | 8011564262089 | 85389099 | 1DM02 | Building | 1DM | BUILDING | 1DM03G | CHORUSMART DOM.RANG. | 1DM03G01F | BASIC CHORUSMART | 1DM03G01F151 | CR SHINY WHITE DEV.
GW10508A | SÍMBOLO PULSADOR KNX - ICONO ON/OFF | 0.95 | 1 | 24 | 240 | NR | 8011564890640 | 85389099 | 1DM03 | Building | 1DM | BUILDING | 1DM06G | SYSTEMS | 1DM06G39F | CHORUSMART KNX BUS | 1DM06G39F177 | CR HOME AUTOMATION
GW10509 | SÍMBOLO PARA DISP. SEÑ. - ON | 1.75 | 1 | 20 | 240 | NR | 8011564262096 | 85389099 | 1DM02 | Building | 1DM | BUILDING | 1DM03G | CHORUSMART DOM.RANG. | 1DM03G01F | BASIC CHORUSMART | 1DM03G01F151 | CR SHINY WHITE DEV.
GW10509A | SÍMBOLO PULSADOR KNX - ON | 0.95 | 1 | 24 | 240 | NR | 8011564890749 | 85389099 | 1DM03 | Building | 1DM | BUILDING | 1DM06G | SYSTEMS | 1DM06G39F | CHORUSMART KNX BUS | 1DM06G39F177 | CR HOME AUTOMATION
GW10510 | SÍMBOLO PARA DISP. SEÑ. - OFF | 1.75 | 1 | 20 | 240 | NR | 8011564262102 | 85389099 | 1DM02 | Building | 1DM | BUILDING | 1DM03G | CHORUSMART DOM.RANG. | 1DM03G01F | BASIC CHORUSMART | 1DM03G01F151 | CR SHINY WHITE DEV.
GW10510A | SÍMBOLO PULSADOR KNX - OFF | 0.95 | 1 | 24 | 240 | NR | 8011564890756 | 85389099 | 1DM03 | Building | 1DM | BUILDING | 1DM06G | SYSTEMS | 1DM06G39F | CHORUSMART KNX BUS | 1DM06G39F177 | CR HOME AUTOMATION
GW10511 | SÍMBOLO PARA DISP. SEÑ. - ENFERMERA | 1.75 | 1 | 20 | 240 | NR | 8011564262119 | 85389099 | 1DM02 | Building | 1DM | BUILDING | 1DM03G | CHORUSMART DOM.RANG. | 1DM03G01F | BASIC CHORUSMART | 1DM03G01F151 | CR SHINY WHITE DEV.
GW10511A | SÍMBOLO PULSADOR KNX - TOMA | 0.95 | 1 | 24 | 240 | NR | 8011564890763 | 85389099 | 1DM03 | Building | 1DM | BUILDING | 1DM06G | SYSTEMS | 1DM06G39F | CHORUSMART KNX BUS | 1DM06G39F177 | CR HOME AUTOMATION
GW10511AB | LENTE CON SÍMBOLO ENFERMERA BLAN. ANTIB. | 2.45 | 1 | 20 | 240 | NR | 8034035079771 | 85389099 | 1DM02 | Building | 1DM | BUILDING | 1DM03G | CHORUSMART DOM.RANG. | 1DM03G01F | BASIC CHORUSMART | 1DM03G01F135 | CR WHITE ANTIB. DEV.
GW10512 | SÍMBOLO PARA DISP. SEÑ. - CAMARERA | 1.75 | 1 | 20 | 240 | NR | 8011564262126 | 85389099 | 1DM02 | Building | 1DM | BUILDING | 1DM03G | CHORUSMART DOM.RANG. | 1DM03G01F | BASIC CHORUSMART | 1DM03G01F151 | CR SHINY WHITE DEV.
GW10512A | SÍMBOLO PULSADOR KNX - DIMMER | 0.95 | 1 | 24 | 240 | NR | 8011564890770 | 85389099 | 1DM03 | Building | 1DM | BUILDING | 1DM06G | SYSTEMS | 1DM06G39F | CHORUSMART KNX BUS | 1DM06G39F177 | CR HOME AUTOMATION
GW10513 | SÍMBOLO PARA DISP. SEÑ. - DIMER AUMENTO | 1.75 | 1 | 20 | 240 | NR | 8011564262133 | 85389099 | 1DM02 | Building | 1DM | BUILDING | 1DM03G | CHORUSMART DOM.RANG. | 1DM03G01F | BASIC CHORUSMART | 1DM03G01F151 | CR SHINY WHITE DEV.
GW10513A | SÍMBOLO PULSADOR KNX - DIMMER INCREMEN. | 0.95 | 1 | 24 | 240 | NR | 8011564890794 | 85389099 | 1DM03 | Building | 1DM | BUILDING | 1DM06G | SYSTEMS | 1DM06G39F | CHORUSMART KNX BUS | 1DM06G39F177 | CR HOME AUTOMATION
GW10514 | SÍMBOLO PARA DISP. SEÑ. - DIMER REDUCC. | 1.75 | 1 | 20 | 240 | NR | 8011564262140 | 85389099 | 1DM02 | Building | 1DM | BUILDING | 1DM03G | CHORUSMART DOM.RANG. | 1DM03G01F | BASIC CHORUSMART | 1DM03G01F151 | CR SHINY WHITE DEV.
GW10514A | SÍMBOLO PULSADOR KNX - DIMMER DECREMEN. | 0.95 | 1 | 24 | 240 | NR | 8011564890923 | 85389099 | 1DM03 | Building | 1DM | BUILDING | 1DM06G | SYSTEMS | 1DM06G39F | CHORUSMART KNX BUS | 1DM06G39F177 | CR HOME AUTOMATION
GW10515 | SÍMBOLO PARA DISP. SEÑ. - FLECHA ARRIBA | 1.75 | 1 | 20 | 240 | NR | 8011564262157 | 85389099 | 1DM02 | Building | 1DM | BUILDING | 1DM03G | CHORUSMART DOM.RANG. | 1DM03G01F | BASIC CHORUSMART | 1DM03G01F151 | CR SHINY WHITE DEV.
GW10515A | SÍMBOLO PULSADOR KNX - FLECHA | 0.95 | 1 | 24 | 240 | NR | 8011564890930 | 85389099 | 1DM03 | Building | 1DM | BUILDING | 1DM06G | SYSTEMS | 1DM06G39F | CHORUSMART KNX BUS | 1DM06G39F177 | CR HOME AUTOMATION
GW10516 | SÍMBOLO PARA DISP. SEÑ. - FLECHA ABAJO | 1.75 | 1 | 20 | 240 | NR | 8011564276871 | 85389099 | 1DM02 | Building | 1DM | BUILDING | 1DM03G | CHORUSMART DOM.RANG. | 1DM03G01F | BASIC CHORUSMART | 1DM03G01F151 | CR SHINY WHITE DEV.
GW10516A | SÍMBOLO PULSADOR KNX - ABRIR | 0.95 | 1 | 24 | 240 | NR | 8011564890947 | 85389099 | 1DM03 | Building | 1DM | BUILDING | 1DM06G | SYSTEMS | 1DM06G39F | CHORUSMART KNX BUS | 1DM06G39F177 | CR HOME AUTOMATION
GW10517 | SÍMBOLO DISP.SEÑ. - FLECHA ARRIBA-ABAJO | 1.75 | 1 | 20 | 240 | NR | 8011564276888 | 85389099 | 1DM02 | Building | 1DM | BUILDING | 1DM03G | CHORUSMART DOM.RANG. | 1DM03G01F | BASIC CHORUSMART | 1DM03G01F151 | CR SHINY WHITE DEV.
GW10517A | SÍMBOLO PULSADOR KNX - CERRAR | 0.95 | 1 | 24 | 240 | NR | 8011564890954 | 85389099 | 1DM03 | Building | 1DM | BUILDING | 1DM06G | SYSTEMS | 1DM06G39F | CHORUSMART KNX BUS | 1DM06G39F177 | CR HOME AUTOMATION
GW10518 | SÍMBOLO DISP.SEÑ. - FLECHA DER. - IZQ. | 1.75 | 1 | 20 | 240 | NR | 8011564276895 | 85389099 | 1DM02 | Building | 1DM | BUILDING | 1DM03G | CHORUSMART DOM.RANG. | 1DM03G01F | BASIC CHORUSMART | 1DM03G01F151 | CR SHINY WHITE DEV.
GW10518A | SÍMBOLO PULSADOR KNX - PERSIANA | 0.95 | 1 | 24 | 240 | NR | 8011564890961 | 85389099 | 1DM03 | Building | 1DM | BUILDING | 1DM06G | SYSTEMS | 1DM06G39F | CHORUSMART KNX BUS | 1DM06G39F177 | CR HOME AUTOMATION
GW10519A | SÍMBOLO PULSADOR KNX - PERSIANA SUBIR | 0.95 | 1 | 24 | 240 | NR | 8011564890978 | 85389099 | 1DM03 | Building | 1DM | BUILDING | 1DM06G | SYSTEMS | 1DM06G39F | CHORUSMART KNX BUS | 1DM06G39F177 | CR HOME AUTOMATION
GW10520A | SÍMBOLO PULSADOR KNX - PERSIANA BAJAR | 0.95 | 1 | 24 | 240 | NR | 8011564890985 | 85389099 | 1DM03 | Building | 1DM | BUILDING | 1DM06G | SYSTEMS | 1DM06G39F | CHORUSMART KNX BUS | 1DM06G39F177 | CR HOME AUTOMATION
GW10521A | SÍMBOLO PULSADOR KNX - ABRIR TOLDO | 0.95 | 1 | 24 | 240 | NR | 8011564890992 | 85389099 | 1DM03 | Building | 1DM | BUILDING | 1DM06G | SYSTEMS | 1DM06G39F | CHORUSMART KNX BUS | 1DM06G39F177 | CR HOME AUTOMATION
GW10522A | SÍMBOLO PULSADOR KNX - CERRAR TOLDO | 0.95 | 1 | 24 | 240 | NR | 8011564891005 | 85389099 | 1DM03 | Building | 1DM | BUILDING | 1DM06G | SYSTEMS | 1DM06G39F | CHORUSMART KNX BUS | 1DM06G39F177 | CR HOME AUTOMATION
GW10523A | SÍMBOLO PULSADOR KNX - PISO | 0.95 | 1 | 24 | 240 | NR | 8011564891012 | 85389099 | 1DM03 | Building | 1DM | BUILDING | 1DM06G | SYSTEMS | 1DM06G39F | CHORUSMART KNX BUS | 1DM06G39F177 | CR HOME AUTOMATION
GW10524A | SÍMBOLO PULSADOR KNX - LÁMPARA | 0.95 | 1 | 24 | 240 | NR | 8011564891029 | 85389099 | 1DM03 | Building | 1DM | BUILDING | 1DM06G | SYSTEMS | 1DM06G39F | CHORUSMART KNX BUS | 1DM06G39F177 | CR HOME AUTOMATION
GW10525A | SÍMBOLO PULSADOR KNX - APLIQUE | 0.95 | 1 | 24 | 240 | NR | 8011564891036 | 85389099 | 1DM03 | Building | 1DM | BUILDING | 1DM06G | SYSTEMS | 1DM06G39F | CHORUSMART KNX BUS | 1DM06G39F177 | CR HOME AUTOMATION
GW10526A | SÍMBOLO PULSADOR KNX - LUZ PASILLO | 0.95 | 1 | 24 | 240 | NR | 8011564891043 | 85389099 | 1DM03 | Building | 1DM | BUILDING | 1DM06G | SYSTEMS | 1DM06G39F | CHORUSMART KNX BUS | 1DM06G39F177 | CR HOME AUTOMATION
GW10527A | SÍMBOLO PULSADOR KNX - ESCENARIO | 0.95 | 1 | 24 | 240 | NR | 8011564891050 | 85389099 | 1DM03 | Building | 1DM | BUILDING | 1DM06G | SYSTEMS | 1DM06G39F | CHORUSMART KNX BUS | 1DM06G39F177 | CR HOME AUTOMATION
GW10528A | SÍMBOLO PULSADOR KNX - FIESTA | 0.95 | 1 | 24 | 240 | NR | 8011564891067 | 85389099 | 1DM03 | Building | 1DM | BUILDING | 1DM06G | SYSTEMS | 1DM06G39F | CHORUSMART KNX BUS | 1DM06G39F177 | CR HOME AUTOMATION
GW10529A | SÍMBOLO PULSADOR KNX - ENTRAR | 0.95 | 1 | 24 | 240 | NR | 8011564891074 | 85389099 | 1DM03 | Building | 1DM | BUILDING | 1DM06G | SYSTEMS | 1DM06G39F | CHORUSMART KNX BUS | 1DM06G39F177 | CR HOME AUTOMATION
GW10530A | SÍMBOLO PULSADOR KNX - SALIR | 0.95 | 1 | 24 | 240 | NR | 8011564891081 | 85389099 | 1DM03 | Building | 1DM | BUILDING | 1DM06G | SYSTEMS | 1DM06G39F | CHORUSMART KNX BUS | 1DM06G39F177 | CR HOME AUTOMATION
GW10531 | SÍMBOLO PARA DISP. SEÑ. - UNO | 1.75 | 1 | 20 | 240 | NR | 8011564262164 | 85389099 | 1DM02 | Building | 1DM | BUILDING | 1DM03G | CHORUSMART DOM.RANG. | 1DM03G01F | BASIC CHORUSMART | 1DM03G01F151 | CR SHINY WHITE DEV.
GW10531A | SÍMBOLO PULSADOR KNX - BUENOS DÍAS | 0.95 | 1 | 24 | 240 | NR | 8011564891098 | 85389099 | 1DM03 | Building | 1DM | BUILDING | 1DM06G | SYSTEMS | 1DM06G39F | CHORUSMART KNX BUS | 1DM06G39F177 | CR HOME AUTOMATION
GW10532 | SÍMBOLO PARA DISP. SEÑ. - DOS | 1.75 | 1 | 20 | 240 | NR | 8011564262171 | 85389099 | 1DM02 | Building | 1DM | BUILDING | 1DM03G | CHORUSMART DOM.RANG. | 1DM03G01F | BASIC CHORUSMART | 1DM03G01F151 | CR SHINY WHITE DEV.
GW10532A | SÍMBOLO PULSADOR KNX - BUENAS NOCHES | 0.95 | 1 | 24 | 240 | NR | 8011564891104 | 85389099 | 1DM03 | Building | 1DM | BUILDING | 1DM06G | SYSTEMS | 1DM06G39F | CHORUSMART KNX BUS | 1DM06G39F177 | CR HOME AUTOMATION
GW10533 | SÍMBOLO PARA DISP. SEÑ. - TRES | 1.75 | 1 | 20 | 240 | NR | 8011564262188 | 85389099 | 1DM02 | Building | 1DM | BUILDING | 1DM03G | CHORUSMART DOM.RANG. | 1DM03G01F | BASIC CHORUSMART | 1DM03G01F151 | CR SHINY WHITE DEV.
GW10533A | SÍMBOLO PULSADOR KNX - TV | 0.95 | 1 | 24 | 240 | NR | 8011564891128 | 85389099 | 1DM03 | Building | 1DM | BUILDING | 1DM06G | SYSTEMS | 1DM06G39F | CHORUSMART KNX BUS | 1DM06G39F177 | CR HOME AUTOMATION
GW10534 | SÍMBOLO PARA DISP. SEÑ. - CUATRO | 1.75 | 1 | 20 | 240 | NR | 8011564262195 | 85389099 | 1DM02 | Building | 1DM | BUILDING | 1DM03G | CHORUSMART DOM.RANG. | 1DM03G01F | BASIC CHORUSMART | 1DM03G01F151 | CR SHINY WHITE DEV.
GW10534A | SÍMBOLO PULSADOR KNX - CALEFACCIÓN | 0.95 | 1 | 24 | 240 | NR | 8011564891135 | 85389099 | 1DM03 | Building | 1DM | BUILDING | 1DM06G | SYSTEMS | 1DM06G39F | CHORUSMART KNX BUS | 1DM06G39F177 | CR HOME AUTOMATION
GW10535 | SÍMBOLO PARA DISP. SEÑ. - CINCO | 1.75 | 1 | 20 | 240 | NR | 8011564262201 | 85389099 | 1DM02 | Building | 1DM | BUILDING | 1DM03G | CHORUSMART DOM.RANG. | 1DM03G01F | BASIC CHORUSMART | 1DM03G01F151 | CR SHINY WHITE DEV.
GW10535A | SÍMBOLO PULSADOR KNX - A. ACONDICIONADO | 0.95 | 1 | 24 | 240 | NR | 8011564891142 | 85389099 | 1DM03 | Building | 1DM | BUILDING | 1DM06G | SYSTEMS | 1DM06G39F | CHORUSMART KNX BUS | 1DM06G39F177 | CR HOME AUTOMATION
GW10536 | SÍMBOLO PARA DISP. SEÑ. - SEIS | 1.75 | 1 | 20 | 240 | NR | 8011564262218 | 85389099 | 1DM02 | Building | 1DM | BUILDING | 1DM03G | CHORUSMART DOM.RANG. | 1DM03G01F | BASIC CHORUSMART | 1DM03G01F151 | CR SHINY WHITE DEV.
GW10536A | SÍMBOLO PULSADOR KNX - CALOR/FRÍO | 0.95 | 1 | 24 | 240 | NR | 8011564891159 | 85389099 | 1DM03 | Building | 1DM | BUILDING | 1DM06G | SYSTEMS | 1DM06G39F | CHORUSMART KNX BUS | 1DM06G39F177 | CR HOME AUTOMATION
GW10537 | SÍMBOLO PARA DISP. SEÑ. - SIETE | 1.75 | 1 | 20 | 240 | NR | 8011564262225 | 85389099 | 1DM02 | Building | 1DM | BUILDING | 1DM03G | CHORUSMART DOM.RANG. | 1DM03G01F | BASIC CHORUSMART | 1DM03G01F151 | CR SHINY WHITE DEV.
GW10537A | SÍMBOLO PULSADOR KNX - CONFORT | 0.95 | 1 | 24 | 240 | NR | 8011564891166 | 85389099 | 1DM03 | Building | 1DM | BUILDING | 1DM06G | SYSTEMS | 1DM06G39F | CHORUSMART KNX BUS | 1DM06G39F177 | CR HOME AUTOMATION
GW10538 | SÍMBOLO PARA DISP. SEÑ. - OCHO | 1.75 | 1 | 20 | 240 | NR | 8011564262232 | 85389099 | 1DM02 | Building | 1DM | BUILDING | 1DM03G | CHORUSMART DOM.RANG. | 1DM03G01F | BASIC CHORUSMART | 1DM03G01F151 | CR SHINY WHITE DEV.
GW10538A | SÍMBOLO PULSADOR KNX - PRECONFORT | 0.95 | 1 | 24 | 240 | NR | 8011564891173 | 85389099 | 1DM03 | Building | 1DM | BUILDING | 1DM06G | SYSTEMS | 1DM06G39F | CHORUSMART KNX BUS | 1DM06G39F177 | CR HOME AUTOMATION
GW10539 | SÍMBOLO PARA DISP. SEÑ. - NUEVE | 1.75 | 1 | 20 | 240 | NR | 8011564262249 | 85389099 | 1DM02 | Building | 1DM | BUILDING | 1DM03G | CHORUSMART DOM.RANG. | 1DM03G01F | BASIC CHORUSMART | 1DM03G01F151 | CR SHINY WHITE DEV.
GW10539A | SÍMBOLO PULSADOR KNX - ECONOMY | 0.95 | 1 | 24 | 240 | NR | 8011564891180 | 85389099 | 1DM03 | Building | 1DM | BUILDING | 1DM06G | SYSTEMS | 1DM06G39F | CHORUSMART KNX BUS | 1DM06G39F177 | CR HOME AUTOMATION
GW10540 | SÍMBOLO PARA DISP. SEÑ. - CERO | 1.75 | 1 | 20 | 240 | NR | 8011564262256 | 85389099 | 1DM02 | Building | 1DM | BUILDING | 1DM03G | CHORUSMART DOM.RANG. | 1DM03G01F | BASIC CHORUSMART | 1DM03G01F151 | CR SHINY WHITE DEV.
GW10540A | SÍMBOLO PULSADOR KNX - AUTO | 0.95 | 1 | 24 | 240 | NR | 8011564891197 | 85389099 | 1DM03 | Building | 1DM | BUILDING | 1DM06G | SYSTEMS | 1DM06G39F | CHORUSMART KNX BUS | 1DM06G39F177 | CR HOME AUTOMATION
GW10541 | TECLA INTERCAMBIABLE BLANCO | 3.3 | 1 | 4 | 48 | NR | 8011564260467 | 85389099 | 1DM02 | Building | 1DM | BUILDING | 1DM03G | CHORUSMART DOM.RANG. | 1DM03G01F | BASIC CHORUSMART | 1DM03G01F151 | CR SHINY WHITE DEV.
GW10541A | LENTE ILUMIN PARA PULSADOR KNX - 'DND' | 0.95 | 1 | 24 | 240 | NR | 8011564752290 | 85389099 | 1DM03 | Building | 1DM | BUILDING | 1DM06G | SYSTEMS | 1DM06G39F | CHORUSMART KNX BUS | 1DM06G39F177 | CR HOME AUTOMATION
GW10542 | TECLA INTERCAMBIABLE CON ETIQUETA BLANCO | 3.3 | 1 | 4 | 48 | NR | 8011564260474 | 85389099 | 1DM02 | Building | 1DM | BUILDING | 1DM03G | CHORUSMART DOM.RANG. | 1DM03G01F | BASIC CHORUSMART | 1DM03G01F151 | CR SHINY WHITE DEV.
GW10542A | LENTE ILUMIN PARA PULSADOR KNX - 'MUR' | 0.95 | 1 | 24 | 240 | NR | 8011564752306 | 85389099 | 1DM03 | Building | 1DM | BUILDING | 1DM06G | SYSTEMS | 1DM06G39F | CHORUSMART KNX BUS | 1DM06G39F177 | CR HOME AUTOMATION
GW10543 | TECLA INTERCAMBIABLE 'LLAVE' BLANCO | 3.3 | 1 | 4 | 48 | NR | 8011564260481 | 85389099 | 1DM02 | Building | 1DM | BUILDING | 1DM03G | CHORUSMART DOM.RANG. | 1DM03G01F | BASIC CHORUSMART | 1DM03G01F151 | CR SHINY WHITE DEV.
GW10544 | TECLA INTERCAMBIABLE 'TIMBRE' BLANCO | 3.3 | 1 | 4 | 48 | NR | 8011564260498 | 85389099 | 1DM02 | Building | 1DM | BUILDING | 1DM03G | CHORUSMART DOM.RANG. | 1DM03G01F | BASIC CHORUSMART | 1DM03G01F151 | CR SHINY WHITE DEV.
GW10545 | TECLA INTERCAMB.'FLECHA VERT.' BLANCO | 3.3 | 1 | 4 | 48 | NR | 8011564260504 | 85389099 | 1DM02 | Building | 1DM | BUILDING | 1DM03G | CHORUSMART DOM.RANG. | 1DM03G01F | BASIC CHORUSMART | 1DM03G01F151 | CR SHINY WHITE DEV.
GW10546 | TECLA INTERCAMB.'FLECHA HORIZ.' BLANCO | 3.3 | 1 | 4 | 48 | NR | 8011564260511 | 85389099 | 1DM02 | Building | 1DM | BUILDING | 1DM03G | CHORUSMART DOM.RANG. | 1DM03G01F | BASIC CHORUSMART | 1DM03G01F151 | CR SHINY WHITE DEV.
GW10547 | DIFUSOR INTERCAMBIABLE ROJO | 3.3 | 1 | 4 | 48 | NR | 8011564264816 | 85389099 | 1DM02 | Building | 1DM | BUILDING | 1DM03G | CHORUSMART DOM.RANG. | 1DM03G01F | BASIC CHORUSMART | 1DM03G01F151 | CR SHINY WHITE DEV.
GW10548 | DIFUSOR INTERCAMBIABLE VERDE | 3.3 | 1 | 4 | 48 | NR | 8011564264823 | 85389099 | 1DM02 | Building | 1DM | BUILDING | 1DM03G | CHORUSMART DOM.RANG. | 1DM03G01F | BASIC CHORUSMART | 1DM03G01F151 | CR SHINY WHITE DEV.
GW10549 | DIFUSOR INTERCAMBIABLE TRANSPARENTE | 3.3 | 1 | 4 | 48 | NR | 8011564264830 | 85389099 | 1DM02 | Building | 1DM | BUILDING | 1DM03G | CHORUSMART DOM.RANG. | 1DM03G01F | BASIC CHORUSMART | 1DM03G01F151 | CR SHINY WHITE DEV.
GW10550 | DIFUSOR INTERCAMBIABLE ÁMBAR | 3.3 | 1 | 4 | 48 | NR | 8011564272118 | 85389099 | 1DM02 | Building | 1DM | BUILDING | 1DM03G | CHORUSMART DOM.RANG. | 1DM03G01F | BASIC CHORUSMART | 1DM03G01F151 | CR SHINY WHITE DEV.
GW10551 | TECLA SIMP. SÍMB. SIMP. P/PULS. KNX BL. | 1.95 | 1 | 4 | 48 | NR | 8011564876378 | 85389099 | 1DM03 | Building | 1DM | BUILDING | 1DM06G | SYSTEMS | 1DM06G39F | CHORUSMART KNX BUS | 1DM06G39F179 | CR BUILDING AUTOMAT.
GW10551S | TECLAS INTERCAMB. 1 LENTE 1M BLANCO | 1.95 | 1 | 1 | 48 | NR | 8034035097591 | 85389099 | 1DM04 | Building | 1DM | BUILDING | 1DM06G | SYSTEMS | 1DM06G14F | SMART HOME CHORUS | 1DM06G14F185 | SM.HOME ACCESSORIES
GW10552 | TECLA DOBL. SÍMB. SIMP. P/PULS. KNX BL. | 2.6 | 1 | 4 | 48 | NR | 8011564876385 | 85389099 | 1DM03 | Building | 1DM | BUILDING | 1DM06G | SYSTEMS | 1DM06G39F | CHORUSMART KNX BUS | 1DM06G39F179 | CR BUILDING AUTOMAT.
GW10552S | TECLAS INTERCAMB. 1 LENTE 2M BLANCO | 2.35 | 1 | 1 | 48 | NR | 8034035090752 | 85389099 | 1DM04 | Building | 1DM | BUILDING | 1DM06G | SYSTEMS | 1DM06G14F | SMART HOME CHORUS | 1DM06G14F185 | SM.HOME ACCESSORIES
GW10553 | TECLA SIMP. SÍMB. DOBL. P/PULS. KNX BL. | 1.95 | 1 | 4 | 48 | NR | 8011564876392 | 85389099 | 1DM03 | Building | 1DM | BUILDING | 1DM06G | SYSTEMS | 1DM06G39F | CHORUSMART KNX BUS | 1DM06G39F179 | CR BUILDING AUTOMAT.
GW10553S | TECLAS INTERCAMB. 2 LENTES 1M BLANCO | 1.95 | 1 | 1 | 48 | NR | 8034035097799 | 85389099 | 1DM04 | Building | 1DM | BUILDING | 1DM06G | SYSTEMS | 1DM06G14F | SMART HOME CHORUS | 1DM06G14F185 | SM.HOME ACCESSORIES
GW10554 | TECLA DOBL. SÍMB. DOBL. P/PULS. KNX BL. | 2.6 | 1 | 4 | 48 | NR | 8011564876408 | 85389099 | 1DM03 | Building | 1DM | BUILDING | 1DM06G | SYSTEMS | 1DM06G39F | CHORUSMART KNX BUS | 1DM06G39F179 | CR BUILDING AUTOMAT.
GW10554S | TECLAS INTERCAMB. 2 LENTES 2M BLANCO | 2.35 | 1 | 1 | 48 | NR | 8034035090769 | 85389099 | 1DM04 | Building | 1DM | BUILDING | 1DM06G | SYSTEMS | 1DM06G14F | SMART HOME CHORUS | 1DM06G14F185 | SM.HOME ACCESSORIES
GW10555S | TECLAS INTERCAMB. DIFUSOR 1M BLANCO | 1.95 | 1 | 1 | 48 | NR | 8034035097935 | 85389099 | 1DM04 | Building | 1DM | BUILDING | 1DM06G | SYSTEMS | 1DM06G14F | SMART HOME CHORUS | 1DM06G14F185 | SM.HOME ACCESSORIES
GW10556S | TECLAS INTERCAMB. DIFUSOR 2M BLANCO | 2.35 | 1 | 1 | 48 | NR | 8034035090776 | 85389099 | 1DM04 | Building | 1DM | BUILDING | 1DM06G | SYSTEMS | 1DM06G14F | SMART HOME CHORUS | 1DM06G14F185 | SM.HOME ACCESSORIES
GW10557 | TECLA SIMP. LOC. DOBL. P/PULS. KNX BL. | 2.15 | 1 | 4 | 48 | NR | 8011564876439 | 85389099 | 1DM03 | Building | 1DM | BUILDING | 1DM06G | SYSTEMS | 1DM06G39F | CHORUSMART KNX BUS | 1DM06G39F179 | CR BUILDING AUTOMAT.
GW10557S | TECLAS INTERCAMB. 2 DIFUSORES 1M BL | 1.95 | 1 | 1 | 48 | NR | 8034035097744 | 85389099 | 1DM04 | Building | 1DM | BUILDING | 1DM06G | SYSTEMS | 1DM06G14F | SMART HOME CHORUS | 1DM06G14F185 | SM.HOME ACCESSORIES
GW10558S | TECLAS INTERCAMB. 2 DIFUSORES 2M BL | 2.35 | 1 | 1 | 48 | NR | 8034035090783 | 85389099 | 1DM04 | Building | 1DM | BUILDING | 1DM06G | SYSTEMS | 1DM06G14F | SMART HOME CHORUS | 1DM06G14F185 | SM.HOME ACCESSORIES
GW10559 | TECLA CON LENTES 'DND+MUR' P PULS KNX B | 3.6 | 1 | 1 | 48 | NR | 8011564752221 | 85389099 | 1DM03 | Building | 1DM | BUILDING | 1DM06G | SYSTEMS | 1DM06G39F | CHORUSMART KNX BUS | 1DM06G39F179 | CR BUILDING AUTOMAT.
GW10564 | REGULADOR EL.ROTATIVO 1M 100-900W BLANCO | 31 | 1 | 1 | 12 | NR | 8011564263062 | 85365080 | 1DM02 | Building | 1DM | BUILDING | 1DM03G | CHORUSMART DOM.RANG. | 1DM03G01F | BASIC CHORUSMART | 1DM03G01F151 | CR SHINY WHITE DEV.
GW10567 | REGUL.EL.ROTATIVO CONM.1M 100-500W BL. | 55 | 1 | 1 | 12 | NR | 8011564261099 | 85365080 | 1DM02 | Building | 1DM | BUILDING | 1DM03G | CHORUSMART DOM.RANG. | 1DM03G01F | BASIC CHORUSMART | 1DM03G01F151 | CR SHINY WHITE DEV.
GW10568 | REGULADOR EL.DE PULSADOR 1M 60-500W BL. | 84 | 1 | 1 | 12 | NR | 8011564261105 | 85365080 | 1DM02 | Building | 1DM | BUILDING | 1DM03G | CHORUSMART DOM.RANG. | 1DM03G01F | BASIC CHORUSMART | 1DM03G01F151 | CR SHINY WHITE DEV.
GW10572A | REGULADOR EL.UNIVERSAL 1M A PULS.BLANCO | 89 | 1 | 1 | 12 | NR | 8011564752610 | 85365080 | 1DM02 | Building | 1DM | BUILDING | 1DM03G | CHORUSMART DOM.RANG. | 1DM03G01F | BASIC CHORUSMART | 1DM03G01F151 | CR SHINY WHITE DEV.
GW10572AAB | REGULADOR EL.UNIVERSAL 1M A PULS.AB | 130.5 | 1 | 1 | 12 | NR | 8034035071607 | 85365080 | 1DM02 | Building | 1DM | BUILDING | 1DM03G | CHORUSMART DOM.RANG. | 1DM03G01F | BASIC CHORUSMART | 1DM03G01F135 | CR WHITE ANTIB. DEV.
GW10573A | REGULADOR EL.UNIVERSAL 2M A PULS.BLANCO | 89 | 1 | 1 | 6 | NR | 8011564752672 | 85365080 | 1DM02 | Building | 1DM | BUILDING | 1DM03G | CHORUSMART DOM.RANG. | 1DM03G01F | BASIC CHORUSMART | 1DM03G01F151 | CR SHINY WHITE DEV.
GW10575 | REGUL. ELECTR. ROTATIVOS 1M BLANCO | 64 | 1 | 1 | 12 | NR | 8034035090790 | 85365080 | 1DM02 | Building | 1DM | BUILDING | 1DM03G | CHORUSMART DOM.RANG. | 1DM03G01F | BASIC CHORUSMART | 1DM03G01F151 | CR SHINY WHITE DEV.
GW10581 | PROGR CHR. ELEC. DIARIO/SEMAN.1C 2M BL. | 258.5 | 1 | 1 | 2 | NR | 8011564262973 | 91070000 | 1DM02 | Building | 1DM | BUILDING | 1DM03G | CHORUSMART DOM.RANG. | 1DM03G01F | BASIC CHORUSMART | 1DM03G01F151 | CR SHINY WHITE DEV.
GW10594 | DETECTOR MOV. 1M BLANCO | 111.5 | 1 | 1 | 4 | NR | 8034035090806 | 85365080 | 1DM02 | Building | 1DM | BUILDING | 1DM03G | CHORUSMART DOM.RANG. | 1DM03G01F | BASIC CHORUSMART | 1DM03G01F151 | CR SHINY WHITE DEV.
GW10595 | DETECTOR PRESENCIA - MONTAJE TECHO | 27.7 | 1 | 1 | 50 | NR | 8034035090417 | 90271010 | 1DM02 | Building | 1DM | BUILDING | 1DM03G | CHORUSMART DOM.RANG. | 1DM03G01F | BASIC CHORUSMART | 1DM03G01F151 | CR SHINY WHITE DEV.
GW10601 | TIMBRE 12VCA-50Hz 8VA 1M BLANCO | 21.75 | 1 | 1 | 24 | NR | 8011564259492 | 85318040 | 1DM02 | Building | 1DM | BUILDING | 1DM03G | CHORUSMART DOM.RANG. | 1DM03G01F | BASIC CHORUSMART | 1DM03G01F151 | CR SHINY WHITE DEV.
GW10602 | TIMBRE 230VCA-50Hz 8VA 1M BLANCO | 21.75 | 1 | 1 | 24 | NR | 8011564259485 | 85318040 | 1DM02 | Building | 1DM | BUILDING | 1DM03G | CHORUSMART DOM.RANG. | 1DM03G01F | BASIC CHORUSMART | 1DM03G01F151 | CR SHINY WHITE DEV.
GW10606 | ZUMBADOR 12VCA-50Hz 8VA 1M BLANCO | 18.65 | 1 | 1 | 24 | NR | 8011564259478 | 85318040 | 1DM02 | Building | 1DM | BUILDING | 1DM03G | CHORUSMART DOM.RANG. | 1DM03G01F | BASIC CHORUSMART | 1DM03G01F151 | CR SHINY WHITE DEV.
GW10607 | ZUMBADOR 230VCA-50Hz 8VA 1M BLANCO | 20.3 | 1 | 1 | 24 | NR | 8011564259461 | 85318040 | 1DM02 | Building | 1DM | BUILDING | 1DM03G | CHORUSMART DOM.RANG. | 1DM03G01F | BASIC CHORUSMART | 1DM03G01F151 | CR SHINY WHITE DEV.
GW10611 | TIMBRE 3 ENTR.INDEP. 12V CA/CC 2M BLANCO | 141.5 | 1 | 1 | 6 | NR | 8011564260894 | 85318040 | 1DM02 | Building | 1DM | BUILDING | 1DM03G | CHORUSMART DOM.RANG. | 1DM03G01F | BASIC CHORUSMART | 1DM03G01F151 | CR SHINY WHITE DEV.
GW10612 | TIMBRE 3 ENTR.INDEP.230VCA-50Hz 2M BL. | 149 | 1 | 1 | 6 | NR | 8011564260900 | 85318040 | 1DM02 | Building | 1DM | BUILDING | 1DM03G | CHORUSMART DOM.RANG. | 1DM03G01F | BASIC CHORUSMART | 1DM03G01F151 | CR SHINY WHITE DEV.
GW10621 | TESTIGO DE SEÑ. TRANSPARENTE 1M BLANCO | 5.95 | 1 | 1 | 24 | NR | 8011564259607 | 85308000 | 1DM02 | Building | 1DM | BUILDING | 1DM03G | CHORUSMART DOM.RANG. | 1DM03G01F | BASIC CHORUSMART | 1DM03G01F151 | CR SHINY WHITE DEV.
GW10622 | TESTIGO DE SEÑ. VERDE 1M BLANCO | 5.95 | 1 | 1 | 24 | NR | 8011564259614 | 85308000 | 1DM02 | Building | 1DM | BUILDING | 1DM03G | CHORUSMART DOM.RANG. | 1DM03G01F | BASIC CHORUSMART | 1DM03G01F151 | CR SHINY WHITE DEV.
GW10622AB | TESTIGO DE SEÑ. VERDE 1M AB | 9.5 | 1 | 1 | 24 | NR | 8034035071614 | 85308000 | 1DM02 | Building | 1DM | BUILDING | 1DM03G | CHORUSMART DOM.RANG. | 1DM03G01F | BASIC CHORUSMART | 1DM03G01F135 | CR WHITE ANTIB. DEV.
GW10623 | TESTIGO DE SEÑ. ROJO 1M BLANCO | 5.95 | 1 | 1 | 24 | NR | 8011564259621 | 85308000 | 1DM02 | Building | 1DM | BUILDING | 1DM03G | CHORUSMART DOM.RANG. | 1DM03G01F | BASIC CHORUSMART | 1DM03G01F151 | CR SHINY WHITE DEV.
GW10623AB | TESTIGO DE SEÑ. ROJO 1M AB | 9.5 | 1 | 1 | 24 | NR | 8034035071621 | 85308000 | 1DM02 | Building | 1DM | BUILDING | 1DM03G | CHORUSMART DOM.RANG. | 1DM03G01F | BASIC CHORUSMART | 1DM03G01F135 | CR WHITE ANTIB. DEV.
GW10624 | TESTIGO DE SEÑ. ÁMBAR 1M BLANCO | 5.95 | 1 | 1 | 24 | NR | 8011564259638 | 85308000 | 1DM02 | Building | 1DM | BUILDING | 1DM03G | CHORUSMART DOM.RANG. | 1DM03G01F | BASIC CHORUSMART | 1DM03G01F151 | CR SHINY WHITE DEV.
GW10628 | TESTIGO DE SEÑ. DOBLE TRANSPAR. BLANCO | 11.45 | 1 | 1 | 24 | NR | 8011564259645 | 85308000 | 1DM02 | Building | 1DM | BUILDING | 1DM03G | CHORUSMART DOM.RANG. | 1DM03G01F | BASIC CHORUSMART | 1DM03G01F151 | CR SHINY WHITE DEV.
GW10629 | TESTIGO DE SEÑ. DOBLE ROJO/VERDE -BLANCO | 11.45 | 1 | 1 | 24 | NR | 8011564259652 | 85308000 | 1DM02 | Building | 1DM | BUILDING | 1DM03G | CHORUSMART DOM.RANG. | 1DM03G01F | BASIC CHORUSMART | 1DM03G01F151 | CR SHINY WHITE DEV.
GW10631 | TEST. SALIENTE TRASPARENTE 3W 2M BLANCO | 28.95 | 1 | 1 | 24 | NR | 8011564259041 | 85308000 | 1DM02 | Building | 1DM | BUILDING | 1DM03G | CHORUSMART DOM.RANG. | 1DM03G01F | BASIC CHORUSMART | 1DM03G01F151 | CR SHINY WHITE DEV.
GW10632 | TEST. SALIENTE VERDE 3W 2M BLANCO | 28.95 | 1 | 1 | 24 | NR | 8011564259058 | 85308000 | 1DM02 | Building | 1DM | BUILDING | 1DM03G | CHORUSMART DOM.RANG. | 1DM03G01F | BASIC CHORUSMART | 1DM03G01F151 | CR SHINY WHITE DEV.
GW10633 | TEST. SALIENTE ROJO 3W 2M BLANCO | 28.95 | 1 | 1 | 24 | NR | 8011564259065 | 85308000 | 1DM02 | Building | 1DM | BUILDING | 1DM03G | CHORUSMART DOM.RANG. | 1DM03G01F | BASIC CHORUSMART | 1DM03G01F151 | CR SHINY WHITE DEV.
GW10633AB | TEST. SALIENTE ROJO 3W 2M AB | 45.75 | 1 | 1 | 24 | NR | 8034035071638 | 85308000 | 1DM02 | Building | 1DM | BUILDING | 1DM03G | CHORUSMART DOM.RANG. | 1DM03G01F | BASIC CHORUSMART | 1DM03G01F135 | CR WHITE ANTIB. DEV.
GW10634 | TEST. SALIENTE ÁMBAR 3W 2M BLANCO | 28.95 | 1 | 1 | 24 | NR | 8011564259072 | 85308000 | 1DM02 | Building | 1DM | BUILDING | 1DM03G | CHORUSMART DOM.RANG. | 1DM03G01F | BASIC CHORUSMART | 1DM03G01F151 | CR SHINY WHITE DEV.
GW10641 | TESTIGO DE SEÑ. TRANSPARENTE 1/2M BLANCO | 5.65 | 1 | 2 | 48 | NR | 8011564259768 | 85308000 | 1DM02 | Building | 1DM | BUILDING | 1DM03G | CHORUSMART DOM.RANG. | 1DM03G01F | BASIC CHORUSMART | 1DM03G01F151 | CR SHINY WHITE DEV.
GW10642 | TESTIGO DE SEÑ. VERDE 1/2M BLANCO | 5.65 | 1 | 2 | 48 | NR | 8011564259775 | 85308000 | 1DM02 | Building | 1DM | BUILDING | 1DM03G | CHORUSMART DOM.RANG. | 1DM03G01F | BASIC CHORUSMART | 1DM03G01F151 | CR SHINY WHITE DEV.
GW10643 | TESTIGO DE SEÑ. ROJO 1/2M BLANCO | 5.65 | 1 | 2 | 48 | NR | 8011564259782 | 85308000 | 1DM02 | Building | 1DM | BUILDING | 1DM03G | CHORUSMART DOM.RANG. | 1DM03G01F | BASIC CHORUSMART | 1DM03G01F151 | CR SHINY WHITE DEV.
GW10644 | TESTIGO DE SEÑ. ÁMBAR 1/2M BLANCO | 5.65 | 1 | 2 | 48 | NR | 8011564259799 | 85308000 | 1DM02 | Building | 1DM | BUILDING | 1DM03G | CHORUSMART DOM.RANG. | 1DM03G01F | BASIC CHORUSMART | 1DM03G01F151 | CR SHINY WHITE DEV.
GW10651 | MARCA ACCESO 12VCA/CC-230VCA TRANS.2M B | 42.35 | 1 | 1 | 24 | NR | 8011564257719 | 85308000 | 1DM02 | Building | 1DM | BUILDING | 1DM03G | CHORUSMART DOM.RANG. | 1DM03G01F | BASIC CHORUSMART | 1DM03G01F151 | CR SHINY WHITE DEV.
GW10656 | MARCA ACCESO 12VCA/CC-230VCA TRANS.4M B | 72 | 1 | 1 | 2 | NR | 8011564262959 | 85308000 | 1DM02 | Building | 1DM | BUILDING | 1DM03G | CHORUSMART DOM.RANG. | 1DM03G01F | BASIC CHORUSMART | 1DM03G01F151 | CR SHINY WHITE DEV.
GW10661 | LÁMPARA EMERG. EXTR.230V CA 50/60Hz 2h B | 83.5 | 1 | 1 | 6 | NR | 8011564259928 | 85131000 | 1DM02 | Building | 1DM | BUILDING | 1DM03G | CHORUSMART DOM.RANG. | 1DM03G01F | BASIC CHORUSMART | 1DM03G01F151 | CR SHINY WHITE DEV.
GW10662 | LÁMPARA ANTIPAGÓN 1M230V 50/60HZ 1H BL. | 34.3 | 1 | 1 | 12 | NR | 8011564294967 | 85131000 | 1DM02 | Building | 1DM | BUILDING | 1DM03G | CHORUSMART DOM.RANG. | 1DM03G01F | BASIC CHORUSMART | 1DM03G01F151 | CR SHINY WHITE DEV.
GW10663 | LÁMP. AUTÓN. EMERG.230V 2M BL. | 69.5 | 1 | 1 | 6 | NR | 8011564840225 | 85131000 | 1DM02 | Building | 1DM | BUILDING | 1DM03G | CHORUSMART DOM.RANG. | 1DM03G01F | BASIC CHORUSMART | 1DM03G01F151 | CR SHINY WHITE DEV.
GW10666 | LÁMP. AUTÓN.EMERG.230V CA 50/60Hz 2h BL. | 148 | 1 | 1 | 2 | NR | 8011564262935 | 85131000 | 1DM02 | Building | 1DM | BUILDING | 1DM03G | CHORUSMART DOM.RANG. | 1DM03G01F | BASIC CHORUSMART | 1DM03G01F151 | CR SHINY WHITE DEV.
GW10671 | MÓDULO AXIAL EVO INTERRUPTOR 1M | 30.3 | 1 | 1 | 12 | NR | 8034035104978 | 85365080 | 1DM02 | Building | 1DM | BUILDING | 1DM03G | CHORUSMART DOM.RANG. | 1DM03G01F | BASIC CHORUSMART | 1DM03G01F129 | *
GW10672 | MÓDULO AXIAL EVO INTERRUPTOR 2M | 31.2 | 1 | 1 | 6 | NR | 8034035104985 | 85365080 | 1DM02 | Building | 1DM | BUILDING | 1DM03G | CHORUSMART DOM.RANG. | 1DM03G01F | BASIC CHORUSMART | 1DM03G01F129 | *
GW10673 | MÓDULO AXIAL EVO DIMMER 1M | 45.75 | 1 | 1 | 12 | NR | 8034035104992 | 85365080 | 1DM02 | Building | 1DM | BUILDING | 1DM03G | CHORUSMART DOM.RANG. | 1DM03G01F | BASIC CHORUSMART | 1DM03G01F129 | *
GW10674 | MÓDULO AXIAL EVO DIMMER 2M | 46.85 | 1 | 1 | 6 | NR | 8034035105005 | 85365080 | 1DM02 | Building | 1DM | BUILDING | 1DM03G | CHORUSMART DOM.RANG. | 1DM03G01F | BASIC CHORUSMART | 1DM03G01F129 | *
GW10675 | MÓDULO AXIAL EVO PERSIANA/VENECIANA 1M | 46.85 | 1 | 1 | 12 | NR | 8034035105012 | 85365080 | 1DM02 | Building | 1DM | BUILDING | 1DM03G | CHORUSMART DOM.RANG. | 1DM03G01F | BASIC CHORUSMART | 1DM03G01F129 | *
GW10676 | MÓDULO AXIAL EVO PERSIANA/VENECIANA 2M | 49.15 | 1 | 1 | 6 | NR | 8034035105029 | 85365080 | 1DM02 | Building | 1DM | BUILDING | 1DM03G | CHORUSMART DOM.RANG. | 1DM03G01F | BASIC CHORUSMART | 1DM03G01F129 | *
GW10677 | MÓDULO AUX. CONTROL AXIAL 1CANAL 1M | 24.3 | 1 | 1 | 12 | NR | 8034035099335 | 85365080 | 1DM02 | Building | 1DM | BUILDING | 1DM03G | CHORUSMART DOM.RANG. | 1DM03G01F | BASIC CHORUSMART | 1DM03G01F129 | *
GW10678 | MÓDULO AUX. CONTROL AXIAL 1CANAL 2M | 24.3 | 1 | 1 | 6 | NR | 8034035099359 | 85365080 | 1DM02 | Building | 1DM | BUILDING | 1DM03G | CHORUSMART DOM.RANG. | 1DM03G01F | BASIC CHORUSMART | 1DM03G01F129 | *
GW10679 | MÓDULO AUX. CONTROL AXIAL 2CANALES 1M | 25.75 | 1 | 1 | 12 | NR | 8034035099342 | 85389099 | 1DM02 | Building | 1DM | BUILDING | 1DM03G | CHORUSMART DOM.RANG. | 1DM03G01F | BASIC CHORUSMART | 1DM03G01F129 | *
GW10680 | MÓDULO AUX. CONTROL AXIAL 2CANALES 2M | 26.8 | 1 | 1 | 6 | NR | 8034035099366 | 85389099 | 1DM02 | Building | 1DM | BUILDING | 1DM03G | CHORUSMART DOM.RANG. | 1DM03G01F | BASIC CHORUSMART | 1DM03G01F129 | *
GW10684 | TARJETA TRANSPONDER | 10.7 | 1 | 10 | 40 | NR | 8011564426290 | 85389099 | 1DM03 | Building | 1DM | BUILDING | 1DM06G | SYSTEMS | 1DM06G39F | CHORUSMART KNX BUS | 1DM06G39F179 | CR BUILDING AUTOMAT.
GW10703 | CRONOTERMOSTATO DE EMPOTR.2M 230VCA BL. | 184.5 | 1 | 1 | 2 | NR | 8011564261761 | 90321020 | 1DM02 | Building | 1DM | BUILDING | 1DM03G | CHORUSMART DOM.RANG. | 1DM03G01F | BASIC CHORUSMART | 1DM03G01F151 | CR SHINY WHITE DEV.
GW10705 | TERMOSTATO 2M 230VCA-50/60Hz BLANCO | 111.5 | 1 | 1 | 2 | NR | 8011564263116 | 90321020 | 1DM02 | Building | 1DM | BUILDING | 1DM03G | CHORUSMART DOM.RANG. | 1DM03G01F | BASIC CHORUSMART | 1DM03G01F151 | CR SHINY WHITE DEV.
GW10709 | TERMOSTATO CONECTADO 2M BLANCO | 142 | 1 | 1 | 4 | NR | 8034035105128 | 90321020 | 1DM04 | Building | 1DM | BUILDING | 1DM06G | SYSTEMS | 1DM06G14F | SMART HOME CHORUS | 1DM06G14F137 | SH SHINY WHITE DEV.
GW10711 | DETECTOR GLP 2M 12V CA/CC BLANCO | 229.5 | 1 | 1 | 2 | NR | 8011564263130 | 90271010 | 1DM02 | Building | 1DM | BUILDING | 1DM03G | CHORUSMART DOM.RANG. | 1DM03G01F | BASIC CHORUSMART | 1DM03G01F151 | CR SHINY WHITE DEV.
GW10712 | DETECTOR CH4 2M 12V CA/CC BLANCO | 229.5 | 1 | 1 | 2 | NR | 8011564263154 | 90271010 | 1DM02 | Building | 1DM | BUILDING | 1DM03G | CHORUSMART DOM.RANG. | 1DM03G01F | BASIC CHORUSMART | 1DM03G01F151 | CR SHINY WHITE DEV.
GW10720 | ALIMENTADOR 12V dc 300mA | 16.15 | 1 | 10 | 200 | NR | 8011564871311 | 85044095 | 1DM02 | Building | 1DM | BUILDING | 1DM03G | CHORUSMART DOM.RANG. | 1DM03G01F | BASIC CHORUSMART | 1DM03G01F151 | CR SHINY WHITE DEV.
GW10721 | RELÉ PASO-PASO 1M 1M 10AX 230V BLANCO | 25.95 | 1 | 1 | 12 | NR | 8011564261129 | 85364900 | 1DM02 | Building | 1DM | BUILDING | 1DM03G | CHORUSMART DOM.RANG. | 1DM03G01F | BASIC CHORUSMART | 1DM03G01F151 | CR SHINY WHITE DEV.
GW10723 | RELÉ PASO-PASO 4SEC.1M 2P 10AX BLANCO | 32.35 | 1 | 1 | 12 | NR | 8011564261136 | 85364900 | 1DM02 | Building | 1DM | BUILDING | 1DM03G | CHORUSMART DOM.RANG. | 1DM03G01F | BASIC CHORUSMART | 1DM03G01F151 | CR SHINY WHITE DEV.
GW10724 | RELÉ MONOESTABLE 1M 1M 10A/4A BLANCO | 37.6 | 1 | 1 | 12 | NR | 8011564261143 | 85364900 | 1DM02 | Building | 1DM | BUILDING | 1DM03G | CHORUSMART DOM.RANG. | 1DM03G01F | BASIC CHORUSMART | 1DM03G01F151 | CR SHINY WHITE DEV.
GW10726 | RELÉ DE LLAMADA 1M 1M 12V CA/CC BLANCO | 39.05 | 1 | 1 | 12 | NR | 8011564261167 | 85364190 | 1DM02 | Building | 1DM | BUILDING | 1DM03G | CHORUSMART DOM.RANG. | 1DM03G01F | BASIC CHORUSMART | 1DM03G01F151 | CR SHINY WHITE DEV.
GW10726AB | RELÉ DE LLAMADA 1M 1M 12V CA/CC AB | 62 | 1 | 1 | 12 | NR | 8034035071645 | 85364190 | 1DM02 | Building | 1DM | BUILDING | 1DM03G | CHORUSMART DOM.RANG. | 1DM03G01F | BASIC CHORUSMART | 1DM03G01F135 | CR WHITE ANTIB. DEV.
GW10731 | TECLA INTERCAMBIABLE 'DND' 1M BLANCO | 0.8 | 1 | 4 | 48 | NR | 8011564740556 | 85389099 | 1DM02 | Building | 1DM | BUILDING | 1DM03G | CHORUSMART DOM.RANG. | 1DM03G01F | BASIC CHORUSMART | 1DM03G01F151 | CR SHINY WHITE DEV.
GW10732 | TECLA INTERCAMBIABLE 'MUR' 1M BLANCO | 0.8 | 1 | 4 | 48 | NR | 8011564740587 | 85389099 | 1DM02 | Building | 1DM | BUILDING | 1DM03G | CHORUSMART DOM.RANG. | 1DM03G01F | BASIC CHORUSMART | 1DM03G01F151 | CR SHINY WHITE DEV.
GW10733 | TECLA INTERCAMB 'DND-MUR' 1M BLANCO | 0.8 | 1 | 4 | 48 | NR | 8011564740754 | 85389099 | 1DM02 | Building | 1DM | BUILDING | 1DM03G | CHORUSMART DOM.RANG. | 1DM03G01F | BASIC CHORUSMART | 1DM03G01F151 | CR SHINY WHITE DEV.
GW10736 | TESTIGO DE SEÑALIZ DOBLE 'DND+MUR' 1M B. | 10.7 | 1 | 1 | 24 | NR | 8011564752559 | 85308000 | 1DM02 | Building | 1DM | BUILDING | 1DM03G | CHORUSMART DOM.RANG. | 1DM03G01F | BASIC CHORUSMART | 1DM03G01F151 | CR SHINY WHITE DEV.
GW10738AB | TECLA INTERCAMB. C/DIFUSOR 1M BLANCO AB | 1.35 | 1 | 4 | 48 | NR | 8034035077661 | 85389099 | 1DM02 | Building | 1DM | BUILDING | 1DM03G | CHORUSMART DOM.RANG. | 1DM03G01F | BASIC CHORUSMART | 1DM03G01F135 | CR WHITE ANTIB. DEV.
GW10739AB | TECLA INTERCAMB. C/LEN.NEUT.1M BLANCO AB | 1.35 | 1 | 4 | 48 | NR | 8034035080180 | 85389099 | 1DM02 | Building | 1DM | BUILDING | 1DM03G | CHORUSMART DOM.RANG. | 1DM03G01F | BASIC CHORUSMART | 1DM03G01F135 | CR WHITE ANTIB. DEV.
GW10750 | T CIEGA PARA ALOJAR MÓDULOS ZIGBEE CH. B | 3.3 | 1 | 1 | 12 | NR | 8011564895423 | 85389099 | 1DM04 | Building | 1DM | BUILDING | 1DM06G | SYSTEMS | 1DM06G14F | SMART HOME CHORUS | 1DM06G14F137 | SH SHINY WHITE DEV.
GW10751 | TAPA CIEGA INTERFACE 4 ENTRADAS BLANCO | 3.4 | 1 | 5 | 200 | NR | 8011564263321 | 85389099 | 1DM03 | Building | 1DM | BUILDING | 1DM06G | SYSTEMS | 1DM06G39F | CHORUSMART KNX BUS | 1DM06G39F179 | CR BUILDING AUTOMAT.
GW10762H | SENSOR TEMPERATURA+HUMEDAD EMP. EASY BL. | 85 | 1 | 1 | 1 | NR | 8011564821972 | 90271010 | 1DM03 | Building | 1DM | BUILDING | 1DM06G | SYSTEMS | 1DM06G39F | CHORUSMART KNX BUS | 1DM06G39F177 | CR HOME AUTOMATION
GW10783A | PULS 6 CAN TECLAS Y SIMB. BLANCA KNX | 206 | 1 | 1 | 1 | NR | 8011564876224 | 85365080 | 1DM03 | Building | 1DM | BUILDING | 1DM06G | SYSTEMS | 1DM06G39F | CHORUSMART KNX BUS | 1DM06G39F179 | CR BUILDING AUTOMAT.
GW10784A | PULS 6 CAN TEC. Y SIMB. BL. + ACT. KNX | 230.5 | 1 | 1 | 1 | NR | 8011564876231 | 85365080 | 1DM03 | Building | 1DM | BUILDING | 1DM06G | SYSTEMS | 1DM06G39F | CHORUSMART KNX BUS | 1DM06G39F179 | CR BUILDING AUTOMAT.
GW10785A | P. 6 CAN TEC. Y SIMB. BL.+AC. PERS. KNX | 259.5 | 1 | 1 | 1 | NR | 8011564876248 | 85365080 | 1DM03 | Building | 1DM | BUILDING | 1DM06G | SYSTEMS | 1DM06G39F | CHORUSMART KNX BUS | 1DM06G39F179 | CR BUILDING AUTOMAT.
GW10786 | DET. IR+CREPUSCULAR KNX BLANCO | 192 | 1 | 1 | 1 | NR | 8011564263857 | 85365080 | 1DM03 | Building | 1DM | BUILDING | 1DM06G | SYSTEMS | 1DM06G39F | CHORUSMART KNX BUS | 1DM06G39F179 | CR BUILDING AUTOMAT.
GW10787 | MULTIPULSADOR 4 CANALES KNX BLANCO | 136 | 1 | 1 | 1 | NR | 8011564895171 | 85365080 | 1DM03 | Building | 1DM | BUILDING | 1DM06G | SYSTEMS | 1DM06G39F | CHORUSMART KNX BUS | 1DM06G39F179 | CR BUILDING AUTOMAT.
GW10794H | CRONOTERMOSTATO PROGRAM. T+H KNX EMP. BL | 425.5 | 1 | 1 | 1 | NR | 8011564825413 | 90321020 | 1DM03 | Building | 1DM | BUILDING | 1DM06G | SYSTEMS | 1DM06G39F | CHORUSMART KNX BUS | 1DM06G39F179 | CR BUILDING AUTOMAT.
GW10795H | TERMOSTATO TEMP+HUMEDAD KNX EMP. BL | 315 | 1 | 1 | 1 | NR | 8011564825475 | 90321020 | 1DM03 | Building | 1DM | BUILDING | 1DM06G | SYSTEMS | 1DM06G39F | CHORUSMART KNX BUS | 1DM06G39F179 | CR BUILDING AUTOMAT.
GW10796 | ACCIONADOR 1 CANAL 16A 2M BLANCO KNX | 152.5 | 1 | 1 | 1 | NR | 8011564263864 | 85364190 | 1DM03 | Building | 1DM | BUILDING | 1DM06G | SYSTEMS | 1DM06G39F | CHORUSMART KNX BUS | 1DM06G39F179 | CR BUILDING AUTOMAT.
GW10797 | ACC. MANDO MOTOR 1 CANAL 8A 2M B. KNX | 163 | 1 | 1 | 1 | NR | 8011564263888 | 85364190 | 1DM03 | Building | 1DM | BUILDING | 1DM06G | SYSTEMS | 1DM06G39F | CHORUSMART KNX BUS | 1DM06G39F179 | CR BUILDING AUTOMAT.
GW10799 | SONDA TEMPERATURA KNX EMP. 1M BLANCO | 195 | 1 | 1 | 1 | NR | 8011564785014 | 90329000 | 1DM03 | Building | 1DM | BUILDING | 1DM06G | SYSTEMS | 1DM06G39F | CHORUSMART KNX BUS | 1DM06G39F179 | CR BUILDING AUTOMAT.
GW10799H | SONDA TEMPERATURA+HUMEDAD KNX 1M. BLANCO | 244.5 | 1 | 1 | 1 | NR | 8011564809123 | 90329000 | 1DM03 | Building | 1DM | BUILDING | 1DM06G | SYSTEMS | 1DM06G39F | CHORUSMART KNX BUS | 1DM06G39F179 | CR BUILDING AUTOMAT.
GW10800 | SENSOR DE TEMPERATURA NTC 10K | 39.65 | 1 | 1 | 10 | NR | 8011564793217 | 90271010 | 1DM03 | Building | 1DM | BUILDING | 1DM06G | SYSTEMS | 1DM06G39F | CHORUSMART KNX BUS | 1DM06G39F179 | CR BUILDING AUTOMAT.
GW10819 | TECLAS INTERCAMB. ECO 1M BLANCO | 1.95 | 1 | 2 | 48 | NR | 8034035098086 | 85389099 | 1DM04 | Building | 1DM | BUILDING | 1DM06G | SYSTEMS | 1DM06G14F | SMART HOME CHORUS | 1DM06G14F185 | SM.HOME ACCESSORIES
GW10820 | TECLAS INTERCAMB. ECO 2M BLANCO | 2.15 | 1 | 1 | 48 | NR | 8034035098024 | 85389099 | 1DM04 | Building | 1DM | BUILDING | 1DM06G | SYSTEMS | 1DM06G14F | SMART HOME CHORUS | 1DM06G14F185 | SM.HOME ACCESSORIES
GW10826 | ACTUADOR MEDICIÓN ENERGÍA1M BLANCO | 58 | 1 | 1 | 12 | NR | 8034035101113 | 85389099 | 1DM04 | Building | 1DM | BUILDING | 1DM06G | SYSTEMS | 1DM06G14F | SMART HOME CHORUS | 1DM06G14F137 | SH SHINY WHITE DEV.
GW10840 | HOME GATEWAY 2M BLANCO | 119 | 1 | 1 | 2 | NR | 8034035098567 | 85389099 | 1DM04 | Building | 1DM | BUILDING | 1DM06G | SYSTEMS | 1DM06G14F | SMART HOME CHORUS | 1DM06G14F137 | SH SHINY WHITE DEV.
GW10856 | SENSOR MOV. CONECT. 1M BLANCO | 123.5 | 1 | 1 | 12 | NR | 8034035090813 | 85365080 | 1DM04 | Building | 1DM | BUILDING | 1DM06G | SYSTEMS | 1DM06G14F | SMART HOME CHORUS | 1DM06G14F137 | SH SHINY WHITE DEV.
GW10881 | UNIDAD SEÑALIZACIÓN LED 0,6W AZUL | 3.6 | 1 | 50 | 50 | NR | 8011564265028 | 85308000 | 1DM02 | Building | 1DM | BUILDING | 1DM03G | CHORUSMART DOM.RANG. | 1DM03G01F | BASIC CHORUSMART | 1DM03G01F167 | CR SPEC.PLATES/ACC.
GW10882 | UNIDAD SEÑALIZACIÓN LED 0,6W BLANCO | 3.6 | 1 | 50 | 50 | NR | 8011564265035 | 85308000 | 1DM02 | Building | 1DM | BUILDING | 1DM03G | CHORUSMART DOM.RANG. | 1DM03G01F | BASIC CHORUSMART | 1DM03G01F167 | CR SPEC.PLATES/ACC.
GW10883 | UNIDAD SEÑALIZACIÓN LED 0,6W ROJO | 3.6 | 1 | 50 | 50 | NR | 8011564265042 | 85308000 | 1DM02 | Building | 1DM | BUILDING | 1DM03G | CHORUSMART DOM.RANG. | 1DM03G01F | BASIC CHORUSMART | 1DM03G01F167 | CR SPEC.PLATES/ACC.
GW10884 | UNIDAD SEÑALIZACIÓN LED 0,6W VERDE | 3.6 | 1 | 50 | 50 | NR | 8011564265059 | 85308000 | 1DM02 | Building | 1DM | BUILDING | 1DM03G | CHORUSMART DOM.RANG. | 1DM03G01F | BASIC CHORUSMART | 1DM03G01F167 | CR SPEC.PLATES/ACC.
GW10885 | UNIDAD SEÑALIZACIÓN LED 0,6W ÁMBAR | 3.6 | 1 | 50 | 50 | NR | 8011564265066 | 85308000 | 1DM02 | Building | 1DM | BUILDING | 1DM03G | CHORUSMART DOM.RANG. | 1DM03G01F | BASIC CHORUSMART | 1DM03G01F167 | CR SPEC.PLATES/ACC.
GW10886 | UNIDAD SEÑALIZACIÓN LED 3.3V AZUL | 3.3 | 1 | 50 | 50 | NR | 8011564801318 | 85308000 | 1DM02 | Building | 1DM | BUILDING | 1DM03G | CHORUSMART DOM.RANG. | 1DM03G01F | BASIC CHORUSMART | 1DM03G01F167 | CR SPEC.PLATES/ACC.
GW10887 | UNIDAD SEÑALIZACIÓN LED 3.3V BLANCO | 3.3 | 1 | 50 | 50 | NR | 8011564801325 | 85308000 | 1DM02 | Building | 1DM | BUILDING | 1DM03G | CHORUSMART DOM.RANG. | 1DM03G01F | BASIC CHORUSMART | 1DM03G01F167 | CR SPEC.PLATES/ACC.
GW10888 | UNIDAD SEÑALIZACIÓN LED 3.3V ROJO | 3.3 | 1 | 50 | 50 | NR | 8011564801332 | 85308000 | 1DM02 | Building | 1DM | BUILDING | 1DM03G | CHORUSMART DOM.RANG. | 1DM03G01F | BASIC CHORUSMART | 1DM03G01F167 | CR SPEC.PLATES/ACC.
GW10889 | UNIDAD SEÑALIZACIÓN LED 3.3V VERDE | 3.3 | 1 | 50 | 50 | NR | 8011564801349 | 85308000 | 1DM02 | Building | 1DM | BUILDING | 1DM03G | CHORUSMART DOM.RANG. | 1DM03G01F | BASIC CHORUSMART | 1DM03G01F167 | CR SPEC.PLATES/ACC.
GW10890 | UNIDAD SEÑALIZACIÓN LED 3.3V ÁMBAR | 3.3 | 1 | 50 | 50 | NR | 8011564801356 | 85308000 | 1DM02 | Building | 1DM | BUILDING | 1DM03G | CHORUSMART DOM.RANG. | 1DM03G01F | BASIC CHORUSMART | 1DM03G01F167 | CR SPEC.PLATES/ACC.
GW10893 | UNIDAD SEÑALIZ. LED 12/24V BLANCO RAP. | 3.6 | 1 | 50 | 50 | NR | 8011564436206 | 85308000 | 1DM02 | Building | 1DM | BUILDING | 1DM03G | CHORUSMART DOM.RANG. | 1DM03G01F | BASIC CHORUSMART | 1DM03G01F167 | CR SPEC.PLATES/ACC.
GW10894 | UNIDAD SEÑALIZ. LED 12/24V BLANCO CABLE | 3.6 | 1 | 50 | 50 | NR | 8011564436213 | 85308000 | 1DM02 | Building | 1DM | BUILDING | 1DM03G | CHORUSMART DOM.RANG. | 1DM03G01F | BASIC CHORUSMART | 1DM03G01F167 | CR SPEC.PLATES/ACC.
GW10900 | SENSOR DE TEMPERAT. 1M NTC 10K BLANCO | 63 | 1 | 1 | 1 | NR | 8011564821910 | 90271010 | 1DM03 | Building | 1DM | BUILDING | 1DM06G | SYSTEMS | 1DM06G39F | CHORUSMART KNX BUS | 1DM06G39F177 | CR HOME AUTOMATION
GW10912 | PULS. ELECTR. LUMINOSO 230V LED 1M CH/BL | 22.55 | 1 | 1 | 12 | NR | 8011564705050 | 85365080 | 1DM02 | Building | 1DM | BUILDING | 1DM03G | CHORUSMART DOM.RANG. | 1DM03G01F | BASIC CHORUSMART | 1DM03G01F151 | CR SHINY WHITE DEV.
GW10913 | PULSADOR ELECTR.BUS/230V BILED 1M CH/BL | 20.8 | 1 | 1 | 12 | NR | 8011564705067 | 85365080 | 1DM02 | Building | 1DM | BUILDING | 1DM03G | CHORUSMART DOM.RANG. | 1DM03G01F | BASIC CHORUSMART | 1DM03G01F151 | CR SHINY WHITE DEV.
GW10914 | PULSADOR ELECTR.BUS/230V DOBLE CH/BL | 25.45 | 1 | 1 | 12 | NR | 8011564705074 | 85365080 | 1DM02 | Building | 1DM | BUILDING | 1DM03G | CHORUSMART DOM.RANG. | 1DM03G01F | BASIC CHORUSMART | 1DM03G01F151 | CR SHINY WHITE DEV.
GW10915 | PULSADOR ELECTRÓNICO 1M BUS/230V CH/BL | 9.6 | 1 | 1 | 12 | NR | 8011564764125 | 85365080 | 1DM02 | Building | 1DM | BUILDING | 1DM03G | CHORUSMART DOM.RANG. | 1DM03G01F | BASIC CHORUSMART | 1DM03G01F151 | CR SHINY WHITE DEV.
GW10916 | PULSADOR ELEC. SEÑALIZ. 1M BUS/230V BL | 24.4 | 1 | 1 | 12 | NR | 8011564816411 | 85365080 | 1DM02 | Building | 1DM | BUILDING | 1DM03G | CHORUSMART DOM.RANG. | 1DM03G01F | BASIC CHORUSMART | 1DM03G01F151 | CR SHINY WHITE DEV.
GW10917 | PULSADOR ELEC. LOCALIZ. 2M BUS/230V BL | 25.95 | 1 | 1 | 6 | NR | 8011564816428 | 85365080 | 1DM02 | Building | 1DM | BUILDING | 1DM03G | CHORUSMART DOM.RANG. | 1DM03G01F | BASIC CHORUSMART | 1DM03G01F151 | CR SHINY WHITE DEV.
GW10918 | PULSADOR ELEC. SEÑALIZ. 2M BUS/230V BL | 25.55 | 1 | 1 | 6 | NR | 8011564816435 | 85365080 | 1DM02 | Building | 1DM | BUILDING | 1DM03G | CHORUSMART DOM.RANG. | 1DM03G01F | BASIC CHORUSMART | 1DM03G01F151 | CR SHINY WHITE DEV.
GW10921 | MÓDULO PERSIANA/VENECIANA TÁCTIL 1M | 110.5 | 1 | 1 | 12 | NR | 8034035090820 | 85389099 | 1DM02 | Building | 1DM | BUILDING | 1DM03G | CHORUSMART DOM.RANG. | 1DM03G01F | BASIC CHORUSMART | 1DM03G01F129 | *
GW10922 | MÓDULO INTERRUPTOR TÁCTIL 1M | 87.5 | 1 | 1 | 12 | NR | 8034035090837 | 85365080 | 1DM02 | Building | 1DM | BUILDING | 1DM03G | CHORUSMART DOM.RANG. | 1DM03G01F | BASIC CHORUSMART | 1DM03G01F129 | *
GW10923 | MÓDULO DIMMER TÁCTIL 1M | 121 | 1 | 1 | 12 | NR | 8034035090844 | 85365080 | 1DM02 | Building | 1DM | BUILDING | 1DM03G | CHORUSMART DOM.RANG. | 1DM03G01F | BASIC CHORUSMART | 1DM03G01F129 | *
GW10924 | MÓD.TÁCTIL CONTROL AXIAL AUX.1CANAL 1M | 85 | 1 | 1 | 12 | NR | 8034035090851 | 85389099 | 1DM02 | Building | 1DM | BUILDING | 1DM03G | CHORUSMART DOM.RANG. | 1DM03G01F | BASIC CHORUSMART | 1DM03G01F129 | *
GW10925 | MÓD.TÁCTIL CONTROL AXIAL AUX.2CANALES 1M | 90.5 | 1 | 1 | 12 | NR | 8034035090868 | 85389099 | 1DM02 | Building | 1DM | BUILDING | 1DM03G | CHORUSMART DOM.RANG. | 1DM03G01F | BASIC CHORUSMART | 1DM03G01F129 | *
GW11001 | INTERRUPTOR 1M 1P 16AX MARFIL | 4.55 | 1 | 12 | 96 | NR | 8011564257856 | 85365080 | 1DM02 | Building | 1DM | BUILDING | 1DM03G | CHORUSMART DOM.RANG. | 1DM03G01F | BASIC CHORUSMART | 1DM03G01F152 | CR IVORY DEVICES
GW11002 | INTERRUPTOR 1M 1P 16AX ILUM.LOC.MARFIL | 5.25 | 1 | 12 | 24 | NR | 8011564258273 | 85365080 | 1DM02 | Building | 1DM | BUILDING | 1DM03G | CHORUSMART DOM.RANG. | 1DM03G01F | BASIC CHORUSMART | 1DM03G01F152 | CR IVORY DEVICES
GW11003 | INTERRUPTOR 1M 1P 16AX ILUM.SEÑ.MARFIL | 5.25 | 1 | 12 | 24 | NR | 8011564258280 | 85365080 | 1DM02 | Building | 1DM | BUILDING | 1DM03G | CHORUSMART DOM.RANG. | 1DM03G01F | BASIC CHORUSMART | 1DM03G01F152 | CR IVORY DEVICES
GW11004 | INTERRUPTOR 1M 2P 16AX MARFIL | 8.75 | 1 | 12 | 48 | NR | 8011564258297 | 85365080 | 1DM02 | Building | 1DM | BUILDING | 1DM03G | CHORUSMART DOM.RANG. | 1DM03G01F | BASIC CHORUSMART | 1DM03G01F152 | CR IVORY DEVICES
GW11031 | INTERRUPTOR 2M 1P 16AX MARFIL | 6.2 | 1 | 6 | 24 | NR | 8011564258662 | 85365080 | 1DM02 | Building | 1DM | BUILDING | 1DM03G | CHORUSMART DOM.RANG. | 1DM03G01F | BASIC CHORUSMART | 1DM03G01F152 | CR IVORY DEVICES
GW11032 | INTERRUPTOR 2M 1P 16AX ILUM.LOC.MARFIL | 8.05 | 1 | 6 | 24 | NR | 8011564258686 | 85365080 | 1DM02 | Building | 1DM | BUILDING | 1DM03G | CHORUSMART DOM.RANG. | 1DM03G01F | BASIC CHORUSMART | 1DM03G01F152 | CR IVORY DEVICES
GW11033 | INTERRUPTOR 2M 1P 16AX ILUM.SEÑ.MARFIL | 8.05 | 1 | 6 | 24 | NR | 8011564258709 | 85365080 | 1DM02 | Building | 1DM | BUILDING | 1DM03G | CHORUSMART DOM.RANG. | 1DM03G01F | BASIC CHORUSMART | 1DM03G01F152 | CR IVORY DEVICES
GW11039 | INTERRUPTOR UNIV.DE TARJETA 2M MARFIL | 15.95 | 1 | 1 | 6 | NR | 8011564827318 | 85389099 | 1DM02 | Building | 1DM | BUILDING | 1DM03G | CHORUSMART DOM.RANG. | 1DM03G01F | BASIC CHORUSMART | 1DM03G01F152 | CR IVORY DEVICES
GW11051 | CONMUTADOR 1M 1P 16AX MARFIL | 4.85 | 1 | 12 | 96 | NR | 8011564257863 | 85365080 | 1DM02 | Building | 1DM | BUILDING | 1DM03G | CHORUSMART DOM.RANG. | 1DM03G01F | BASIC CHORUSMART | 1DM03G01F152 | CR IVORY DEVICES
GW11052 | CONMUTADOR 1M 1P 16AX ILUM.LOC.MARFIL | 5.95 | 1 | 12 | 24 | NR | 8011564258310 | 85365080 | 1DM02 | Building | 1DM | BUILDING | 1DM03G | CHORUSMART DOM.RANG. | 1DM03G01F | BASIC CHORUSMART | 1DM03G01F152 | CR IVORY DEVICES
GW11053 | CONMUTADOR 1M 1P 16AX ILUM.SEÑ.MARFIL | 5.95 | 1 | 12 | 24 | NR | 8011564258327 | 85365080 | 1DM02 | Building | 1DM | BUILDING | 1DM03G | CHORUSMART DOM.RANG. | 1DM03G01F | BASIC CHORUSMART | 1DM03G01F152 | CR IVORY DEVICES
GW11071 | CONMUTADOR 2M 1P 16AX MARFIL | 7.3 | 1 | 6 | 24 | NR | 8011564258563 | 85365080 | 1DM02 | Building | 1DM | BUILDING | 1DM03G | CHORUSMART DOM.RANG. | 1DM03G01F | BASIC CHORUSMART | 1DM03G01F152 | CR IVORY DEVICES
GW11072 | CONMUTADOR 2M 1P 16AX ILUM.LOC.MARFIL | 9.15 | 1 | 6 | 24 | NR | 8011564258518 | 85365080 | 1DM02 | Building | 1DM | BUILDING | 1DM03G | CHORUSMART DOM.RANG. | 1DM03G01F | BASIC CHORUSMART | 1DM03G01F152 | CR IVORY DEVICES
GW11073 | CONMUTADOR 2M 1P 16AX ILUM.SEÑ.MARFIL | 9.15 | 1 | 6 | 24 | NR | 8011564258495 | 85365080 | 1DM02 | Building | 1DM | BUILDING | 1DM03G | CHORUSMART DOM.RANG. | 1DM03G01F | BASIC CHORUSMART | 1DM03G01F152 | CR IVORY DEVICES
GW11091 | CRUZAMIENTO 1M 1P 16AX MARFIL | 12.05 | 1 | 12 | 48 | NR | 8011564258334 | 85365080 | 1DM02 | Building | 1DM | BUILDING | 1DM03G | CHORUSMART DOM.RANG. | 1DM03G01F | BASIC CHORUSMART | 1DM03G01F152 | CR IVORY DEVICES
GW11092 | CRUZAMIENTO 1M 1P 16AX ILUM.LOC.MARFIL | 14.2 | 1 | 12 | 24 | NR | 8011564258341 | 85365080 | 1DM02 | Building | 1DM | BUILDING | 1DM03G | CHORUSMART DOM.RANG. | 1DM03G01F | BASIC CHORUSMART | 1DM03G01F152 | CR IVORY DEVICES
GW11101 | CRUZAMIENTO 2M 1P 16AX MARFIL | 16.25 | 1 | 6 | 12 | NR | 8011564260009 | 85365080 | 1DM02 | Building | 1DM | BUILDING | 1DM03G | CHORUSMART DOM.RANG. | 1DM03G01F | BASIC CHORUSMART | 1DM03G01F152 | CR IVORY DEVICES
GW11102 | CRUZAMIENTO 2M 1P 16AX ILUM.LOC.MARFIL | 20.9 | 1 | 6 | 12 | NR | 8011564260023 | 85365080 | 1DM02 | Building | 1DM | BUILDING | 1DM03G | CHORUSMART DOM.RANG. | 1DM03G01F | BASIC CHORUSMART | 1DM03G01F152 | CR IVORY DEVICES
GW11121 | CONMUTADOR 1M 1P 10AX SUBE-BAJA MARFIL | 11 | 1 | 12 | 24 | NR | 8011564257610 | 85365080 | 1DM02 | Building | 1DM | BUILDING | 1DM03G | CHORUSMART DOM.RANG. | 1DM03G01F | BASIC CHORUSMART | 1DM03G01F152 | CR IVORY DEVICES
GW11123 | CONMUTADOR 2M 1P 10AX SUBE-BAJA MARFIL | 14.95 | 1 | 6 | 24 | NR | 8011564894167 | 85365080 | 1DM02 | Building | 1DM | BUILDING | 1DM03G | CHORUSMART DOM.RANG. | 1DM03G01F | BASIC CHORUSMART | 1DM03G01F152 | CR IVORY DEVICES
GW11131 | PULSADOR 1M 1P NA 16A MARFIL | 4.75 | 1 | 12 | 96 | NR | 8011564257870 | 85365080 | 1DM02 | Building | 1DM | BUILDING | 1DM03G | CHORUSMART DOM.RANG. | 1DM03G01F | BASIC CHORUSMART | 1DM03G01F152 | CR IVORY DEVICES
GW11132 | PULSADOR 1M 1P NA 16A ILUM.LOC.MARFIL | 5.45 | 1 | 12 | 24 | NR | 8011564260160 | 85365080 | 1DM02 | Building | 1DM | BUILDING | 1DM03G | CHORUSMART DOM.RANG. | 1DM03G01F | BASIC CHORUSMART | 1DM03G01F152 | CR IVORY DEVICES
GW11133 | PULSADOR 1M 1P NA 16A ILUM.SEÑ.MARFIL | 5.45 | 1 | 12 | 24 | NR | 8011564260177 | 85365080 | 1DM02 | Building | 1DM | BUILDING | 1DM03G | CHORUSMART DOM.RANG. | 1DM03G01F | BASIC CHORUSMART | 1DM03G01F152 | CR IVORY DEVICES
GW11136 | PULSADOR 1M 1P NA 16A TIRANTE MARFIL | 12.9 | 1 | 1 | 12 | NR | 8011564261846 | 85365080 | 1DM02 | Building | 1DM | BUILDING | 1DM03G | CHORUSMART DOM.RANG. | 1DM03G01F | BASIC CHORUSMART | 1DM03G01F152 | CR IVORY DEVICES
GW11140 | PULSADOR 1M 1P NA+NA 10A INTERBLOCCO A. | 8.95 | 1 | 12 | 24 | NR | 8011564260856 | 85365080 | 1DM02 | Building | 1DM | BUILDING | 1DM03G | CHORUSMART DOM.RANG. | 1DM03G01F | BASIC CHORUSMART | 1DM03G01F152 | CR IVORY DEVICES
GW11153 | PULSADOR 1M 1NA 16A CAMPANA MARFIL | 5.05 | 1 | 12 | 24 | NR | 8011564827325 | 85365080 | 1DM02 | Building | 1DM | BUILDING | 1DM03G | CHORUSMART DOM.RANG. | 1DM03G01F | BASIC CHORUSMART | 1DM03G01F152 | CR IVORY DEVICES
GW11171 | PULSADOR 2M 1P NA 16A MARFIL | 6.7 | 1 | 6 | 24 | NR | 8011564258440 | 85365080 | 1DM02 | Building | 1DM | BUILDING | 1DM03G | CHORUSMART DOM.RANG. | 1DM03G01F | BASIC CHORUSMART | 1DM03G01F152 | CR IVORY DEVICES
GW11172 | PULSADOR 2M 1P NA 16A ILUM.LOC.MARFIL | 8.25 | 1 | 6 | 24 | NR | 8011564258426 | 85365080 | 1DM02 | Building | 1DM | BUILDING | 1DM03G | CHORUSMART DOM.RANG. | 1DM03G01F | BASIC CHORUSMART | 1DM03G01F152 | CR IVORY DEVICES
GW11173 | PULSADOR 2M 1P NA 16A ILUM.SEÑ.MARFIL | 8.25 | 1 | 6 | 24 | NR | 8011564258402 | 85365080 | 1DM02 | Building | 1DM | BUILDING | 1DM03G | CHORUSMART DOM.RANG. | 1DM03G01F | BASIC CHORUSMART | 1DM03G01F152 | CR IVORY DEVICES
GW11195 | TAPA CIEGA 1M MARFIL | 1.25 | 1 | 10 | 200 | NR | 8011564262294 | 85389099 | 1DM02 | Building | 1DM | BUILDING | 1DM03G | CHORUSMART DOM.RANG. | 1DM03G01F | BASIC CHORUSMART | 1DM03G01F152 | CR IVORY DEVICES
GW11196 | TAPA CIEGA 1M SALIDA CABLE MARFIL | 5.35 | 1 | 1 | 48 | NR | 8011564258983 | 85389099 | 1DM02 | Building | 1DM | BUILDING | 1DM03G | CHORUSMART DOM.RANG. | 1DM03G01F | BASIC CHORUSMART | 1DM03G01F152 | CR IVORY DEVICES
GW11197 | TAPA CIEGA 1/2M MARFIL | 1.75 | 1 | 4 | 48 | NR | 8011564260528 | 85389099 | 1DM02 | Building | 1DM | BUILDING | 1DM03G | CHORUSMART DOM.RANG. | 1DM03G01F | BASIC CHORUSMART | 1DM03G01F152 | CR IVORY DEVICES
GW11198 | TAPA CIEGA 2M MARFIL | 2.6 | 1 | 1 | 48 | NR | 8011564258990 | 85389099 | 1DM02 | Building | 1DM | BUILDING | 1DM03G | CHORUSMART DOM.RANG. | 1DM03G01F | BASIC CHORUSMART | 1DM03G01F152 | CR IVORY DEVICES
GW11203 | BASE 1M 2P+T 16A BIV.P17-11 NOR.ITA.MARF | 5.95 | 1 | 12 | 96 | NR | 8011564257917 | 85366990 | 1DM02 | Building | 1DM | BUILDING | 1DM03G | CHORUSMART DOM.RANG. | 1DM03G01F | BASIC CHORUSMART | 1DM03G01F152 | CR IVORY DEVICES
GW11241 | BASE 2M 2P+T 16A APR.TR.NOR.ALEMANA MARF | 7.5 | 1 | 6 | 48 | NR | 8011564258051 | 85366990 | 1DM02 | Building | 1DM | BUILDING | 1DM03G | CHORUSMART DOM.RANG. | 1DM03G01F | BASIC CHORUSMART | 1DM03G01F152 | CR IVORY DEVICES
GW11242 | T.F. 2M 2P+T 16A ESTD. ESP. C/TAPA CH/MF | 9.9 | 1 | 6 | 48 | NR | 8011564870413 | 85366990 | 1DM02 | Building | 1DM | BUILDING | 1DM03G | CHORUSMART DOM.RANG. | 1DM03G01F | BASIC CHORUSMART | 1DM03G01F152 | CR IVORY DEVICES
GW11246 | BASE 2M 2P 16A NORMA FRA. MARFIL | 6.2 | 1 | 1 | 24 | NR | 8011564258068 | 85366990 | 1DM02 | Building | 1DM | BUILDING | 1DM03G | CHORUSMART DOM.RANG. | 1DM03G01F | BASIC CHORUSMART | 1DM03G01F152 | CR IVORY DEVICES
GW11247 | BASE 2M 2P+T 16A NORMA FRA. MARFIL | 8.65 | 1 | 6 | 48 | NR | 8011564258075 | 85366990 | 1DM02 | Building | 1DM | BUILDING | 1DM03G | CHORUSMART DOM.RANG. | 1DM03G01F | BASIC CHORUSMART | 1DM03G01F152 | CR IVORY DEVICES
GW11287 | BASE 1M 2P 15A NORMA EURO/USA MARFIL | 5.25 | 1 | 12 | 48 | NR | 8011564258372 | 85366990 | 1DM02 | Building | 1DM | BUILDING | 1DM03G | CHORUSMART DOM.RANG. | 1DM03G01F | BASIC CHORUSMART | 1DM03G01F152 | CR IVORY DEVICES
GW11288 | BASE 1M 2P 2P+T NORMA EURO/USA MARFIL | 7.2 | 1 | 12 | 48 | NR | 8011564827332 | 85366990 | 1DM02 | Building | 1DM | BUILDING | 1DM03G | CHORUSMART DOM.RANG. | 1DM03G01F | BASIC CHORUSMART | 1DM03G01F152 | CR IVORY DEVICES
GW11331 | BASE AFEIT.+ TRANSF. AISL. 3M MARFIL | 81.5 | 1 | 1 | 2 | NR | 8011564262522 | 85366990 | 1DM02 | Building | 1DM | BUILDING | 1DM03G | CHORUSMART DOM.RANG. | 1DM03G01F | BASIC CHORUSMART | 1DM03G01F152 | CR IVORY DEVICES
GW11361 | TOMA TV 1M DIRECTA MACHO 9,5mm MARFIL | 16.4 | 1 | 1 | 48 | NR | 8011564259003 | 85366910 | 1DM02 | Building | 1DM | BUILDING | 1DM03G | CHORUSMART DOM.RANG. | 1DM03G01F | BASIC CHORUSMART | 1DM03G01F152 | CR IVORY DEVICES
GW11371 | TOMA TV/SAT 1M DIRECTA CON.F-HEMB. MARF. | 17.1 | 1 | 1 | 48 | NR | 8011564259010 | 85366910 | 1DM02 | Building | 1DM | BUILDING | 1DM03G | CHORUSMART DOM.RANG. | 1DM03G01F | BASIC CHORUSMART | 1DM03G01F152 | CR IVORY DEVICES
GW11381 | TOMA TV+FM 2M MARFIL | 29.65 | 1 | 1 | 24 | NR | 8011564257726 | 85366910 | 1DM02 | Building | 1DM | BUILDING | 1DM03G | CHORUSMART DOM.RANG. | 1DM03G01F | BASIC CHORUSMART | 1DM03G01F152 | CR IVORY DEVICES
GW11383 | TOMA TV+SAT 2M MARFIL | 31.1 | 1 | 1 | 24 | NR | 8011564827349 | 85366910 | 1DM02 | Building | 1DM | BUILDING | 1DM03G | CHORUSMART DOM.RANG. | 1DM03G01F | BASIC CHORUSMART | 1DM03G01F152 | CR IVORY DEVICES
GW11401 | CONECTOR TELEFÓNICO RJ11 1M CH/MARFIL | 16.05 | 1 | 1 | 24 | NR | 8011564257740 | 85366930 | 1DM02 | Building | 1DM | BUILDING | 1DM03G | CHORUSMART DOM.RANG. | 1DM03G01F | BASIC CHORUSMART | 1DM03G01F152 | CR IVORY DEVICES
GW11421 | CONECTOR RJ45 1M CATEG. 5E UTP MARFIL | 13 | 1 | 1 | 24 | NR | 8011564257771 | 85366930 | 1DM02 | Building | 1DM | BUILDING | 1DM03G | CHORUSMART DOM.RANG. | 1DM03G01F | BASIC CHORUSMART | 1DM03G01F152 | CR IVORY DEVICES
GW11422 | CONECTOR RJ45 1M CATEG. 5E FTP MARFIL | 18.05 | 1 | 1 | 24 | NR | 8011564257788 | 85366930 | 1DM02 | Building | 1DM | BUILDING | 1DM03G | CHORUSMART DOM.RANG. | 1DM03G01F | BASIC CHORUSMART | 1DM03G01F152 | CR IVORY DEVICES
GW11423 | CONECTOR RJ45 1M CATEG. 6 UTP MARFIL | 16.7 | 1 | 1 | 24 | NR | 8011564257795 | 85366930 | 1DM02 | Building | 1DM | BUILDING | 1DM03G | CHORUSMART DOM.RANG. | 1DM03G01F | BASIC CHORUSMART | 1DM03G01F152 | CR IVORY DEVICES
GW11424 | CONECTOR RJ45 1M CATEG. 6 FTP MARFIL | 23.3 | 1 | 1 | 24 | NR | 8011564257801 | 85366930 | 1DM02 | Building | 1DM | BUILDING | 1DM03G | CHORUSMART DOM.RANG. | 1DM03G01F | BASIC CHORUSMART | 1DM03G01F152 | CR IVORY DEVICES
GW11431 | CONTENE. VACIO 1M CONECTOR RJ45 MARFIL | 3.9 | 1 | 1 | 48 | NR | 8011564827356 | 85389099 | 1DM02 | Building | 1DM | BUILDING | 1DM03G | CHORUSMART DOM.RANG. | 1DM03G01F | BASIC CHORUSMART | 1DM03G01F152 | CR IVORY DEVICES
GW11564 | REGUL.ELECT.ROTATIVO 1M 100-900W MARFIL | 30.6 | 1 | 1 | 12 | NR | 8011564261211 | 85365080 | 1DM02 | Building | 1DM | BUILDING | 1DM03G | CHORUSMART DOM.RANG. | 1DM03G01F | BASIC CHORUSMART | 1DM03G01F152 | CR IVORY DEVICES
GW11567 | REGUL.EL.ROT.+CONMUT.1M 100-500W MARFIL | 61 | 1 | 1 | 12 | NR | 8011564261228 | 85365080 | 1DM02 | Building | 1DM | BUILDING | 1DM03G | CHORUSMART DOM.RANG. | 1DM03G01F | BASIC CHORUSMART | 1DM03G01F152 | CR IVORY DEVICES
GW11573A | REGULADOR EL.UNIVERSAL 2M A PULS. MARFIL | 87.5 | 1 | 1 | 6 | NR | 8011564752689 | 85365080 | 1DM02 | Building | 1DM | BUILDING | 1DM03G | CHORUSMART DOM.RANG. | 1DM03G01F | BASIC CHORUSMART | 1DM03G01F152 | CR IVORY DEVICES
GW11602 | TIMBRE 230VCA-50Hz 8VA 1M MARFIL | 23.7 | 1 | 1 | 24 | NR | 8011564259287 | 85318040 | 1DM02 | Building | 1DM | BUILDING | 1DM03G | CHORUSMART DOM.RANG. | 1DM03G01F | BASIC CHORUSMART | 1DM03G01F152 | CR IVORY DEVICES
GW11623 | TESTIGO DE SEÑ. ROJO 1M MARFIL | 5.75 | 1 | 1 | 24 | NR | 8011564259683 | 85308000 | 1DM02 | Building | 1DM | BUILDING | 1DM03G | CHORUSMART DOM.RANG. | 1DM03G01F | BASIC CHORUSMART | 1DM03G01F152 | CR IVORY DEVICES
GW11662 | LÁMPARA ANTIPAGÓN 1M230V 50/60HZ MARF. | 33.7 | 1 | 1 | 12 | NR | 8011564827363 | 85131000 | 1DM02 | Building | 1DM | BUILDING | 1DM03G | CHORUSMART DOM.RANG. | 1DM03G01F | BASIC CHORUSMART | 1DM03G01F152 | CR IVORY DEVICES
GW11705 | TERMOSTATO 2M 230VCA-50/60Hz MARFIL | 141.5 | 1 | 1 | 2 | NR | 8011564263123 | 90321020 | 1DM02 | Building | 1DM | BUILDING | 1DM03G | CHORUSMART DOM.RANG. | 1DM03G01F | BASIC CHORUSMART | 1DM03G01F152 | CR IVORY DEVICES
GW12001 | INTERRUPTOR 1M 1P 16AX NEGRO | 6.4 | 1 | 12 | 96 | NR | 8011564265233 | 85365080 | 1DM02 | Building | 1DM | BUILDING | 1DM03G | CHORUSMART DOM.RANG. | 1DM03G01F | BASIC CHORUSMART | 1DM03G01F153 | CR BLACK DEVICES
GW12002 | INTERRUPTOR 1M 1P 16AX LUM. LOC.NEGRO | 7.2 | 1 | 12 | 24 | NR | 8011564265240 | 85365080 | 1DM02 | Building | 1DM | BUILDING | 1DM03G | CHORUSMART DOM.RANG. | 1DM03G01F | BASIC CHORUSMART | 1DM03G01F153 | CR BLACK DEVICES
GW12003 | INTERRUPTOR 1M 1P 16AX LUM. SEÑ.NEGRO | 7.2 | 1 | 12 | 24 | NR | 8011564265257 | 85365080 | 1DM02 | Building | 1DM | BUILDING | 1DM03G | CHORUSMART DOM.RANG. | 1DM03G01F | BASIC CHORUSMART | 1DM03G01F153 | CR BLACK DEVICES
GW12004 | INTERRUPTOR 1M 2P 16AX NEGRO | 11.45 | 1 | 12 | 48 | NR | 8011564265264 | 85365080 | 1DM02 | Building | 1DM | BUILDING | 1DM03G | CHORUSMART DOM.RANG. | 1DM03G01F | BASIC CHORUSMART | 1DM03G01F153 | CR BLACK DEVICES
GW12005 | INTERRUPTOR 1M 2P 16AX LUM. SEÑ.NEGRO | 13.1 | 1 | 12 | 24 | NR | 8011564265271 | 85365080 | 1DM02 | Building | 1DM | BUILDING | 1DM03G | CHORUSMART DOM.RANG. | 1DM03G01F | BASIC CHORUSMART | 1DM03G01F153 | CR BLACK DEVICES
GW12006 | INTERRUPTOR 1M 2P 10AX+LLAVE NEGRO | 52.5 | 1 | 1 | 12 | NR | 8011564265288 | 85365080 | 1DM02 | Building | 1DM | BUILDING | 1DM03G | CHORUSMART DOM.RANG. | 1DM03G01F | BASIC CHORUSMART | 1DM03G01F153 | CR BLACK DEVICES
GW12007 | INTERRUPT 1M 2P 25AX USOS SEVEROS NEGRO | 42.15 | 1 | 12 | 24 | NR | 8011564265295 | 85365080 | 1DM02 | Building | 1DM | BUILDING | 1DM03G | CHORUSMART DOM.RANG. | 1DM03G01F | BASIC CHORUSMART | 1DM03G01F153 | CR BLACK DEVICES
GW12021 | INTERRUPTOR 1/2M 1P 10AX NEGRO | 9.5 | 1 | 6 | 24 | NR | 8011564265301 | 85365080 | 1DM02 | Building | 1DM | BUILDING | 1DM03G | CHORUSMART DOM.RANG. | 1DM03G01F | BASIC CHORUSMART | 1DM03G01F153 | CR BLACK DEVICES
GW12022 | INTERRUPTOR 1/2M 1P 10AX LUM.LOC.NEGRO | 10.7 | 1 | 6 | 24 | NR | 8011564266117 | 85365080 | 1DM02 | Building | 1DM | BUILDING | 1DM03G | CHORUSMART DOM.RANG. | 1DM03G01F | BASIC CHORUSMART | 1DM03G01F153 | CR BLACK DEVICES
GW12031 | INTERRUPTOR 2M 1P 16AX NEGRO | 7.75 | 1 | 6 | 24 | NR | 8011564266124 | 85365080 | 1DM02 | Building | 1DM | BUILDING | 1DM03G | CHORUSMART DOM.RANG. | 1DM03G01F | BASIC CHORUSMART | 1DM03G01F153 | CR BLACK DEVICES
GW12031F | INTERRUPTOR 2M 1P 16AX CON.RÁPIDA NEGRO | 11.35 | 1 | 6 | 24 | NR | 8011564269811 | 85365080 | 1DM02 | Building | 1DM | BUILDING | 1DM03G | CHORUSMART DOM.RANG. | 1DM03G01F | BASIC CHORUSMART | 1DM03G01F153 | CR BLACK DEVICES
GW12032 | INTERRUPTOR 2M 1P 16AX LUM. LOC.NEGRO | 10.7 | 1 | 6 | 24 | NR | 8011564266131 | 85365080 | 1DM02 | Building | 1DM | BUILDING | 1DM03G | CHORUSMART DOM.RANG. | 1DM03G01F | BASIC CHORUSMART | 1DM03G01F153 | CR BLACK DEVICES
GW12032F | INTERR. 2M 1P 16AX LUM.LOC.CON.RÁPIDA N. | 15.75 | 1 | 6 | 24 | NR | 8011564269828 | 85365080 | 1DM02 | Building | 1DM | BUILDING | 1DM03G | CHORUSMART DOM.RANG. | 1DM03G01F | BASIC CHORUSMART | 1DM03G01F153 | CR BLACK DEVICES
GW12033 | INTERRUPTOR 2M 1P 16AX LUM. SEÑ.NEGRO | 10.7 | 1 | 6 | 24 | NR | 8011564266148 | 85365080 | 1DM02 | Building | 1DM | BUILDING | 1DM03G | CHORUSMART DOM.RANG. | 1DM03G01F | BASIC CHORUSMART | 1DM03G01F153 | CR BLACK DEVICES
GW12033F | INTERR. 2M 1P 16AX LUM.SEÑ.CON.RÁPIDA N. | 15.75 | 1 | 6 | 24 | NR | 8011564269835 | 85365080 | 1DM02 | Building | 1DM | BUILDING | 1DM03G | CHORUSMART DOM.RANG. | 1DM03G01F | BASIC CHORUSMART | 1DM03G01F153 | CR BLACK DEVICES
GW12034 | INTERRUPTOR 2M 2P 16AX NEGRO | 17.1 | 1 | 6 | 24 | NR | 8011564266155 | 85365080 | 1DM02 | Building | 1DM | BUILDING | 1DM03G | CHORUSMART DOM.RANG. | 1DM03G01F | BASIC CHORUSMART | 1DM03G01F153 | CR BLACK DEVICES
GW12034F | INTERRUPTOR 2M 2P 16AX CON.RÁPIDA NEGRO | 20.8 | 1 | 6 | 24 | NR | 8011564269842 | 85365080 | 1DM02 | Building | 1DM | BUILDING | 1DM03G | CHORUSMART DOM.RANG. | 1DM03G01F | BASIC CHORUSMART | 1DM03G01F153 | CR BLACK DEVICES
GW12035 | INTERRUPTOR 2M 2P 16AX LUM. SEÑ.NEGRO | 19.8 | 1 | 6 | 24 | NR | 8011564266162 | 85365080 | 1DM02 | Building | 1DM | BUILDING | 1DM03G | CHORUSMART DOM.RANG. | 1DM03G01F | BASIC CHORUSMART | 1DM03G01F153 | CR BLACK DEVICES
GW12035F | INTERR. 2M 2P 16AX LUM.SEÑ.CON.RÁPIDA N. | 23.5 | 1 | 6 | 24 | NR | 8011564269859 | 85365080 | 1DM02 | Building | 1DM | BUILDING | 1DM03G | CHORUSMART DOM.RANG. | 1DM03G01F | BASIC CHORUSMART | 1DM03G01F153 | CR BLACK DEVICES
GW12039 | INTERRUPTOR 2M UNIV.DE TARJETA NEGRO | 18.55 | 1 | 1 | 6 | NR | 8011564439313 | 85389099 | 1DM02 | Building | 1DM | BUILDING | 1DM03G | CHORUSMART DOM.RANG. | 1DM03G01F | BASIC CHORUSMART | 1DM03G01F153 | CR BLACK DEVICES
GW12041 | INTERRUPTOR 3M 1P 16AX NEGRO | 10.7 | 1 | 4 | 12 | NR | 8011564266179 | 85365080 | 1DM02 | Building | 1DM | BUILDING | 1DM03G | CHORUSMART DOM.RANG. | 1DM03G01F | BASIC CHORUSMART | 1DM03G01F153 | CR BLACK DEVICES
GW12042 | INTERRUPTOR 3M 1P 16AX LUM. LOC.NEGRO | 12.55 | 1 | 4 | 12 | NR | 8011564266186 | 85365080 | 1DM02 | Building | 1DM | BUILDING | 1DM03G | CHORUSMART DOM.RANG. | 1DM03G01F | BASIC CHORUSMART | 1DM03G01F153 | CR BLACK DEVICES
GW12043 | INTERRUPTOR 3M 1P 16AX LUM. SEÑ.NEGRO | 12.55 | 1 | 4 | 12 | NR | 8011564266193 | 85365080 | 1DM02 | Building | 1DM | BUILDING | 1DM03G | CHORUSMART DOM.RANG. | 1DM03G01F | BASIC CHORUSMART | 1DM03G01F153 | CR BLACK DEVICES
GW12051 | CONMUTADOR 1M 1P 16AX NEGRO | 7.5 | 1 | 12 | 96 | NR | 8011564266209 | 85365080 | 1DM02 | Building | 1DM | BUILDING | 1DM03G | CHORUSMART DOM.RANG. | 1DM03G01F | BASIC CHORUSMART | 1DM03G01F153 | CR BLACK DEVICES
GW12052 | CONMUTADOR 1M 1P 16AX LUM. LOC.NEGRO | 8.55 | 1 | 12 | 24 | NR | 8011564267114 | 85365080 | 1DM02 | Building | 1DM | BUILDING | 1DM03G | CHORUSMART DOM.RANG. | 1DM03G01F | BASIC CHORUSMART | 1DM03G01F153 | CR BLACK DEVICES
GW12053 | CONMUTADOR 1M 1P 16AX LUM. SEÑ.NEGRO | 8.55 | 1 | 12 | 24 | NR | 8011564267121 | 85365080 | 1DM02 | Building | 1DM | BUILDING | 1DM03G | CHORUSMART DOM.RANG. | 1DM03G01F | BASIC CHORUSMART | 1DM03G01F153 | CR BLACK DEVICES
GW12054 | CONMUTADOR 1M 1P 10AX + LLAVE NEGRO | 52.5 | 1 | 1 | 12 | NR | 8011564268036 | 85365080 | 1DM02 | Building | 1DM | BUILDING | 1DM03G | CHORUSMART DOM.RANG. | 1DM03G01F | BASIC CHORUSMART | 1DM03G01F153 | CR BLACK DEVICES
GW12061 | CONMUTADOR 1/2M 1P 10AX NEGRO | 11.1 | 1 | 6 | 24 | NR | 8011564269347 | 85365080 | 1DM02 | Building | 1DM | BUILDING | 1DM03G | CHORUSMART DOM.RANG. | 1DM03G01F | BASIC CHORUSMART | 1DM03G01F153 | CR BLACK DEVICES
GW12071 | CONMUTADOR 2M 1P 16AX NEGRO | 8.05 | 1 | 6 | 24 | NR | 8011564269354 | 85365080 | 1DM02 | Building | 1DM | BUILDING | 1DM03G | CHORUSMART DOM.RANG. | 1DM03G01F | BASIC CHORUSMART | 1DM03G01F153 | CR BLACK DEVICES
GW12071F | CONMUTADOR 2M 1P 16AX CON.RÁPIDA NEGRO | 13.2 | 1 | 6 | 24 | NR | 8011564269866 | 85365080 | 1DM02 | Building | 1DM | BUILDING | 1DM03G | CHORUSMART DOM.RANG. | 1DM03G01F | BASIC CHORUSMART | 1DM03G01F153 | CR BLACK DEVICES
GW12072 | CONMUTADOR 2M 1P 16AX LUM.LOC.NEGRO | 12.9 | 1 | 6 | 24 | NR | 8011564269361 | 85365080 | 1DM02 | Building | 1DM | BUILDING | 1DM03G | CHORUSMART DOM.RANG. | 1DM03G01F | BASIC CHORUSMART | 1DM03G01F153 | CR BLACK DEVICES
GW12072F | CONMUT. 2M 1P 16AX LUM.LOC.CON.RÁPIDA N. | 20.4 | 1 | 6 | 24 | NR | 8011564269873 | 85365080 | 1DM02 | Building | 1DM | BUILDING | 1DM03G | CHORUSMART DOM.RANG. | 1DM03G01F | BASIC CHORUSMART | 1DM03G01F153 | CR BLACK DEVICES
GW12073 | CONMUTADOR 2M 1P 16AX LUM. SEÑ.NEGRO | 12.9 | 1 | 6 | 24 | NR | 8011564269378 | 85365080 | 1DM02 | Building | 1DM | BUILDING | 1DM03G | CHORUSMART DOM.RANG. | 1DM03G01F | BASIC CHORUSMART | 1DM03G01F153 | CR BLACK DEVICES
GW12073F | CONMUT. 2M 1P 16AX LUM.SEÑ.CON.RÁPIDA N. | 20.4 | 1 | 6 | 24 | NR | 8011564269880 | 85365080 | 1DM02 | Building | 1DM | BUILDING | 1DM03G | CHORUSMART DOM.RANG. | 1DM03G01F | BASIC CHORUSMART | 1DM03G01F153 | CR BLACK DEVICES
GW12078F | DOBLE CONM. 2M 1P 16AX CON.RÁPIDA NEGRO | 18.15 | 1 | 6 | 24 | NR | 8011564269385 | 85365080 | 1DM02 | Building | 1DM | BUILDING | 1DM03G | CHORUSMART DOM.RANG. | 1DM03G01F | BASIC CHORUSMART | 1DM03G01F153 | CR BLACK DEVICES
GW12081 | CONMUTADOR 3M 1P 16AX NEGRO | 12.9 | 1 | 4 | 12 | NR | 8011564268425 | 85365080 | 1DM02 | Building | 1DM | BUILDING | 1DM03G | CHORUSMART DOM.RANG. | 1DM03G01F | BASIC CHORUSMART | 1DM03G01F153 | CR BLACK DEVICES
GW12082 | CONMUTADOR 3M 1P 16AX LUM. LOC.NEGRO | 14.85 | 1 | 4 | 12 | NR | 8011564268449 | 85365080 | 1DM02 | Building | 1DM | BUILDING | 1DM03G | CHORUSMART DOM.RANG. | 1DM03G01F | BASIC CHORUSMART | 1DM03G01F153 | CR BLACK DEVICES
GW12083 | CONMUTADOR 3M 1P 16AX LUM. SEÑ.NEGRO | 14.85 | 1 | 4 | 12 | NR | 8011564268456 | 85365080 | 1DM02 | Building | 1DM | BUILDING | 1DM03G | CHORUSMART DOM.RANG. | 1DM03G01F | BASIC CHORUSMART | 1DM03G01F153 | CR BLACK DEVICES
GW12091 | CRUZAMIENTO 1M 1P 16AX NEGRO | 14.85 | 1 | 12 | 48 | NR | 8011564267138 | 85365080 | 1DM02 | Building | 1DM | BUILDING | 1DM03G | CHORUSMART DOM.RANG. | 1DM03G01F | BASIC CHORUSMART | 1DM03G01F153 | CR BLACK DEVICES
GW12092 | CRUZAMIENTO 1M 1P 16AX LUM.LOC.NEGRO | 17.1 | 1 | 12 | 24 | NR | 8011564267145 | 85365080 | 1DM02 | Building | 1DM | BUILDING | 1DM03G | CHORUSMART DOM.RANG. | 1DM03G01F | BASIC CHORUSMART | 1DM03G01F153 | CR BLACK DEVICES
GW12093 | CRUZAMIENTO 1M 1P 16AX LUM.SEÑ.NEGRO | 17.1 | 1 | 12 | 24 | NR | 8011564267152 | 85365080 | 1DM02 | Building | 1DM | BUILDING | 1DM03G | CHORUSMART DOM.RANG. | 1DM03G01F | BASIC CHORUSMART | 1DM03G01F153 | CR BLACK DEVICES
GW12101 | CRUZAMIENTO 2M 1P 16AX NEGRO | 18.55 | 1 | 6 | 12 | NR | 8011564268715 | 85365080 | 1DM02 | Building | 1DM | BUILDING | 1DM03G | CHORUSMART DOM.RANG. | 1DM03G01F | BASIC CHORUSMART | 1DM03G01F153 | CR BLACK DEVICES
GW12101F | CRUZAMIENTO 2M 1P 16AX CON.RÁPIDA NEGRO | 27.2 | 1 | 6 | 12 | NR | 8011564268746 | 85365080 | 1DM02 | Building | 1DM | BUILDING | 1DM03G | CHORUSMART DOM.RANG. | 1DM03G01F | BASIC CHORUSMART | 1DM03G01F153 | CR BLACK DEVICES
GW12102 | CRUZAMIENTO 2M 1P 16AX LUM.LOC.NEGRO | 26.05 | 1 | 6 | 12 | NR | 8011564268760 | 85365080 | 1DM02 | Building | 1DM | BUILDING | 1DM03G | CHORUSMART DOM.RANG. | 1DM03G01F | BASIC CHORUSMART | 1DM03G01F153 | CR BLACK DEVICES
GW12102F | CRUZAM. 2M 1P 16AX LUM.LOC.CON.RÁPIDA N. | 30.8 | 1 | 6 | 12 | NR | 8011564268784 | 85365080 | 1DM02 | Building | 1DM | BUILDING | 1DM03G | CHORUSMART DOM.RANG. | 1DM03G01F | BASIC CHORUSMART | 1DM03G01F153 | CR BLACK DEVICES
GW12103 | CRUZAMIENTO 2M 1P 16AX LUM.SEÑ.NEGRO | 26.05 | 1 | 6 | 12 | NR | 8011564268807 | 85365080 | 1DM02 | Building | 1DM | BUILDING | 1DM03G | CHORUSMART DOM.RANG. | 1DM03G01F | BASIC CHORUSMART | 1DM03G01F153 | CR BLACK DEVICES
GW12103F | CRUZAM. 2M 1P 16AX LUM.SEÑ.CON.RÁPIDA N. | 30.8 | 1 | 6 | 12 | NR | 8011564268814 | 85365080 | 1DM02 | Building | 1DM | BUILDING | 1DM03G | CHORUSMART DOM.RANG. | 1DM03G01F | BASIC CHORUSMART | 1DM03G01F153 | CR BLACK DEVICES
GW12111 | CRUZAMIENTO 3M 1P 16AX NEGRO | 25.55 | 1 | 4 | 12 | NR | 8011564268463 | 85365080 | 1DM02 | Building | 1DM | BUILDING | 1DM03G | CHORUSMART DOM.RANG. | 1DM03G01F | BASIC CHORUSMART | 1DM03G01F153 | CR BLACK DEVICES
GW12112 | CRUZAMIENTO 3M 1P 16AX LUM.LOC.NEGRO | 29.25 | 1 | 4 | 12 | NR | 8011564268487 | 85365080 | 1DM02 | Building | 1DM | BUILDING | 1DM03G | CHORUSMART DOM.RANG. | 1DM03G01F | BASIC CHORUSMART | 1DM03G01F153 | CR BLACK DEVICES
GW12113 | CRUZAMIENTO 3M 1P 16AX LUM.SEÑ.NEGRO | 29.25 | 1 | 4 | 12 | NR | 8011564268494 | 85365080 | 1DM02 | Building | 1DM | BUILDING | 1DM03G | CHORUSMART DOM.RANG. | 1DM03G01F | BASIC CHORUSMART | 1DM03G01F153 | CR BLACK DEVICES
GW12121 | CONMUTADOR 1M 1P 10AX ARR-ABAJO NEGRO | 15.75 | 1 | 12 | 24 | NR | 8011564267169 | 85365080 | 1DM02 | Building | 1DM | BUILDING | 1DM03G | CHORUSMART DOM.RANG. | 1DM03G01F | BASIC CHORUSMART | 1DM03G01F153 | CR BLACK DEVICES
GW12122 | CONMUTADOR 2P 10AX 6 TERMINALES 1M NEGRO | 19.45 | 1 | 12 | 24 | NR | 8011564811546 | 85365080 | 1DM02 | Building | 1DM | BUILDING | 1DM03G | CHORUSMART DOM.RANG. | 1DM03G01F | BASIC CHORUSMART | 1DM03G01F153 | CR BLACK DEVICES
GW12123 | CONMUTADOR 1P 10A 2MOD. CHORUS NEGRO | 20.1 | 1 | 6 | 24 | NR | 8011564894174 | 85365080 | 1DM02 | Building | 1DM | BUILDING | 1DM03G | CHORUSMART DOM.RANG. | 1DM03G01F | BASIC CHORUSMART | 1DM03G01F153 | CR BLACK DEVICES
GW12131 | PULSADOR 1M 1P NA 16A NEGRO | 8.05 | 1 | 12 | 96 | NR | 8011564267190 | 85365080 | 1DM02 | Building | 1DM | BUILDING | 1DM03G | CHORUSMART DOM.RANG. | 1DM03G01F | BASIC CHORUSMART | 1DM03G01F153 | CR BLACK DEVICES
GW12132 | PULSADOR 1M 1P NA 16A LUM. LOC.NEGRO | 7.6 | 1 | 12 | 24 | NR | 8011564269521 | 85365080 | 1DM02 | Building | 1DM | BUILDING | 1DM03G | CHORUSMART DOM.RANG. | 1DM03G01F | BASIC CHORUSMART | 1DM03G01F153 | CR BLACK DEVICES
GW12133 | PULSADOR 1M 1P NA 16A LUM. SEÑ. NEGRO | 7.4 | 1 | 12 | 24 | NR | 8011564269538 | 85365080 | 1DM02 | Building | 1DM | BUILDING | 1DM03G | CHORUSMART DOM.RANG. | 1DM03G01F | BASIC CHORUSMART | 1DM03G01F153 | CR BLACK DEVICES
GW12134 | PULSADOR 1M 2P NA 16A NEGRO | 11.45 | 1 | 12 | 24 | NR | 8011564269545 | 85365080 | 1DM02 | Building | 1DM | BUILDING | 1DM03G | CHORUSMART DOM.RANG. | 1DM03G01F | BASIC CHORUSMART | 1DM03G01F153 | CR BLACK DEVICES
GW12135 | PULSADOR 1M 2P NA 16A LUM. SEÑ. NEGRO | 13.1 | 1 | 12 | 24 | NR | 8011564269552 | 85365080 | 1DM02 | Building | 1DM | BUILDING | 1DM03G | CHORUSMART DOM.RANG. | 1DM03G01F | BASIC CHORUSMART | 1DM03G01F153 | CR BLACK DEVICES
GW12136 | PULSADOR 1 M 1P NA 16A TIRANTE NEGRO | 17.3 | 1 | 1 | 12 | NR | 8011564268043 | 85365080 | 1DM02 | Building | 1DM | BUILDING | 1DM03G | CHORUSMART DOM.RANG. | 1DM03G01F | BASIC CHORUSMART | 1DM03G01F153 | CR BLACK DEVICES
GW12137 | PULSADOR 1M 1P NC 16A NEGRO | 6.7 | 1 | 12 | 24 | NR | 8011564269569 | 85365080 | 1DM02 | Building | 1DM | BUILDING | 1DM03G | CHORUSMART DOM.RANG. | 1DM03G01F | BASIC CHORUSMART | 1DM03G01F153 | CR BLACK DEVICES
GW12138 | PULSADOR 1 M 1P NC+NA 16A PARADA NEGRO | 11.75 | 1 | 12 | 24 | NR | 8011564269576 | 85365080 | 1DM02 | Building | 1DM | BUILDING | 1DM03G | CHORUSMART DOM.RANG. | 1DM03G01F | BASIC CHORUSMART | 1DM03G01F153 | CR BLACK DEVICES
GW12139 | PULSADOR 1 M 1P NA+NC 16A MARCHA NEGRO | 11.75 | 1 | 12 | 24 | NR | 8011564269583 | 85365080 | 1DM02 | Building | 1DM | BUILDING | 1DM03G | CHORUSMART DOM.RANG. | 1DM03G01F | BASIC CHORUSMART | 1DM03G01F153 | CR BLACK DEVICES
GW12140 | PULSADOR 1M 1P NA+NA 10A INTERBL. NEGRO | 12.75 | 1 | 12 | 24 | NR | 8011564269590 | 85365080 | 1DM02 | Building | 1DM | BUILDING | 1DM03G | CHORUSMART DOM.RANG. | 1DM03G01F | BASIC CHORUSMART | 1DM03G01F153 | CR BLACK DEVICES
GW12141 | PULSADOR 1M DOBLE NA 16A NEGRO | 20.3 | 1 | 12 | 24 | NR | 8011564269606 | 85365080 | 1DM02 | Building | 1DM | BUILDING | 1DM03G | CHORUSMART DOM.RANG. | 1DM03G01F | BASIC CHORUSMART | 1DM03G01F153 | CR BLACK DEVICES
GW12142 | PULSADOR 1M 1P NA 16A TEST. VERDE NEGRO | 15.75 | 1 | 12 | 24 | NR | 8011564269613 | 85365080 | 1DM02 | Building | 1DM | BUILDING | 1DM03G | CHORUSMART DOM.RANG. | 1DM03G01F | BASIC CHORUSMART | 1DM03G01F153 | CR BLACK DEVICES
GW12143 | PULSADOR 1M 1P NA 16A TEST. ROJO NEGRO | 15.75 | 1 | 12 | 24 | NR | 8011564269620 | 85365080 | 1DM02 | Building | 1DM | BUILDING | 1DM03G | CHORUSMART DOM.RANG. | 1DM03G01F | BASIC CHORUSMART | 1DM03G01F153 | CR BLACK DEVICES
GW12144 | PULSADOR 1M 1P NA 16A TEST.TRANSP.NEGRO | 15.75 | 1 | 12 | 24 | NR | 8011564269637 | 85365080 | 1DM02 | Building | 1DM | BUILDING | 1DM03G | CHORUSMART DOM.RANG. | 1DM03G01F | BASIC CHORUSMART | 1DM03G01F153 | CR BLACK DEVICES
GW12145 | PULSADOR 1M 2P NA 10A +LLAVE NEGRO | 52.5 | 1 | 1 | 12 | NR | 8011564268067 | 85365080 | 1DM02 | Building | 1DM | BUILDING | 1DM03G | CHORUSMART DOM.RANG. | 1DM03G01F | BASIC CHORUSMART | 1DM03G01F153 | CR BLACK DEVICES
GW12151 | PULSADOR 1M 1P NA 16A ALUMB. NEGRO | 6.9 | 1 | 12 | 24 | NR | 8011564277236 | 85365080 | 1DM02 | Building | 1DM | BUILDING | 1DM03G | CHORUSMART DOM.RANG. | 1DM03G01F | BASIC CHORUSMART | 1DM03G01F153 | CR BLACK DEVICES
GW12152 | PULSADOR 1M 1P NA 16A LLAVE NEGRO | 6.9 | 1 | 12 | 24 | NR | 8011564277243 | 85365080 | 1DM02 | Building | 1DM | BUILDING | 1DM03G | CHORUSMART DOM.RANG. | 1DM03G01F | BASIC CHORUSMART | 1DM03G01F153 | CR BLACK DEVICES
GW12153 | PULSADOR 1 M 1P NA 16A TIMBRE NEGRO | 6.9 | 1 | 12 | 24 | NR | 8011564277250 | 85365080 | 1DM02 | Building | 1DM | BUILDING | 1DM03G | CHORUSMART DOM.RANG. | 1DM03G01F | BASIC CHORUSMART | 1DM03G01F153 | CR BLACK DEVICES
GW12159F | PULSADOR+CONM. 2M 1P NA CON.RÁP.16AX NEG | 24.4 | 1 | 6 | 24 | NR | 8011564269392 | 85365080 | 1DM02 | Building | 1DM | BUILDING | 1DM03G | CHORUSMART DOM.RANG. | 1DM03G01F | BASIC CHORUSMART | 1DM03G01F153 | CR BLACK DEVICES
GW12160F | DOBLE PULS. 2M 1P NA 16A CONEX.RÁP.NEGRO | 24.4 | 1 | 6 | 24 | NR | 8011564269408 | 85365080 | 1DM02 | Building | 1DM | BUILDING | 1DM03G | CHORUSMART DOM.RANG. | 1DM03G01F | BASIC CHORUSMART | 1DM03G01F153 | CR BLACK DEVICES
GW12161 | PULSADOR 1/2M 1P NA 10A NEGRO | 9.9 | 1 | 6 | 24 | NR | 8011564269415 | 85365080 | 1DM02 | Building | 1DM | BUILDING | 1DM03G | CHORUSMART DOM.RANG. | 1DM03G01F | BASIC CHORUSMART | 1DM03G01F153 | CR BLACK DEVICES
GW12162 | PULSADOR 1/2 M. 1P NA 10A LUM.LOC.NEGRO | 11.75 | 1 | 6 | 24 | NR | 8011564269422 | 85365080 | 1DM02 | Building | 1DM | BUILDING | 1DM03G | CHORUSMART DOM.RANG. | 1DM03G01F | BASIC CHORUSMART | 1DM03G01F153 | CR BLACK DEVICES
GW12171 | PULSADOR 2M 1P NA 16A NEGRO | 8.65 | 1 | 6 | 24 | NR | 8011564269439 | 85365080 | 1DM02 | Building | 1DM | BUILDING | 1DM03G | CHORUSMART DOM.RANG. | 1DM03G01F | BASIC CHORUSMART | 1DM03G01F153 | CR BLACK DEVICES
GW12171F | PULSADOR 2M 1P NA 16A CON.RÁPIDA NEGRO | 11.85 | 1 | 6 | 24 | NR | 8011564269446 | 85365080 | 1DM02 | Building | 1DM | BUILDING | 1DM03G | CHORUSMART DOM.RANG. | 1DM03G01F | BASIC CHORUSMART | 1DM03G01F153 | CR BLACK DEVICES
GW12172 | PULSADOR 2M 1P NA 16A LUM. LOC.NEGRO | 11.75 | 1 | 6 | 24 | NR | 8011564269453 | 85365080 | 1DM02 | Building | 1DM | BUILDING | 1DM03G | CHORUSMART DOM.RANG. | 1DM03G01F | BASIC CHORUSMART | 1DM03G01F153 | CR BLACK DEVICES
GW12172F | PULS. 2M 1P NA 16A LUM.LOC.CON.RÁPIDA N. | 16.05 | 1 | 6 | 24 | NR | 8011564269460 | 85365080 | 1DM02 | Building | 1DM | BUILDING | 1DM03G | CHORUSMART DOM.RANG. | 1DM03G01F | BASIC CHORUSMART | 1DM03G01F153 | CR BLACK DEVICES
GW12173 | PULSADOR 2M 1P NA 16A LUM. SEÑ. NEGRO | 11.75 | 1 | 6 | 24 | NR | 8011564269477 | 85365080 | 1DM02 | Building | 1DM | BUILDING | 1DM03G | CHORUSMART DOM.RANG. | 1DM03G01F | BASIC CHORUSMART | 1DM03G01F153 | CR BLACK DEVICES
GW12173F | PULS. 2M 1P NA 16A LUM.SEÑ.CON.RÁPIDA N. | 16.05 | 1 | 6 | 24 | NR | 8011564269484 | 85365080 | 1DM02 | Building | 1DM | BUILDING | 1DM03G | CHORUSMART DOM.RANG. | 1DM03G01F | BASIC CHORUSMART | 1DM03G01F153 | CR BLACK DEVICES
GW12181 | PULSADOR 3M 1P NA 16A NEGRO | 11.45 | 1 | 4 | 12 | NR | 8011564268517 | 85365080 | 1DM02 | Building | 1DM | BUILDING | 1DM03G | CHORUSMART DOM.RANG. | 1DM03G01F | BASIC CHORUSMART | 1DM03G01F153 | CR BLACK DEVICES
GW12182 | PULSADOR 3M 1P NA 16A LUM. LOC.NEGRO | 13.2 | 1 | 4 | 12 | NR | 8011564268562 | 85365080 | 1DM02 | Building | 1DM | BUILDING | 1DM03G | CHORUSMART DOM.RANG. | 1DM03G01F | BASIC CHORUSMART | 1DM03G01F153 | CR BLACK DEVICES
GW12183 | PULSADOR 3M 1P NA 16A LUM. SEÑ. NEGRO | 13.2 | 1 | 4 | 12 | NR | 8011564268579 | 85365080 | 1DM02 | Building | 1DM | BUILDING | 1DM03G | CHORUSMART DOM.RANG. | 1DM03G01F | BASIC CHORUSMART | 1DM03G01F153 | CR BLACK DEVICES
GW12191 | PULS.2M 1P NA 10A PLACA P.ETIQ.LUM.NEGRO | 16.05 | 1 | 6 | 24 | NR | 8011564269491 | 85365080 | 1DM02 | Building | 1DM | BUILDING | 1DM03G | CHORUSMART DOM.RANG. | 1DM03G01F | BASIC CHORUSMART | 1DM03G01F153 | CR BLACK DEVICES
GW12192 | PULS.3M 1P NA 10A PLACA P.ETIQ.LUM.NEGRO | 16.05 | 1 | 4 | 16 | NR | 8011564268890 | 85365080 | 1DM02 | Building | 1DM | BUILDING | 1DM03G | CHORUSMART DOM.RANG. | 1DM03G01F | BASIC CHORUSMART | 1DM03G01F153 | CR BLACK DEVICES
GW12194 | TAPA CIEGA 2M SALIDA CABLE NEGRO | 3.9 | 1 | 6 | 48 | NR | 8011564298811 | 85389099 | 1DM02 | Building | 1DM | BUILDING | 1DM03G | CHORUSMART DOM.RANG. | 1DM03G01F | BASIC CHORUSMART | 1DM03G01F153 | CR BLACK DEVICES
GW12195 | TAPA CIEGA 1M NEGRO | 1.75 | 1 | 10 | 200 | NR | 8011564269668 | 85389099 | 1DM02 | Building | 1DM | BUILDING | 1DM03G | CHORUSMART DOM.RANG. | 1DM03G01F | BASIC CHORUSMART | 1DM03G01F153 | CR BLACK DEVICES
GW12196 | TAPA CIEGA 1M SALIDA CABLE NEGRO | 6.7 | 1 | 1 | 48 | NR | 8011564266636 | 85389099 | 1DM02 | Building | 1DM | BUILDING | 1DM03G | CHORUSMART DOM.RANG. | 1DM03G01F | BASIC CHORUSMART | 1DM03G01F153 | CR BLACK DEVICES
GW12197 | TAPA CIEGA 1/2M NEGRO | 2.45 | 1 | 4 | 48 | NR | 8011564266827 | 85389099 | 1DM02 | Building | 1DM | BUILDING | 1DM03G | CHORUSMART DOM.RANG. | 1DM03G01F | BASIC CHORUSMART | 1DM03G01F153 | CR BLACK DEVICES
GW12198 | TAPA CIEGA 2M NEGRO | 3.1 | 1 | 1 | 48 | NR | 8011564266643 | 85389099 | 1DM02 | Building | 1DM | BUILDING | 1DM03G | CHORUSMART DOM.RANG. | 1DM03G01F | BASIC CHORUSMART | 1DM03G01F153 | CR BLACK DEVICES
GW12199 | TAPA CIEGA 3M NEGRO | 4.75 | 1 | 1 | 48 | NR | 8011564266650 | 85389099 | 1DM02 | Building | 1DM | BUILDING | 1DM03G | CHORUSMART DOM.RANG. | 1DM03G01F | BASIC CHORUSMART | 1DM03G01F153 | CR BLACK DEVICES
GW12201 | BASE 1M 2P+T 10A P11 NOR.ITALIANA NEGRO | 6.7 | 1 | 12 | 96 | NR | 8011564267206 | 85366990 | 1DM02 | Building | 1DM | BUILDING | 1DM03G | CHORUSMART DOM.RANG. | 1DM03G01F | BASIC CHORUSMART | 1DM03G01F153 | CR BLACK DEVICES
GW12203 | B. 1M 2P+T 16A BIV.P17-11 NOR.ITA. NEGRO | 7.75 | 1 | 12 | 96 | NR | 8011564267312 | 85366990 | 1DM02 | Building | 1DM | BUILDING | 1DM03G | CHORUSMART DOM.RANG. | 1DM03G01F | BASIC CHORUSMART | 1DM03G01F153 | CR BLACK DEVICES
GW12204 | BASE 2M 2P+T 16A BIV.P30-17 NOR.ITA/AL.N | 14.1 | 1 | 6 | 48 | NR | 8011564266896 | 85366990 | 1DM02 | Building | 1DM | BUILDING | 1DM03G | CHORUSMART DOM.RANG. | 1DM03G01F | BASIC CHORUSMART | 1DM03G01F153 | CR BLACK DEVICES
GW12205 | BASE 2M 2P+T 16A P30 NOR.ITA/AL.NEGRO | 12.25 | 1 | 6 | 48 | NR | 8011564266902 | 85366990 | 1DM02 | Building | 1DM | BUILDING | 1DM03G | CHORUSMART DOM.RANG. | 1DM03G01F | BASIC CHORUSMART | 1DM03G01F153 | CR BLACK DEVICES
GW12208 | BASE DOBLE 2P+T 16A P17-11 BIV.NOR.ITA.N | 21.4 | 1 | 6 | 24 | NR | 8011564269507 | 85366990 | 1DM02 | Building | 1DM | BUILDING | 1DM03G | CHORUSMART DOM.RANG. | 1DM03G01F | BASIC CHORUSMART | 1DM03G01F153 | CR BLACK DEVICES
GW12209 | B.TRIPLE 2P+T 16A P17-11 BIV.NOR.ITA.N | 41.4 | 1 | 4 | 12 | NR | 8011564269514 | 85366990 | 1DM02 | Building | 1DM | BUILDING | 1DM03G | CHORUSMART DOM.RANG. | 1DM03G01F | BASIC CHORUSMART | 1DM03G01F153 | CR BLACK DEVICES
GW12241 | BASE 2M 2P+T 16A NOR.ALEMANA NEGRO | 7.85 | 1 | 6 | 48 | NR | 8011564266919 | 85366990 | 1DM02 | Building | 1DM | BUILDING | 1DM03G | CHORUSMART DOM.RANG. | 1DM03G01F | BASIC CHORUSMART | 1DM03G01F153 | CR BLACK DEVICES
GW12241F | BASE 2M 2P+T 16A APR.TR.RÁPIDO NOR.ESP.N | 14.95 | 1 | 6 | 12 | NR | 8011564425033 | 85366990 | 1DM02 | Building | 1DM | BUILDING | 1DM03G | CHORUSMART DOM.RANG. | 1DM03G01F | BASIC CHORUSMART | 1DM03G01F153 | CR BLACK DEVICES
GW12242 | BASE 2M 2P+T 16A NOR. ESP. CON TAPA N | 12.45 | 1 | 6 | 48 | NR | 8011564842038 | 85366990 | 1DM02 | Building | 1DM | BUILDING | 1DM03G | CHORUSMART DOM.RANG. | 1DM03G01F | BASIC CHORUSMART | 1DM03G01F153 | CR BLACK DEVICES
GW12246 | BASE 2M 2P 16A NOR.FRANCESA NEGRO | 8.05 | 1 | 1 | 24 | NR | 8011564266926 | 85366990 | 1DM02 | Building | 1DM | BUILDING | 1DM03G | CHORUSMART DOM.RANG. | 1DM03G01F | BASIC CHORUSMART | 1DM03G01F153 | CR BLACK DEVICES
GW12247 | BASE 2M 2P+T 16A NOR.FRANCESA NEGRO | 11.45 | 1 | 6 | 48 | NR | 8011564266933 | 85366990 | 1DM02 | Building | 1DM | BUILDING | 1DM03G | CHORUSMART DOM.RANG. | 1DM03G01F | BASIC CHORUSMART | 1DM03G01F153 | CR BLACK DEVICES
GW12247F | BASE 2M 2P+T 16A APR.CON.RÁPIDA NOR.FR.N | 12.9 | 1 | 6 | 12 | NR | 8011564268845 | 85366990 | 1DM02 | Building | 1DM | BUILDING | 1DM03G | CHORUSMART DOM.RANG. | 1DM03G01F | BASIC CHORUSMART | 1DM03G01F153 | CR BLACK DEVICES
GW12248 | BASE 2M 2P+T 16A APR.FR.BORNES NOR.FR.N. | 12.9 | 1 | 6 | 12 | NR | 8011564292765 | 85366990 | 1DM02 | Building | 1DM | BUILDING | 1DM03G | CHORUSMART DOM.RANG. | 1DM03G01F | BASIC CHORUSMART | 1DM03G01F153 | CR BLACK DEVICES
GW12281 | BASE 2M 2P+T 16A NOR.ISRAELITA NEGRO | 9.5 | 1 | 24 | 40 | NR | 8011564266940 | 85366990 | 1DM02 | Building | 1DM | BUILDING | 1DM03G | CHORUSMART DOM.RANG. | 1DM03G01F | BASIC CHORUSMART | 1DM03G01F153 | CR BLACK DEVICES
GW12282 | BASE 1M 2P 10A NOR.ISRAELÍ NEGRA | 14.85 | 1 | 1 | 48 | NR | 8011564815124 | 85366990 | 1DM02 | Building | 1DM | BUILDING | 1DM03G | CHORUSMART DOM.RANG. | 1DM03G01F | BASIC CHORUSMART | 1DM03G01F153 | CR BLACK DEVICES
GW12286 | BASE 1M 2P+T 15A NOR. ESTADOUNID. NEGRO | 7.6 | 1 | 12 | 48 | NR | 8011564267176 | 85366990 | 1DM02 | Building | 1DM | BUILDING | 1DM03G | CHORUSMART DOM.RANG. | 1DM03G01F | BASIC CHORUSMART | 1DM03G01F153 | CR BLACK DEVICES
GW12287 | BASE 1M 2P 15A NOR. EUROAMERIC. NEGRO | 7.85 | 1 | 12 | 48 | NR | 8011564267183 | 85366990 | 1DM02 | Building | 1DM | BUILDING | 1DM03G | CHORUSMART DOM.RANG. | 1DM03G01F | BASIC CHORUSMART | 1DM03G01F153 | CR BLACK DEVICES
GW12288 | BASE 1M 2P+T 15A NOR. AMERIC. NEGRO | 8.95 | 1 | 12 | 48 | NR | 8011564439436 | 85366990 | 1DM02 | Building | 1DM | BUILDING | 1DM03G | CHORUSMART DOM.RANG. | 1DM03G01F | BASIC CHORUSMART | 1DM03G01F153 | CR BLACK DEVICES
GW12296 | BASE 2M 2P+T 13A NOR.INGLESA NEGRO | 15.85 | 1 | 6 | 48 | NR | 8011564266957 | 85366990 | 1DM02 | Building | 1DM | BUILDING | 1DM03G | CHORUSMART DOM.RANG. | 1DM03G01F | BASIC CHORUSMART | 1DM03G01F153 | CR BLACK DEVICES
GW12297 | BASE 2M 2P+T 15A NOR.INGLESA NEGRO | 15.85 | 1 | 6 | 48 | NR | 8011564266964 | 85366990 | 1DM02 | Building | 1DM | BUILDING | 1DM03G | CHORUSMART DOM.RANG. | 1DM03G01F | BASIC CHORUSMART | 1DM03G01F153 | CR BLACK DEVICES
GW12298 | BASE 2M 2P+T 16A D.7MM NORMA IN/S.AF.N. | 18.65 | 1 | 6 | 48 | NR | 8011564421820 | 85366990 | 1DM02 | Building | 1DM | BUILDING | 1DM03G | CHORUSMART DOM.RANG. | 1DM03G01F | BASIC CHORUSMART | 1DM03G01F153 | CR BLACK DEVICES
GW12299 | BASE 1M 2P+T 16A NORMA SUDAFRICANA N. | 12.75 | 1 | 12 | 240 | NR | 8011564894440 | 85366990 | 1DM02 | Building | 1DM | BUILDING | 1DM03G | CHORUSMART DOM.RANG. | 1DM03G01F | BASIC CHORUSMART | 1DM03G01F153 | CR BLACK DEVICES
GW12301 | BASE 2M 2P+T 10A NOR.ARGENTINA NEGRO | 15.25 | 1 | 6 | 48 | NR | 8011564266971 | 85366990 | 1DM02 | Building | 1DM | BUILDING | 1DM03G | CHORUSMART DOM.RANG. | 1DM03G01F | BASIC CHORUSMART | 1DM03G01F153 | CR BLACK DEVICES
GW12306 | BASE 2M 2P+T 10A NOR.AUSTRALIANA NEGRO | 15.25 | 1 | 6 | 48 | NR | 8011564266995 | 85366990 | 1DM02 | Building | 1DM | BUILDING | 1DM03G | CHORUSMART DOM.RANG. | 1DM03G01F | BASIC CHORUSMART | 1DM03G01F153 | CR BLACK DEVICES
GW12307 | BASE 2M 2P+T 15A NOR.AUSTRALIANA NEGRO | 15.25 | 1 | 6 | 48 | NR | 8011564267008 | 85366990 | 1DM02 | Building | 1DM | BUILDING | 1DM03G | CHORUSMART DOM.RANG. | 1DM03G01F | BASIC CHORUSMART | 1DM03G01F153 | CR BLACK DEVICES
GW12310 | T. DE FUERZA MULTIESTÁNDAR CH/NG. | 10.2 | 1 | 10 | 40 | NR | 8011564795037 | 85366990 | 1DM02 | Building | 1DM | BUILDING | 1DM03G | CHORUSMART DOM.RANG. | 1DM03G01F | BASIC CHORUSMART | 1DM03G01F153 | CR BLACK DEVICES
GW12311 | B.INT.2M.+INTERR.MAGN.1P+N 16A P17/11 N. | 89.5 | 1 | 1 | 6 | NR | 8011564267329 | 85366990 | 1DM02 | Building | 1DM | BUILDING | 1DM03G | CHORUSMART DOM.RANG. | 1DM03G01F | BASIC CHORUSMART | 1DM03G01F153 | CR BLACK DEVICES
GW12312 | B.INT.+INTERR.MAGN.3M 1P+N 16A P30/17 N. | 98 | 1 | 1 | 4 | NR | 8011564267336 | 85366990 | 1DM02 | Building | 1DM | BUILDING | 1DM03G | CHORUSMART DOM.RANG. | 1DM03G01F | BASIC CHORUSMART | 1DM03G01F153 | CR BLACK DEVICES
GW12321 | B.INT.+INTERR.DIF.3M 1P+N 16A P17/11 N | 251 | 1 | 1 | 4 | NR | 8011564267343 | 85366990 | 1DM02 | Building | 1DM | BUILDING | 1DM03G | CHORUSMART DOM.RANG. | 1DM03G01F | BASIC CHORUSMART | 1DM03G01F153 | CR BLACK DEVICES
GW12322 | B.INT.+INT.M.DIF.4M 1P+N 16A P30/17/11 N | 287.5 | 1 | 1 | 2 | NR | 8011564267350 | 85366990 | 1DM02 | Building | 1DM | BUILDING | 1DM03G | CHORUSMART DOM.RANG. | 1DM03G01F | BASIC CHORUSMART | 1DM03G01F153 | CR BLACK DEVICES
GW12331 | B.MÁQUINA DE AFEITAR +TRANSF.AISLAM.3M N | 94 | 1 | 1 | 2 | NR | 8011564267367 | 85366990 | 1DM02 | Building | 1DM | BUILDING | 1DM03G | CHORUSMART DOM.RANG. | 1DM03G01F | BASIC CHORUSMART | 1DM03G01F153 | CR BLACK DEVICES
GW12341 | BASE 2M 2P+T 16A+APR.FR.BORNES NOR.ESP.N | 8.15 | 1 | 6 | 12 | NR | 8011564280762 | 85366990 | 1DM02 | Building | 1DM | BUILDING | 1DM03G | CHORUSMART DOM.RANG. | 1DM03G01F | BASIC CHORUSMART | 1DM03G01F153 | CR BLACK DEVICES
GW12361 | TOMA TV 1M DIRECTA CON.MACHO 9,5mm NEGRO | 18.65 | 1 | 1 | 48 | NR | 8011564266667 | 85366910 | 1DM02 | Building | 1DM | BUILDING | 1DM03G | CHORUSMART DOM.RANG. | 1DM03G01F | BASIC CHORUSMART | 1DM03G01F153 | CR BLACK DEVICES
GW12362 | TOMA TV 1M PAS. 5dB CON. MACHO 9,5mm N. | 24.8 | 1 | 1 | 24 | NR | 8011564268906 | 85366910 | 1DM02 | Building | 1DM | BUILDING | 1DM03G | CHORUSMART DOM.RANG. | 1DM03G01F | BASIC CHORUSMART | 1DM03G01F153 | CR BLACK DEVICES
GW12363 | TOMA TV 1M PAS. 10dB CON. MACHO 9,5mm N. | 24.8 | 1 | 1 | 24 | NR | 8011564268913 | 85366910 | 1DM02 | Building | 1DM | BUILDING | 1DM03G | CHORUSMART DOM.RANG. | 1DM03G01F | BASIC CHORUSMART | 1DM03G01F153 | CR BLACK DEVICES
GW12367 | TOMA TV 2M DIRECTA CON.MASHO 9,5mm NEGRO | 10.6 | 1 | 1 | 24 | NR | 8011564823716 | 85366910 | 1DM02 | Building | 1DM | BUILDING | 1DM03G | CHORUSMART DOM.RANG. | 1DM03G01F | BASIC CHORUSMART | 1DM03G01F153 | CR BLACK DEVICES
GW12371 | TOMA TV/SAT 1M DIRECTA CON.F-HEMBRA N. | 19.8 | 1 | 1 | 48 | NR | 8011564266674 | 85366910 | 1DM02 | Building | 1DM | BUILDING | 1DM03G | CHORUSMART DOM.RANG. | 1DM03G01F | BASIC CHORUSMART | 1DM03G01F153 | CR BLACK DEVICES
GW12372 | TOMA TV/SAT 1M PAS. 5dB CON.F-HEMBRA N. | 26.05 | 1 | 1 | 24 | NR | 8011564268968 | 85366910 | 1DM02 | Building | 1DM | BUILDING | 1DM03G | CHORUSMART DOM.RANG. | 1DM03G01F | BASIC CHORUSMART | 1DM03G01F153 | CR BLACK DEVICES
GW12373 | TOMA TV/SAT 1M PAS. 10dB CON.F-HEMBRA N. | 26.05 | 1 | 1 | 24 | NR | 8011564268975 | 85366910 | 1DM02 | Building | 1DM | BUILDING | 1DM03G | CHORUSMART DOM.RANG. | 1DM03G01F | BASIC CHORUSMART | 1DM03G01F153 | CR BLACK DEVICES
GW12377 | TOMA TV/SAT 2M DIRECTA CONECTOR-F NEGRO | 10.3 | 1 | 1 | 24 | NR | 8011564823747 | 85366910 | 1DM02 | Building | 1DM | BUILDING | 1DM03G | CHORUSMART DOM.RANG. | 1DM03G01F | BASIC CHORUSMART | 1DM03G01F153 | CR BLACK DEVICES
GW12381 | TOMA TV+FM 2M NEGRO | 34 | 1 | 1 | 24 | NR | 8011564269019 | 85366910 | 1DM02 | Building | 1DM | BUILDING | 1DM03G | CHORUSMART DOM.RANG. | 1DM03G01F | BASIC CHORUSMART | 1DM03G01F153 | CR BLACK DEVICES
GW12382 | TOMA TV+FM +SAT 2M NEGRO | 37.1 | 1 | 1 | 24 | NR | 8011564269026 | 85366910 | 1DM02 | Building | 1DM | BUILDING | 1DM03G | CHORUSMART DOM.RANG. | 1DM03G01F | BASIC CHORUSMART | 1DM03G01F153 | CR BLACK DEVICES
GW12383 | TOMA TV+SAT - 2M NEGRO | 36.05 | 1 | 1 | 24 | NR | 8011564294981 | 85366910 | 1DM02 | Building | 1DM | BUILDING | 1DM03G | CHORUSMART DOM.RANG. | 1DM03G01F | BASIC CHORUSMART | 1DM03G01F153 | CR BLACK DEVICES
GW12386 | SOPORTE PARA TOMA DE TV/R CH-BK | 3.4 | 1 | 1 | 24 | NR | 8011564718234 | 85389099 | 1DM02 | Building | 1DM | BUILDING | 1DM03G | CHORUSMART DOM.RANG. | 1DM03G01F | BASIC CHORUSMART | 1DM03G01F153 | CR BLACK DEVICES
GW12387 | SOPORTE PARA TOMA DE TV-R-SAT CH/BK | 5.75 | 1 | 1 | 24 | NR | 8011564718241 | 85389099 | 1DM02 | Building | 1DM | BUILDING | 1DM03G | CHORUSMART DOM.RANG. | 1DM03G01F | BASIC CHORUSMART | 1DM03G01F153 | CR BLACK DEVICES
GW12391 | T. DE FUERZA ESTD. CHINA 2P+T 10A CH/NG | 8.85 | 1 | 6 | 48 | NR | 8011564445024 | 85366990 | 1DM02 | Building | 1DM | BUILDING | 1DM03G | CHORUSMART DOM.RANG. | 1DM03G01F | BASIC CHORUSMART | 1DM03G01F153 | CR BLACK DEVICES
GW12392 | T. DE FUERZA ESTD. CHINA 2P+T 16A CH/NG | 9.7 | 1 | 6 | 48 | NR | 8011564445055 | 85366990 | 1DM02 | Building | 1DM | BUILDING | 1DM03G | CHORUSMART DOM.RANG. | 1DM03G01F | BASIC CHORUSMART | 1DM03G01F153 | CR BLACK DEVICES
GW12401 | CONECTOR TELEFÓNICO RJ11 1M CH/NG | 22.05 | 1 | 1 | 24 | NR | 8011564269033 | 85366930 | 1DM02 | Building | 1DM | BUILDING | 1DM03G | CHORUSMART DOM.RANG. | 1DM03G01F | BASIC CHORUSMART | 1DM03G01F153 | CR BLACK DEVICES
GW12406 | CON. TELEFÓNICO NOR. INGLESA NEGRO | 9.15 | 1 | 1 | 24 | NR | 8011564269088 | 85366930 | 1DM02 | Building | 1DM | BUILDING | 1DM03G | CHORUSMART DOM.RANG. | 1DM03G01F | BASIC CHORUSMART | 1DM03G01F153 | CR BLACK DEVICES
GW12409 | CONECTOR TELEFÓNICO RJ11 2M CH/NG | 22.05 | 1 | 1 | 24 | NR | 8011564823778 | 85366930 | 1DM02 | Building | 1DM | BUILDING | 1DM03G | CHORUSMART DOM.RANG. | 1DM03G01F | BASIC CHORUSMART | 1DM03G01F153 | CR BLACK DEVICES
GW12415 | USB C CARGADOR 30W NEGRO SATINADO | 15.5 | 1 | 12 | 300 | NR | 8034035168987 | 85044095 | 1DM02 | Building | 1DM | BUILDING | 1DM03G | CHORUSMART DOM.RANG. | 1DM03G01F | BASIC CHORUSMART | 1DM03G01F153 | CR BLACK DEVICES
GW12417 | USB C+C CARGADOR 63W NEGRO SATINADO | 35.25 | 1 | 6 | 150 | NR | 8034035169120 | 85044095 | 1DM02 | Building | 1DM | BUILDING | 1DM03G | CHORUSMART DOM.RANG. | 1DM03G01F | BASIC CHORUSMART | 1DM03G01F153 | CR BLACK DEVICES
GW12421 | CONECTOR RJ45 1M CATEG. 5E UTP NEGRO | 14.1 | 1 | 1 | 24 | NR | 8011564269101 | 85366930 | 1DM02 | Building | 1DM | BUILDING | 1DM03G | CHORUSMART DOM.RANG. | 1DM03G01F | BASIC CHORUSMART | 1DM03G01F153 | CR BLACK DEVICES
GW12422 | CONECTOR RJ45 1M CATEG. 5E FTP NEGRO | 18.85 | 1 | 1 | 24 | NR | 8011564269118 | 85366930 | 1DM02 | Building | 1DM | BUILDING | 1DM03G | CHORUSMART DOM.RANG. | 1DM03G01F | BASIC CHORUSMART | 1DM03G01F153 | CR BLACK DEVICES
GW12423 | CONECTOR RJ45 1M CATEG. 6 UTP NEGRO | 17.6 | 1 | 1 | 24 | NR | 8011564269125 | 85366930 | 1DM02 | Building | 1DM | BUILDING | 1DM03G | CHORUSMART DOM.RANG. | 1DM03G01F | BASIC CHORUSMART | 1DM03G01F153 | CR BLACK DEVICES
GW12424 | CONECTOR RJ45 1M CATEG. 6 FTP NEGRO | 24.3 | 1 | 1 | 24 | NR | 8011564269132 | 85366930 | 1DM02 | Building | 1DM | BUILDING | 1DM03G | CHORUSMART DOM.RANG. | 1DM03G01F | BASIC CHORUSMART | 1DM03G01F153 | CR BLACK DEVICES
GW12431 | CONTENED.VACIO PARA CONECTOR RJ45 NEGRO | 4.95 | 1 | 1 | 48 | NR | 8011564295438 | 85389099 | 1DM02 | Building | 1DM | BUILDING | 1DM03G | CHORUSMART DOM.RANG. | 1DM03G01F | BASIC CHORUSMART | 1DM03G01F153 | CR BLACK DEVICES
GW12433 | CONTENEDOR VACÍO 2M CONEC. RJ 45 NEGRO | 4.95 | 1 | 4 | 100 | NR | 8011564823808 | 85389099 | 1DM02 | Building | 1DM | BUILDING | 1DM03G | CHORUSMART DOM.RANG. | 1DM03G01F | BASIC CHORUSMART | 1DM03G01F153 | CR BLACK DEVICES
GW12434 | CONECTOR RJ45 2M CATEG. 5E UTP NEGRO | 14.1 | 1 | 1 | 24 | NR | 8011564823839 | 85366930 | 1DM02 | Building | 1DM | BUILDING | 1DM03G | CHORUSMART DOM.RANG. | 1DM03G01F | BASIC CHORUSMART | 1DM03G01F153 | CR BLACK DEVICES
GW12435 | CONECTOR RJ45 2M CATEG. 6UTP NEGRO | 17.6 | 1 | 1 | 24 | NR | 8011564823860 | 85366930 | 1DM02 | Building | 1DM | BUILDING | 1DM03G | CHORUSMART DOM.RANG. | 1DM03G01F | BASIC CHORUSMART | 1DM03G01F153 | CR BLACK DEVICES
GW12436 | CONECTOR RJ45 2M CATEG. 5E FTP NEGRO | 18.85 | 1 | 1 | 24 | NR | 8011564823891 | 85366930 | 1DM02 | Building | 1DM | BUILDING | 1DM03G | CHORUSMART DOM.RANG. | 1DM03G01F | BASIC CHORUSMART | 1DM03G01F153 | CR BLACK DEVICES
GW12437 | CONECTOR RJ45 2M CATEG. 6 FTP NEGRO | 24.3 | 1 | 1 | 24 | NR | 8011564823921 | 85366930 | 1DM02 | Building | 1DM | BUILDING | 1DM03G | CHORUSMART DOM.RANG. | 1DM03G01F | BASIC CHORUSMART | 1DM03G01F153 | CR BLACK DEVICES
GW12438 | ADAPTADOR PARA RJ45 SYSTIMAX CH N. | 4.95 | 1 | 1 | 48 | NR | 8011564719873 | 85389099 | 1DM02 | Building | 1DM | BUILDING | 1DM03G | CHORUSMART DOM.RANG. | 1DM03G01F | BASIC CHORUSMART | 1DM03G01F153 | CR BLACK DEVICES
GW12447 | CARGADOR DOBLE USB A+A 5V 3A 1M CH/NG | 35.25 | 1 | 10 | 300 | NR | 8034035088612 | 85044095 | 1DM02 | Building | 1DM | BUILDING | 1DM03G | CHORUSMART DOM.RANG. | 1DM03G01F | BASIC CHORUSMART | 1DM03G01F153 | CR BLACK DEVICES
GW12449 | CARGADOR USB A+C 5V 3A 1M CH/NEGRO | 35.25 | 1 | 10 | 300 | NR | 8034035088667 | 85044095 | 1DM02 | Building | 1DM | BUILDING | 1DM03G | CHORUSMART DOM.RANG. | 1DM03G01F | BASIC CHORUSMART | 1DM03G01F153 | CR BLACK DEVICES
GW12451 | TOMA SELV 2P 6A 24V 1M NEGRO | 10.4 | 1 | 12 | 24 | NR | 8011564269644 | 85366930 | 1DM02 | Building | 1DM | BUILDING | 1DM03G | CHORUSMART DOM.RANG. | 1DM03G01F | BASIC CHORUSMART | 1DM03G01F153 | CR BLACK DEVICES
GW12452 | TOMA SELV 2P 6A 24V POLARIZADA 1M NEGRO | 10.4 | 1 | 12 | 24 | NR | 8011564269651 | 85366930 | 1DM02 | Building | 1DM | BUILDING | 1DM03G | CHORUSMART DOM.RANG. | 1DM03G01F | BASIC CHORUSMART | 1DM03G01F153 | CR BLACK DEVICES
GW12453 | CONECTOR DOBLE RCA 1M CHORUS NEGRO | 10.7 | 1 | 1 | 24 | NR | 8011564269170 | 85366930 | 1DM02 | Building | 1DM | BUILDING | 1DM03G | CHORUSMART DOM.RANG. | 1DM03G01F | BASIC CHORUSMART | 1DM03G01F153 | CR BLACK DEVICES
GW12454 | CONECTOR CIRCUITOS DE AUDIO 1M NEGRO | 10.7 | 1 | 1 | 24 | NR | 8011564269187 | 85366930 | 1DM02 | Building | 1DM | BUILDING | 1DM03G | CHORUSMART DOM.RANG. | 1DM03G01F | BASIC CHORUSMART | 1DM03G01F153 | CR BLACK DEVICES
GW12458 | CONECTOR PARA DIFUSION SONORA NEGRO | 48.2 | 1 | 1 | 24 | NR | 8011564719231 | 85366930 | 1DM02 | Building | 1DM | BUILDING | 1DM03G | CHORUSMART DOM.RANG. | 1DM03G01F | BASIC CHORUSMART | 1DM03G01F153 | CR BLACK DEVICES
GW12459 | CONECTOR USB TIPO A H-CONECTOR NEGRO | 56.5 | 1 | 1 | 24 | NR | 8011564780767 | 85366930 | 1DM02 | Building | 1DM | BUILDING | 1DM03G | CHORUSMART DOM.RANG. | 1DM03G01F | BASIC CHORUSMART | 1DM03G01F153 | CR BLACK DEVICES
GW12461 | INT. AUT.MAGN.1P C6 3KA 230V CA 1M N. | 54 | 1 | 1 | 12 | NR | 8011564268159 | 85362010 | 1DM02 | Building | 1DM | BUILDING | 1DM03G | CHORUSMART DOM.RANG. | 1DM03G01F | BASIC CHORUSMART | 1DM03G01F153 | CR BLACK DEVICES
GW12462 | INT. AUT.MAGN.1P C10 3KA 230V CA 1M N. | 54 | 1 | 1 | 12 | NR | 8011564268166 | 85362010 | 1DM02 | Building | 1DM | BUILDING | 1DM03G | CHORUSMART DOM.RANG. | 1DM03G01F | BASIC CHORUSMART | 1DM03G01F153 | CR BLACK DEVICES
GW12463 | INT. AUT.MAGN.1P C16 3KA 230V CA 1M N. | 54 | 1 | 1 | 12 | NR | 8011564268180 | 85362010 | 1DM02 | Building | 1DM | BUILDING | 1DM03G | CHORUSMART DOM.RANG. | 1DM03G01F | BASIC CHORUSMART | 1DM03G01F153 | CR BLACK DEVICES
GW12466 | INT. AUT.MAGN.1P+N C6 3KA 230V CA 1M N. | 70 | 1 | 1 | 12 | NR | 8011564268197 | 85362010 | 1DM02 | Building | 1DM | BUILDING | 1DM03G | CHORUSMART DOM.RANG. | 1DM03G01F | BASIC CHORUSMART | 1DM03G01F153 | CR BLACK DEVICES
GW12467 | INT. AUT.MAGN.1P+N C10 3KA 230V CA 1M N. | 70 | 1 | 1 | 12 | NR | 8011564268210 | 85362010 | 1DM02 | Building | 1DM | BUILDING | 1DM03G | CHORUSMART DOM.RANG. | 1DM03G01F | BASIC CHORUSMART | 1DM03G01F153 | CR BLACK DEVICES
GW12468 | INT. AUT.MAGN.1P+N C16 3KA 230V CA 1M N. | 70 | 1 | 1 | 12 | NR | 8011564268227 | 85362010 | 1DM02 | Building | 1DM | BUILDING | 1DM03G | CHORUSMART DOM.RANG. | 1DM03G01F | BASIC CHORUSMART | 1DM03G01F153 | CR BLACK DEVICES
GW12482 | INT.DIF.MAGN.1P+N C6 10mA 230V CA 3KA N. | 190 | 1 | 1 | 6 | NR | 8011564265141 | 85362010 | 1DM02 | Building | 1DM | BUILDING | 1DM03G | CHORUSMART DOM.RANG. | 1DM03G01F | BASIC CHORUSMART | 1DM03G01F153 | CR BLACK DEVICES
GW12483 | INT.DIF.MAGN.1P+N C6 30mA 230V CA 3KA N. | 190 | 1 | 1 | 6 | NR | 8011564265158 | 85362010 | 1DM02 | Building | 1DM | BUILDING | 1DM03G | CHORUSMART DOM.RANG. | 1DM03G01F | BASIC CHORUSMART | 1DM03G01F153 | CR BLACK DEVICES
GW12485 | INT.DIF.MAGN.1P+N C10 10mA 230V CA 3KA N | 190 | 1 | 1 | 6 | NR | 8011564265165 | 85362010 | 1DM02 | Building | 1DM | BUILDING | 1DM03G | CHORUSMART DOM.RANG. | 1DM03G01F | BASIC CHORUSMART | 1DM03G01F153 | CR BLACK DEVICES
GW12486 | INT.DIF.MAGN.1P+N C10 30mA 230V CA 3KA N | 190 | 1 | 1 | 6 | NR | 8011564267886 | 85362010 | 1DM02 | Building | 1DM | BUILDING | 1DM03G | CHORUSMART DOM.RANG. | 1DM03G01F | BASIC CHORUSMART | 1DM03G01F153 | CR BLACK DEVICES
GW12488 | INT.DIF.MAGN.1P+N C16 10mA 230V CA 3KA N | 190 | 1 | 1 | 6 | NR | 8011564267893 | 85362010 | 1DM02 | Building | 1DM | BUILDING | 1DM03G | CHORUSMART DOM.RANG. | 1DM03G01F | BASIC CHORUSMART | 1DM03G01F153 | CR BLACK DEVICES
GW12489 | INT.DIF.MAGN.1P+N C16 30mA 230V CA 3KA N | 190 | 1 | 1 | 6 | NR | 8011564267916 | 85362010 | 1DM02 | Building | 1DM | BUILDING | 1DM03G | CHORUSMART DOM.RANG. | 1DM03G01F | BASIC CHORUSMART | 1DM03G01F153 | CR BLACK DEVICES
GW12491 | PORTAFUSIBLE 16A 250V CA 1M NEGRO | 11.45 | 1 | 1 | 12 | NR | 8011564268234 | 85361050 | 1DM02 | Building | 1DM | BUILDING | 1DM03G | CHORUSMART DOM.RANG. | 1DM03G01F | BASIC CHORUSMART | 1DM03G01F153 | CR BLACK DEVICES
GW12492 | LIMITADOR DE SOBRETENSIONES 1M NEGRO | 33.35 | 1 | 1 | 12 | NR | 8011564268241 | 85389099 | 1DM02 | Building | 1DM | BUILDING | 1DM03G | CHORUSMART DOM.RANG. | 1DM03G01F | BASIC CHORUSMART | 1DM03G01F153 | CR BLACK DEVICES
GW12541 | TECLA INTERCAMBIABLE NEGRO | 4.55 | 1 | 4 | 48 | NR | 8011564266834 | 85389099 | 1DM02 | Building | 1DM | BUILDING | 1DM03G | CHORUSMART DOM.RANG. | 1DM03G01F | BASIC CHORUSMART | 1DM03G01F153 | CR BLACK DEVICES
GW12542 | TECLA INTERCAMBIABLE CON ETIQUETA NEGRO | 4.55 | 1 | 4 | 48 | NR | 8011564266841 | 85389099 | 1DM02 | Building | 1DM | BUILDING | 1DM03G | CHORUSMART DOM.RANG. | 1DM03G01F | BASIC CHORUSMART | 1DM03G01F153 | CR BLACK DEVICES
GW12543 | TECLA INTERCAMBIABLE 'LLAVE' NEGRO | 4.55 | 1 | 4 | 48 | NR | 8011564266858 | 85389099 | 1DM02 | Building | 1DM | BUILDING | 1DM03G | CHORUSMART DOM.RANG. | 1DM03G01F | BASIC CHORUSMART | 1DM03G01F153 | CR BLACK DEVICES
GW12544 | TECLA INTERCAMBIABLE 'TIMBRE' NEGRO | 4.55 | 1 | 4 | 48 | NR | 8011564266865 | 85389099 | 1DM02 | Building | 1DM | BUILDING | 1DM03G | CHORUSMART DOM.RANG. | 1DM03G01F | BASIC CHORUSMART | 1DM03G01F153 | CR BLACK DEVICES
GW12545 | TECLA INTERCAMB. 'FLECHA VERT.' NEGRO | 4.55 | 1 | 4 | 48 | NR | 8011564266872 | 85389099 | 1DM02 | Building | 1DM | BUILDING | 1DM03G | CHORUSMART DOM.RANG. | 1DM03G01F | BASIC CHORUSMART | 1DM03G01F153 | CR BLACK DEVICES
GW12546 | TECLA INTERCAMB. 'FLECHA HORIZ.' NEGRO | 4.55 | 1 | 4 | 48 | NR | 8011564266889 | 85389099 | 1DM02 | Building | 1DM | BUILDING | 1DM03G | CHORUSMART DOM.RANG. | 1DM03G01F | BASIC CHORUSMART | 1DM03G01F153 | CR BLACK DEVICES
GW12551 | TECLA SIMP. SÍMB. SIMP. P/PULS. KNX NG. | 1.95 | 1 | 4 | 48 | NR | 8011564891203 | 85389099 | 1DM03 | Building | 1DM | BUILDING | 1DM06G | SYSTEMS | 1DM06G39F | CHORUSMART KNX BUS | 1DM06G39F179 | CR BUILDING AUTOMAT.
GW12551S | TECLAS INTERCAMB. 1 LENTE 1M NEGRO | 1.95 | 1 | 1 | 48 | NR | 8034035098130 | 85389099 | 1DM04 | Building | 1DM | BUILDING | 1DM06G | SYSTEMS | 1DM06G14F | SMART HOME CHORUS | 1DM06G14F185 | SM.HOME ACCESSORIES
GW12552 | TECLA DOBL. SÍMB. SIMP. P/PULS. KNX NG. | 2.05 | 1 | 4 | 48 | NR | 8011564891210 | 85389099 | 1DM03 | Building | 1DM | BUILDING | 1DM06G | SYSTEMS | 1DM06G39F | CHORUSMART KNX BUS | 1DM06G39F179 | CR BUILDING AUTOMAT.
GW12552S | TECLAS INTERCAMB. 1 LENTE 2M NEGRO | 2.35 | 1 | 1 | 48 | NR | 8034035090875 | 85389099 | 1DM04 | Building | 1DM | BUILDING | 1DM06G | SYSTEMS | 1DM06G14F | SMART HOME CHORUS | 1DM06G14F185 | SM.HOME ACCESSORIES
GW12553 | TECLA SIMP. SÍMB. DOBL. P/PULS. KNX NG. | 1.95 | 1 | 4 | 48 | NR | 8011564891227 | 85389099 | 1DM03 | Building | 1DM | BUILDING | 1DM06G | SYSTEMS | 1DM06G39F | CHORUSMART KNX BUS | 1DM06G39F179 | CR BUILDING AUTOMAT.
GW12553S | TECLAS INTERCAMB. 2 LENTES 1M NEGRO | 1.95 | 1 | 1 | 48 | NR | 8034035097904 | 85389099 | 1DM04 | Building | 1DM | BUILDING | 1DM06G | SYSTEMS | 1DM06G14F | SMART HOME CHORUS | 1DM06G14F185 | SM.HOME ACCESSORIES
GW12554 | TECLA DOBL. SÍMB. DOBL. P/PULS. KNX NG. | 2.05 | 1 | 4 | 48 | NR | 8011564891241 | 85389099 | 1DM03 | Building | 1DM | BUILDING | 1DM06G | SYSTEMS | 1DM06G39F | CHORUSMART KNX BUS | 1DM06G39F179 | CR BUILDING AUTOMAT.
GW12554S | TECLAS INTERCAMB. 2 LENTES 2M NEGRO | 2.35 | 1 | 1 | 48 | NR | 8034035090882 | 85389099 | 1DM04 | Building | 1DM | BUILDING | 1DM06G | SYSTEMS | 1DM06G14F | SMART HOME CHORUS | 1DM06G14F185 | SM.HOME ACCESSORIES
GW12555S | TECLAS INTERCAMB. DIFUSOR 1M NEGRO | 1.95 | 1 | 1 | 48 | NR | 8034035098147 | 85389099 | 1DM04 | Building | 1DM | BUILDING | 1DM06G | SYSTEMS | 1DM06G14F | SMART HOME CHORUS | 1DM06G14F185 | SM.HOME ACCESSORIES
GW12556S | TECLAS INTERCAMB. DIFUSOR 2M NEGRO | 2.35 | 1 | 1 | 48 | NR | 8034035090899 | 85389099 | 1DM04 | Building | 1DM | BUILDING | 1DM06G | SYSTEMS | 1DM06G14F | SMART HOME CHORUS | 1DM06G14F185 | SM.HOME ACCESSORIES
GW12557 | TECLA SIMP. LOC. DOBL. P/PULS. KNX NG. | 1.95 | 1 | 4 | 48 | NR | 8011564891258 | 85389099 | 1DM03 | Building | 1DM | BUILDING | 1DM06G | SYSTEMS | 1DM06G39F | CHORUSMART KNX BUS | 1DM06G39F179 | CR BUILDING AUTOMAT.
GW12557S | TECLAS INTERCAMB. 2 DIFUSORES 1M NG | 1.95 | 1 | 1 | 48 | NR | 8034035097751 | 85389099 | 1DM04 | Building | 1DM | BUILDING | 1DM06G | SYSTEMS | 1DM06G14F | SMART HOME CHORUS | 1DM06G14F185 | SM.HOME ACCESSORIES
GW12558S | TECLAS INTERCAMB. 2 DIFUSORES 2M NG | 2.35 | 1 | 1 | 48 | NR | 8034035090905 | 85389099 | 1DM04 | Building | 1DM | BUILDING | 1DM06G | SYSTEMS | 1DM06G14F | SMART HOME CHORUS | 1DM06G14F185 | SM.HOME ACCESSORIES
GW12559 | TECLA CON LENTES 'DND+MUR' P PULS KNX N | 3.3 | 1 | 1 | 48 | NR | 8011564752252 | 85389099 | 1DM03 | Building | 1DM | BUILDING | 1DM06G | SYSTEMS | 1DM06G39F | CHORUSMART KNX BUS | 1DM06G39F179 | CR BUILDING AUTOMAT.
GW12564 | REGULADOR EL.ROTATIVO 1M 100-900W NEGRO | 35.25 | 1 | 1 | 12 | NR | 8011564268272 | 85365080 | 1DM02 | Building | 1DM | BUILDING | 1DM03G | CHORUSMART DOM.RANG. | 1DM03G01F | BASIC CHORUSMART | 1DM03G01F153 | CR BLACK DEVICES
GW12567 | REGUL.EL.ROTATIVO CONM.1M 100-500W NE. | 70 | 1 | 1 | 12 | NR | 8011564268296 | 85365080 | 1DM02 | Building | 1DM | BUILDING | 1DM03G | CHORUSMART DOM.RANG. | 1DM03G01F | BASIC CHORUSMART | 1DM03G01F153 | CR BLACK DEVICES
GW12568 | REGULADOR EL.DE PULSADOR 1M 60-500W N. | 95.5 | 1 | 1 | 12 | NR | 8011564268302 | 85365080 | 1DM02 | Building | 1DM | BUILDING | 1DM03G | CHORUSMART DOM.RANG. | 1DM03G01F | BASIC CHORUSMART | 1DM03G01F153 | CR BLACK DEVICES
GW12572A | REGULADOR EL.UNIVERSAL 1M A PULS.NEGRO | 98 | 1 | 1 | 12 | NR | 8011564752658 | 85365080 | 1DM02 | Building | 1DM | BUILDING | 1DM03G | CHORUSMART DOM.RANG. | 1DM03G01F | BASIC CHORUSMART | 1DM03G01F153 | CR BLACK DEVICES
GW12573A | REGULADOR EL.UNIVERSAL 2M A PULS.NEGRO | 98 | 1 | 1 | 6 | NR | 8011564752696 | 85365080 | 1DM02 | Building | 1DM | BUILDING | 1DM03G | CHORUSMART DOM.RANG. | 1DM03G01F | BASIC CHORUSMART | 1DM03G01F153 | CR BLACK DEVICES
GW12575 | REGUL. ELECTR. ROTATIVOS 1M NEGRO | 68.5 | 1 | 1 | 12 | NR | 8034035090912 | 85365080 | 1DM02 | Building | 1DM | BUILDING | 1DM03G | CHORUSMART DOM.RANG. | 1DM03G01F | BASIC CHORUSMART | 1DM03G01F153 | CR BLACK DEVICES
GW12581 | PROGR.ELECTRÓNICO DIARIO/SEMAN.1C 2M CN | 292.5 | 1 | 1 | 2 | NR | 8011564267374 | 91070000 | 1DM02 | Building | 1DM | BUILDING | 1DM03G | CHORUSMART DOM.RANG. | 1DM03G01F | BASIC CHORUSMART | 1DM03G01F153 | CR BLACK DEVICES
GW12594 | DETECTOR MOV. 1M NEGRO | 112.5 | 1 | 1 | 4 | NR | 8034035090929 | 85365080 | 1DM02 | Building | 1DM | BUILDING | 1DM03G | CHORUSMART DOM.RANG. | 1DM03G01F | BASIC CHORUSMART | 1DM03G01F153 | CR BLACK DEVICES
GW12601 | TIMBRE 12VCA-50Hz 8VA 1M NEGRO | 24.8 | 1 | 1 | 24 | NR | 8011564269194 | 85318040 | 1DM02 | Building | 1DM | BUILDING | 1DM03G | CHORUSMART DOM.RANG. | 1DM03G01F | BASIC CHORUSMART | 1DM03G01F153 | CR BLACK DEVICES
GW12602 | TIMBRE 230VCA-50Hz 8VA 1M NEGRO | 28.1 | 1 | 1 | 24 | NR | 8011564269200 | 85318040 | 1DM02 | Building | 1DM | BUILDING | 1DM03G | CHORUSMART DOM.RANG. | 1DM03G01F | BASIC CHORUSMART | 1DM03G01F153 | CR BLACK DEVICES
GW12606 | ZUMBADOR 12VCA-50Hz 8VA 1M NEGRO | 22.05 | 1 | 1 | 24 | NR | 8011564269217 | 85318040 | 1DM02 | Building | 1DM | BUILDING | 1DM03G | CHORUSMART DOM.RANG. | 1DM03G01F | BASIC CHORUSMART | 1DM03G01F153 | CR BLACK DEVICES
GW12607 | ZUMBADOR 230VCA-50Hz 8VA 1M NEGRO | 23.5 | 1 | 1 | 24 | NR | 8011564269224 | 85318040 | 1DM02 | Building | 1DM | BUILDING | 1DM03G | CHORUSMART DOM.RANG. | 1DM03G01F | BASIC CHORUSMART | 1DM03G01F153 | CR BLACK DEVICES
GW12611 | TIMBRE 3 ENTR.INDEP. 12V CA/CC 2M NEGRO | 168.5 | 1 | 1 | 6 | NR | 8011564267947 | 85318040 | 1DM02 | Building | 1DM | BUILDING | 1DM03G | CHORUSMART DOM.RANG. | 1DM03G01F | BASIC CHORUSMART | 1DM03G01F153 | CR BLACK DEVICES
GW12612 | TIMBRE 3 ENTR.INDEP.230VCA-50Hz 2M N. | 172.5 | 1 | 1 | 6 | NR | 8011564267954 | 85318040 | 1DM02 | Building | 1DM | BUILDING | 1DM03G | CHORUSMART DOM.RANG. | 1DM03G01F | BASIC CHORUSMART | 1DM03G01F153 | CR BLACK DEVICES
GW12621 | TESTIGO DE SEÑ. TRANSPARENTE 1M NEGRO | 7.3 | 1 | 1 | 24 | NR | 8011564269231 | 85308000 | 1DM02 | Building | 1DM | BUILDING | 1DM03G | CHORUSMART DOM.RANG. | 1DM03G01F | BASIC CHORUSMART | 1DM03G01F153 | CR BLACK DEVICES
GW12622 | TESTIGO DE SEÑ. VERDE 1M NEGRO | 7.3 | 1 | 1 | 24 | NR | 8011564269248 | 85308000 | 1DM02 | Building | 1DM | BUILDING | 1DM03G | CHORUSMART DOM.RANG. | 1DM03G01F | BASIC CHORUSMART | 1DM03G01F153 | CR BLACK DEVICES
GW12623 | TESTIGO DE SEÑ. ROJO 1M NEGRO | 7.3 | 1 | 1 | 24 | NR | 8011564269255 | 85308000 | 1DM02 | Building | 1DM | BUILDING | 1DM03G | CHORUSMART DOM.RANG. | 1DM03G01F | BASIC CHORUSMART | 1DM03G01F153 | CR BLACK DEVICES
GW12624 | TESTIGO DE SEÑ. ÁMBAR 1M NEGRO | 7.3 | 1 | 1 | 24 | NR | 8011564269262 | 85308000 | 1DM02 | Building | 1DM | BUILDING | 1DM03G | CHORUSMART DOM.RANG. | 1DM03G01F | BASIC CHORUSMART | 1DM03G01F153 | CR BLACK DEVICES
GW12628 | TESTIGO DE SEÑ. DOBLE TRANSPAR. NEGRO | 14.1 | 1 | 1 | 24 | NR | 8011564269279 | 85308000 | 1DM02 | Building | 1DM | BUILDING | 1DM03G | CHORUSMART DOM.RANG. | 1DM03G01F | BASIC CHORUSMART | 1DM03G01F153 | CR BLACK DEVICES
GW12629 | TESTIGO DE SEÑ. DOBLE ROJO/VERDE NEGRO | 14.1 | 1 | 1 | 24 | NR | 8011564269286 | 85308000 | 1DM02 | Building | 1DM | BUILDING | 1DM03G | CHORUSMART DOM.RANG. | 1DM03G01F | BASIC CHORUSMART | 1DM03G01F153 | CR BLACK DEVICES
GW12631 | TESTIGO SALIENTE TRASPARENTE 3W 2M NEGRO | 32.95 | 1 | 1 | 24 | NR | 8011564269293 | 85308000 | 1DM02 | Building | 1DM | BUILDING | 1DM03G | CHORUSMART DOM.RANG. | 1DM03G01F | BASIC CHORUSMART | 1DM03G01F153 | CR BLACK DEVICES
GW12632 | TESTIGO SALIENTE VERDE 3W 2M NEGRO | 32.95 | 1 | 1 | 24 | NR | 8011564269309 | 85308000 | 1DM02 | Building | 1DM | BUILDING | 1DM03G | CHORUSMART DOM.RANG. | 1DM03G01F | BASIC CHORUSMART | 1DM03G01F153 | CR BLACK DEVICES
GW12633 | TESTIGO SALIENTE ROJO 3W 2M NEGRO | 32.95 | 1 | 1 | 24 | NR | 8011564269316 | 85308000 | 1DM02 | Building | 1DM | BUILDING | 1DM03G | CHORUSMART DOM.RANG. | 1DM03G01F | BASIC CHORUSMART | 1DM03G01F153 | CR BLACK DEVICES
GW12634 | TESTIGO SALIENTE ÁMBAR 3W 2M NEGRO | 32.95 | 1 | 1 | 24 | NR | 8011564269323 | 85308000 | 1DM02 | Building | 1DM | BUILDING | 1DM03G | CHORUSMART DOM.RANG. | 1DM03G01F | BASIC CHORUSMART | 1DM03G01F153 | CR BLACK DEVICES
GW12641 | TESTIGO DE SEÑ. TRANSPARENTE 1/2M NEGRO | 7.1 | 1 | 2 | 48 | NR | 8011564266681 | 85308000 | 1DM02 | Building | 1DM | BUILDING | 1DM03G | CHORUSMART DOM.RANG. | 1DM03G01F | BASIC CHORUSMART | 1DM03G01F153 | CR BLACK DEVICES
GW12642 | TESTIGO DE SEÑ. VERDE 1/2M NEGRO | 7.1 | 1 | 2 | 48 | NR | 8011564266698 | 85308000 | 1DM02 | Building | 1DM | BUILDING | 1DM03G | CHORUSMART DOM.RANG. | 1DM03G01F | BASIC CHORUSMART | 1DM03G01F153 | CR BLACK DEVICES
GW12643 | TESTIGO DE SEÑ. ROJO 1/2M NEGRO | 7.1 | 1 | 2 | 48 | NR | 8011564266704 | 85308000 | 1DM02 | Building | 1DM | BUILDING | 1DM03G | CHORUSMART DOM.RANG. | 1DM03G01F | BASIC CHORUSMART | 1DM03G01F153 | CR BLACK DEVICES
GW12644 | TESTIGO DE SEÑ. ÁMBAR 1/2M NEGRO | 7.1 | 1 | 2 | 48 | NR | 8011564266810 | 85308000 | 1DM02 | Building | 1DM | BUILDING | 1DM03G | CHORUSMART DOM.RANG. | 1DM03G01F | BASIC CHORUSMART | 1DM03G01F153 | CR BLACK DEVICES
GW12651 | MARCA ACCESO 12VCA/CC-230VCA TRANSP.2M N | 53 | 1 | 1 | 24 | NR | 8011564269330 | 85308000 | 1DM02 | Building | 1DM | BUILDING | 1DM03G | CHORUSMART DOM.RANG. | 1DM03G01F | BASIC CHORUSMART | 1DM03G01F153 | CR BLACK DEVICES
GW12656 | MARCA ACCESO 12VCA/CC-230VCA TRANSP.4M N | 90 | 1 | 1 | 2 | NR | 8011564267404 | 85308000 | 1DM02 | Building | 1DM | BUILDING | 1DM03G | CHORUSMART DOM.RANG. | 1DM03G01F | BASIC CHORUSMART | 1DM03G01F153 | CR BLACK DEVICES
GW12661 | LÁMPARA EMERG. EXTR.230V CA 50/60Hz 2h | 94 | 1 | 1 | 6 | NR | 8011564269941 | 85131000 | 1DM02 | Building | 1DM | BUILDING | 1DM03G | CHORUSMART DOM.RANG. | 1DM03G01F | BASIC CHORUSMART | 1DM03G01F153 | CR BLACK DEVICES
GW12662 | LÁMPARA ANTIAPAGÓN 1MOD.NEGRO | 38.65 | 1 | 1 | 12 | NR | 8011564294998 | 85131000 | 1DM02 | Building | 1DM | BUILDING | 1DM03G | CHORUSMART DOM.RANG. | 1DM03G01F | BASIC CHORUSMART | 1DM03G01F153 | CR BLACK DEVICES
GW12663 | LÁMP AUTÓN. EMERG. 230V 1H 2M NG | 77.5 | 1 | 1 | 6 | NR | 8011564840232 | 85131000 | 1DM02 | Building | 1DM | BUILDING | 1DM03G | CHORUSMART DOM.RANG. | 1DM03G01F | BASIC CHORUSMART | 1DM03G01F153 | CR BLACK DEVICES
GW12666 | LÁMPARA ANTIAPAGÓN 230VCA 2h N. | 169.5 | 1 | 1 | 2 | NR | 8011564267428 | 85131000 | 1DM02 | Building | 1DM | BUILDING | 1DM03G | CHORUSMART DOM.RANG. | 1DM03G01F | BASIC CHORUSMART | 1DM03G01F153 | CR BLACK DEVICES
GW12703 | CRONOTERMOSTATO DE EMPOTR.2M 230VCA N. | 204.5 | 1 | 1 | 2 | NR | 8011564267459 | 90321020 | 1DM02 | Building | 1DM | BUILDING | 1DM03G | CHORUSMART DOM.RANG. | 1DM03G01F | BASIC CHORUSMART | 1DM03G01F153 | CR BLACK DEVICES
GW12705 | TERMOSTATO 2M 230VCA-50/60Hz NEGRO | 130.5 | 1 | 1 | 2 | NR | 8011564267466 | 90321020 | 1DM02 | Building | 1DM | BUILDING | 1DM03G | CHORUSMART DOM.RANG. | 1DM03G01F | BASIC CHORUSMART | 1DM03G01F153 | CR BLACK DEVICES
GW12709 | TERMOSTATO CONECTADO 2M NEGRO | 148 | 1 | 1 | 4 | NR | 8034035105135 | 90321020 | 1DM04 | Building | 1DM | BUILDING | 1DM06G | SYSTEMS | 1DM06G14F | SMART HOME CHORUS | 1DM06G14F139 | SH BLACK DEVICES
GW12711 | DETECTOR GLP 2M 12V CA/CC NEGRO | 260.5 | 1 | 1 | 2 | NR | 8011564267480 | 90271010 | 1DM02 | Building | 1DM | BUILDING | 1DM03G | CHORUSMART DOM.RANG. | 1DM03G01F | BASIC CHORUSMART | 1DM03G01F153 | CR BLACK DEVICES
GW12712 | DETECTOR CH4 2M 12V CA/CC NEGRO | 260.5 | 1 | 1 | 2 | NR | 8011564267497 | 90271010 | 1DM02 | Building | 1DM | BUILDING | 1DM03G | CHORUSMART DOM.RANG. | 1DM03G01F | BASIC CHORUSMART | 1DM03G01F153 | CR BLACK DEVICES
GW12721 | RELÉ PASO-PASO 1M 1P 10AX 230V NEGRO | 29.25 | 1 | 1 | 12 | NR | 8011564268357 | 85364900 | 1DM02 | Building | 1DM | BUILDING | 1DM03G | CHORUSMART DOM.RANG. | 1DM03G01F | BASIC CHORUSMART | 1DM03G01F153 | CR BLACK DEVICES
GW12723 | RELÉ PASO-PASO 4SEC. 1M 2P 10AX NEGRO | 36.75 | 1 | 1 | 12 | NR | 8011564268364 | 85364900 | 1DM02 | Building | 1DM | BUILDING | 1DM03G | CHORUSMART DOM.RANG. | 1DM03G01F | BASIC CHORUSMART | 1DM03G01F153 | CR BLACK DEVICES
GW12724 | RELÉ MONOESTABLE 1M 1P 10A/4A NEGRO | 43.35 | 1 | 1 | 12 | NR | 8011564268388 | 85364900 | 1DM02 | Building | 1DM | BUILDING | 1DM03G | CHORUSMART DOM.RANG. | 1DM03G01F | BASIC CHORUSMART | 1DM03G01F153 | CR BLACK DEVICES
GW12726 | RELÉ DE LLAMADA 1M 1P 12V CA/CC NEGRO | 44 | 1 | 1 | 12 | NR | 8011564268401 | 85364190 | 1DM02 | Building | 1DM | BUILDING | 1DM03G | CHORUSMART DOM.RANG. | 1DM03G01F | BASIC CHORUSMART | 1DM03G01F153 | CR BLACK DEVICES
GW12731 | TECLA INTERCAMBIABLE 'DND' 1M NEGRO | 0.8 | 1 | 4 | 48 | NR | 8011564740563 | 85389099 | 1DM02 | Building | 1DM | BUILDING | 1DM03G | CHORUSMART DOM.RANG. | 1DM03G01F | BASIC CHORUSMART | 1DM03G01F153 | CR BLACK DEVICES
GW12732 | TECLA INTERCAMBIABLE 'MUR' 1M NEGRO | 0.8 | 1 | 4 | 48 | NR | 8011564740594 | 85389099 | 1DM02 | Building | 1DM | BUILDING | 1DM03G | CHORUSMART DOM.RANG. | 1DM03G01F | BASIC CHORUSMART | 1DM03G01F153 | CR BLACK DEVICES
GW12733 | TECLA INTERCAMB 'DND+MUR' 1M NEGRO | 0.8 | 1 | 4 | 48 | NR | 8011564740761 | 85389099 | 1DM02 | Building | 1DM | BUILDING | 1DM03G | CHORUSMART DOM.RANG. | 1DM03G01F | BASIC CHORUSMART | 1DM03G01F153 | CR BLACK DEVICES
GW12736 | TESTIGO DE SEÑALIZ DOBLE 'DND+MUR' 1M N. | 13.5 | 1 | 1 | 24 | NR | 8011564752566 | 85308000 | 1DM02 | Building | 1DM | BUILDING | 1DM03G | CHORUSMART DOM.RANG. | 1DM03G01F | BASIC CHORUSMART | 1DM03G01F153 | CR BLACK DEVICES
GW12750 | T CIEGA PARA ALOJAR MÓDULOS ZIGBEE CH. N | 3.7 | 1 | 1 | 12 | NR | 8011564896536 | 85389099 | 1DM04 | Building | 1DM | BUILDING | 1DM06G | SYSTEMS | 1DM06G14F | SMART HOME CHORUS | 1DM06G14F139 | SH BLACK DEVICES
GW12751 | TAPA CIEGA INTERFACE 4 ENTRADAS NEGRO | 3.9 | 1 | 5 | 200 | NR | 8011564276901 | 85389099 | 1DM03 | Building | 1DM | BUILDING | 1DM06G | SYSTEMS | 1DM06G39F | CHORUSMART KNX BUS | 1DM06G39F179 | CR BUILDING AUTOMAT.
GW12762H | SENSOR TEMP+HUMEDAD KNX EASY 1M NEGRO | 87 | 1 | 1 | 1 | NR | 8011564821989 | 90271010 | 1DM03 | Building | 1DM | BUILDING | 1DM06G | SYSTEMS | 1DM06G39F | CHORUSMART KNX BUS | 1DM06G39F177 | CR HOME AUTOMATION
GW12783A | PULS 6 CAN TECLAS Y SIMB. NEGROS KNX | 210 | 1 | 1 | 1 | NR | 8011564876286 | 85365080 | 1DM03 | Building | 1DM | BUILDING | 1DM06G | SYSTEMS | 1DM06G39F | CHORUSMART KNX BUS | 1DM06G39F179 | CR BUILDING AUTOMAT.
GW12784A | PULS 6 CAN TEC. Y SIMB. NG. + ACT. KNX | 232.5 | 1 | 1 | 1 | NR | 8011564876293 | 85365080 | 1DM03 | Building | 1DM | BUILDING | 1DM06G | SYSTEMS | 1DM06G39F | CHORUSMART KNX BUS | 1DM06G39F179 | CR BUILDING AUTOMAT.
GW12785A | P. 6 CAN TEC. Y SIMB. NG.+AC. PERS. KNX | 261.5 | 1 | 1 | 1 | NR | 8011564876309 | 85365080 | 1DM03 | Building | 1DM | BUILDING | 1DM06G | SYSTEMS | 1DM06G39F | CHORUSMART KNX BUS | 1DM06G39F179 | CR BUILDING AUTOMAT.
GW12786 | DETECTOR IR+CREPUSCULAR KNX NEGRO | 201.5 | 1 | 1 | 1 | NR | 8011564278646 | 85365080 | 1DM03 | Building | 1DM | BUILDING | 1DM06G | SYSTEMS | 1DM06G39F | CHORUSMART KNX BUS | 1DM06G39F179 | CR BUILDING AUTOMAT.
GW12787 | MULTIPULSADOR 4 CANALES KNX NEGRO | 140.5 | 1 | 1 | 1 | NR | 8011564895195 | 85389099 | 1DM03 | Building | 1DM | BUILDING | 1DM06G | SYSTEMS | 1DM06G39F | CHORUSMART KNX BUS | 1DM06G39F179 | CR BUILDING AUTOMAT.
GW12794H | CRONOTERM./PROGRAM.TEMP+H KNX EMP. NEGRO | 415 | 1 | 1 | 1 | NR | 8011564825420 | 90321020 | 1DM03 | Building | 1DM | BUILDING | 1DM06G | SYSTEMS | 1DM06G39F | CHORUSMART KNX BUS | 1DM06G39F179 | CR BUILDING AUTOMAT.
GW12795H | TERMOSTATO TEMP+H KNX EMP. NEGRO | 322.5 | 1 | 1 | 1 | NR | 8011564825482 | 90321020 | 1DM03 | Building | 1DM | BUILDING | 1DM06G | SYSTEMS | 1DM06G39F | CHORUSMART KNX BUS | 1DM06G39F179 | CR BUILDING AUTOMAT.
GW12796 | ACCIONADOR KNX 1 CANAL 16A 2M NEGRO | 173.5 | 1 | 1 | 1 | NR | 8011564278691 | 85364190 | 1DM03 | Building | 1DM | BUILDING | 1DM06G | SYSTEMS | 1DM06G39F | CHORUSMART KNX BUS | 1DM06G39F179 | CR BUILDING AUTOMAT.
GW12797 | ACC. MANDO MOTOR KNX 1 CANAL 8A 2M N. | 190 | 1 | 1 | 1 | NR | 8011564278707 | 85364190 | 1DM03 | Building | 1DM | BUILDING | 1DM06G | SYSTEMS | 1DM06G39F | CHORUSMART KNX BUS | 1DM06G39F179 | CR BUILDING AUTOMAT.
GW12799 | SONDA TEMPERATURA KNX EMP. 1M NEGRO | 195 | 1 | 1 | 1 | NR | 8011564785021 | 90329000 | 1DM03 | Building | 1DM | BUILDING | 1DM06G | SYSTEMS | 1DM06G39F | CHORUSMART KNX BUS | 1DM06G39F179 | CR BUILDING AUTOMAT.
GW12799H | SONDA TEMPERATURA/HUMEDAD KNX NEGRA | 243.5 | 1 | 1 | 1 | NR | 8011564809147 | 90329000 | 1DM03 | Building | 1DM | BUILDING | 1DM06G | SYSTEMS | 1DM06G39F | CHORUSMART KNX BUS | 1DM06G39F179 | CR BUILDING AUTOMAT.
GW12819 | TECLAS INTERCAMB. ECO 1M NEGRO | 2.25 | 1 | 2 | 48 | NR | 8034035098093 | 85389099 | 1DM04 | Building | 1DM | BUILDING | 1DM06G | SYSTEMS | 1DM06G14F | SMART HOME CHORUS | 1DM06G14F185 | SM.HOME ACCESSORIES
GW12820 | TECLAS INTERCAMB. ECO 2M NEGRO | 2.45 | 1 | 1 | 48 | NR | 8034035098031 | 85389099 | 1DM04 | Building | 1DM | BUILDING | 1DM06G | SYSTEMS | 1DM06G14F | SMART HOME CHORUS | 1DM06G14F185 | SM.HOME ACCESSORIES
GW12826 | ACTUADOR MEDICIÓN ENERGÍA 1M NEGRO | 59.5 | 1 | 1 | 12 | NR | 8034035105036 | 85389099 | 1DM04 | Building | 1DM | BUILDING | 1DM06G | SYSTEMS | 1DM06G14F | SMART HOME CHORUS | 1DM06G14F139 | SH BLACK DEVICES
GW12840 | HOME GATEWAY 2M NEGRO | 122 | 1 | 1 | 2 | NR | 8034035098574 | 85389099 | 1DM04 | Building | 1DM | BUILDING | 1DM06G | SYSTEMS | 1DM06G14F | SMART HOME CHORUS | 1DM06G14F139 | SH BLACK DEVICES
GW12856 | SENSOR MOV. CONECT. 1M NEGRO | 127.5 | 1 | 1 | 12 | NR | 8034035090936 | 85365080 | 1DM04 | Building | 1DM | BUILDING | 1DM06G | SYSTEMS | 1DM06G14F | SMART HOME CHORUS | 1DM06G14F139 | SH BLACK DEVICES
GW12900 | SENSOR DE TEMPERAT. 1M NTC 10K NEGRO | 64.5 | 1 | 1 | 1 | NR | 8011564821927 | 90271010 | 1DM03 | Building | 1DM | BUILDING | 1DM06G | SYSTEMS | 1DM06G39F | CHORUSMART KNX BUS | 1DM06G39F177 | CR HOME AUTOMATION
GW12912 | PULSADOR ELECTRONICO 230V LED 1M NEGRO | 25.35 | 1 | 1 | 12 | NR | 8011564705081 | 85365080 | 1DM02 | Building | 1DM | BUILDING | 1DM03G | CHORUSMART DOM.RANG. | 1DM03G01F | BASIC CHORUSMART | 1DM03G01F153 | CR BLACK DEVICES
GW12913 | PULSADOR ELECTR.BUS/230V BILED 1M NEGRO | 23.5 | 1 | 1 | 12 | NR | 8011564705098 | 85365080 | 1DM02 | Building | 1DM | BUILDING | 1DM03G | CHORUSMART DOM.RANG. | 1DM03G01F | BASIC CHORUSMART | 1DM03G01F153 | CR BLACK DEVICES
GW12914 | PULSADOR ELECTR.BUS/230V DOBLE NEGRO | 28.35 | 1 | 1 | 12 | NR | 8011564705104 | 85365080 | 1DM02 | Building | 1DM | BUILDING | 1DM03G | CHORUSMART DOM.RANG. | 1DM03G01F | BASIC CHORUSMART | 1DM03G01F153 | CR BLACK DEVICES
GW12915 | PULSADOR ELECTRÓNICO 1M BUS/230V NEGRO | 10.4 | 1 | 1 | 12 | NR | 8011564764132 | 85365080 | 1DM02 | Building | 1DM | BUILDING | 1DM03G | CHORUSMART DOM.RANG. | 1DM03G01F | BASIC CHORUSMART | 1DM03G01F153 | CR BLACK DEVICES
GW12916 | PULSADOR ELEC. SEÑALIZ. 1M BUS/230V NE | 27.3 | 1 | 1 | 12 | NR | 8011564816442 | 85365080 | 1DM02 | Building | 1DM | BUILDING | 1DM03G | CHORUSMART DOM.RANG. | 1DM03G01F | BASIC CHORUSMART | 1DM03G01F153 | CR BLACK DEVICES
GW12917 | PULSADOR ELEC. LOCALIZ. 2M BUS/230V NE | 29.25 | 1 | 1 | 6 | NR | 8011564816459 | 85365080 | 1DM02 | Building | 1DM | BUILDING | 1DM03G | CHORUSMART DOM.RANG. | 1DM03G01F | BASIC CHORUSMART | 1DM03G01F153 | CR BLACK DEVICES
GW12918 | PULSADOR ELEC. SEÑALIZ. 2M BUS/230V NE | 29.25 | 1 | 1 | 6 | NR | 8011564816466 | 85365080 | 1DM02 | Building | 1DM | BUILDING | 1DM03G | CHORUSMART DOM.RANG. | 1DM03G01F | BASIC CHORUSMART | 1DM03G01F153 | CR BLACK DEVICES
GW13001 | INTERRUPTOR 1M 1P 16AX BEIGE | 8.35 | 1 | 12 | 96 | NR | 8034035071652 | 85365080 | 1DM02 | Building | 1DM | BUILDING | 1DM03G | CHORUSMART DOM.RANG. | 1DM03G01F | BASIC CHORUSMART | 1DM03G01F133 | CR NAT.BEIGE DEVICES
GW13002 | INTERRUPTOR 1M 1P 16AX LUM. LOC.BEIGE | 9.8 | 1 | 12 | 24 | NR | 8034035071669 | 85365080 | 1DM02 | Building | 1DM | BUILDING | 1DM03G | CHORUSMART DOM.RANG. | 1DM03G01F | BASIC CHORUSMART | 1DM03G01F133 | CR NAT.BEIGE DEVICES
GW13003 | INTERRUPTOR 1M 1P 16AX LUM. SEÑAL.BEIGE | 9.8 | 1 | 12 | 24 | NR | 8034035071676 | 85365080 | 1DM02 | Building | 1DM | BUILDING | 1DM03G | CHORUSMART DOM.RANG. | 1DM03G01F | BASIC CHORUSMART | 1DM03G01F133 | CR NAT.BEIGE DEVICES
GW13004 | INTERRUPTOR 1M 2P 16AX BEIGE | 15.75 | 1 | 12 | 48 | NR | 8034035071683 | 85365080 | 1DM02 | Building | 1DM | BUILDING | 1DM03G | CHORUSMART DOM.RANG. | 1DM03G01F | BASIC CHORUSMART | 1DM03G01F133 | CR NAT.BEIGE DEVICES
GW13005 | INTERRUPTOR 1M 2P 16AX LUM. SEÑAL.BEIGE | 18.05 | 1 | 12 | 24 | NR | 8034035071690 | 85365080 | 1DM02 | Building | 1DM | BUILDING | 1DM03G | CHORUSMART DOM.RANG. | 1DM03G01F | BASIC CHORUSMART | 1DM03G01F133 | CR NAT.BEIGE DEVICES
GW13006 | INTERRUPTOR 1M 2P 10AX+LLAVE BEIGE | 72 | 1 | 1 | 12 | NR | 8034035071706 | 85365080 | 1DM02 | Building | 1DM | BUILDING | 1DM03G | CHORUSMART DOM.RANG. | 1DM03G01F | BASIC CHORUSMART | 1DM03G01F133 | CR NAT.BEIGE DEVICES
GW13007 | INTERRUPTOR 1M 2P 25AX USOS SEV. BEIGE | 57.5 | 1 | 12 | 24 | NR | 8034035071713 | 85365080 | 1DM02 | Building | 1DM | BUILDING | 1DM03G | CHORUSMART DOM.RANG. | 1DM03G01F | BASIC CHORUSMART | 1DM03G01F133 | CR NAT.BEIGE DEVICES
GW13021 | INTERRUPTOR 1/2M 1P 10AX BEIGE | 13.1 | 1 | 6 | 24 | NR | 8034035071720 | 85365080 | 1DM02 | Building | 1DM | BUILDING | 1DM03G | CHORUSMART DOM.RANG. | 1DM03G01F | BASIC CHORUSMART | 1DM03G01F133 | CR NAT.BEIGE DEVICES
GW13022 | INTERRUPTOR 1/2M 1P 10AX LUM. LOC.BEIGE | 14.85 | 1 | 6 | 24 | NR | 8034035071737 | 85365080 | 1DM02 | Building | 1DM | BUILDING | 1DM03G | CHORUSMART DOM.RANG. | 1DM03G01F | BASIC CHORUSMART | 1DM03G01F133 | CR NAT.BEIGE DEVICES
GW13031 | INTERRUPTOR 2M 1P 16AX BEIGE | 13.1 | 1 | 6 | 24 | NR | 8034035071744 | 85365080 | 1DM02 | Building | 1DM | BUILDING | 1DM03G | CHORUSMART DOM.RANG. | 1DM03G01F | BASIC CHORUSMART | 1DM03G01F133 | CR NAT.BEIGE DEVICES
GW13031F | INTERRUPTOR 2M 1P 16AX CON.RÁPIDA BEIGE | 18.35 | 1 | 6 | 24 | NR | 8034035071751 | 85365080 | 1DM02 | Building | 1DM | BUILDING | 1DM03G | CHORUSMART DOM.RANG. | 1DM03G01F | BASIC CHORUSMART | 1DM03G01F133 | CR NAT.BEIGE DEVICES
GW13032 | INTERRUPTOR 2M 1P 16AX LUM. LOC.BEIGE | 14.85 | 1 | 6 | 24 | NR | 8034035071768 | 85365080 | 1DM02 | Building | 1DM | BUILDING | 1DM03G | CHORUSMART DOM.RANG. | 1DM03G01F | BASIC CHORUSMART | 1DM03G01F133 | CR NAT.BEIGE DEVICES
GW13032F | INTERR. 2M 1P 16AX LUM.LOC.CON.RÁPIDA BE | 21.1 | 1 | 6 | 24 | NR | 8034035071775 | 85365080 | 1DM02 | Building | 1DM | BUILDING | 1DM03G | CHORUSMART DOM.RANG. | 1DM03G01F | BASIC CHORUSMART | 1DM03G01F133 | CR NAT.BEIGE DEVICES
GW13033 | INTERRUPTOR 2M 1P 16AX LUM. SEÑ. BEIGE | 14.85 | 1 | 6 | 24 | NR | 8034035071782 | 85365080 | 1DM02 | Building | 1DM | BUILDING | 1DM03G | CHORUSMART DOM.RANG. | 1DM03G01F | BASIC CHORUSMART | 1DM03G01F133 | CR NAT.BEIGE DEVICES
GW13033F | INTERR. 2M 1P 16AX LUM.SEÑ.CON.RÁPIDA BE | 21.1 | 1 | 6 | 24 | NR | 8034035071799 | 85365080 | 1DM02 | Building | 1DM | BUILDING | 1DM03G | CHORUSMART DOM.RANG. | 1DM03G01F | BASIC CHORUSMART | 1DM03G01F133 | CR NAT.BEIGE DEVICES
GW13034 | INTERRUPTOR 2M 2P 16AX BEIGE | 23.5 | 1 | 6 | 24 | NR | 8034035071805 | 85365080 | 1DM02 | Building | 1DM | BUILDING | 1DM03G | CHORUSMART DOM.RANG. | 1DM03G01F | BASIC CHORUSMART | 1DM03G01F133 | CR NAT.BEIGE DEVICES
GW13034F | INTERRUPTOR 2M 2P 16AX CON.RÁPIDA BEIGE | 28.55 | 1 | 6 | 24 | NR | 8034035071812 | 85365080 | 1DM02 | Building | 1DM | BUILDING | 1DM03G | CHORUSMART DOM.RANG. | 1DM03G01F | BASIC CHORUSMART | 1DM03G01F133 | CR NAT.BEIGE DEVICES
GW13035 | INTERRUPTOR 2M 2P 16AX LUM. SEÑ. BEIGE | 27 | 1 | 6 | 24 | NR | 8034035071829 | 85365080 | 1DM02 | Building | 1DM | BUILDING | 1DM03G | CHORUSMART DOM.RANG. | 1DM03G01F | BASIC CHORUSMART | 1DM03G01F133 | CR NAT.BEIGE DEVICES
GW13035F | INTERR. 2M 2P 16AX LUM.SEÑ.CON.RÁPIDA BE | 32.35 | 1 | 6 | 24 | NR | 8034035071836 | 85365080 | 1DM02 | Building | 1DM | BUILDING | 1DM03G | CHORUSMART DOM.RANG. | 1DM03G01F | BASIC CHORUSMART | 1DM03G01F133 | CR NAT.BEIGE DEVICES
GW13039 | INTERRUPTOR UNIV.DE TARJETA 2M BEIGE | 25.25 | 1 | 1 | 6 | NR | 8034035071843 | 85389099 | 1DM02 | Building | 1DM | BUILDING | 1DM03G | CHORUSMART DOM.RANG. | 1DM03G01F | BASIC CHORUSMART | 1DM03G01F133 | CR NAT.BEIGE DEVICES
GW13041 | INTERRUPTOR 3M 1P 16AX BEIGE | 14.85 | 1 | 4 | 12 | NR | 8034035071850 | 85365080 | 1DM02 | Building | 1DM | BUILDING | 1DM03G | CHORUSMART DOM.RANG. | 1DM03G01F | BASIC CHORUSMART | 1DM03G01F133 | CR NAT.BEIGE DEVICES
GW13042 | INTERRUPTOR 3M 1P 16AX LUM. LOC.BEIGE | 17 | 1 | 4 | 12 | NR | 8034035071867 | 85365080 | 1DM02 | Building | 1DM | BUILDING | 1DM03G | CHORUSMART DOM.RANG. | 1DM03G01F | BASIC CHORUSMART | 1DM03G01F133 | CR NAT.BEIGE DEVICES
GW13043 | INTERRUPTOR 3M 1P 16AX LUM. SEÑ. BEIGE | 17 | 1 | 4 | 12 | NR | 8034035071874 | 85365080 | 1DM02 | Building | 1DM | BUILDING | 1DM03G | CHORUSMART DOM.RANG. | 1DM03G01F | BASIC CHORUSMART | 1DM03G01F133 | CR NAT.BEIGE DEVICES
GW13051 | CONMUTADOR 1M 1P 16AX BEIGE | 9.9 | 1 | 12 | 96 | NR | 8034035071881 | 85365080 | 1DM02 | Building | 1DM | BUILDING | 1DM03G | CHORUSMART DOM.RANG. | 1DM03G01F | BASIC CHORUSMART | 1DM03G01F133 | CR NAT.BEIGE DEVICES
GW13052 | CONMUTADOR 1M 1P 16AX LUM. LOC.BEIGE | 11.65 | 1 | 12 | 24 | NR | 8034035071898 | 85365080 | 1DM02 | Building | 1DM | BUILDING | 1DM03G | CHORUSMART DOM.RANG. | 1DM03G01F | BASIC CHORUSMART | 1DM03G01F133 | CR NAT.BEIGE DEVICES
GW13053 | CONMUTADOR 1M 1P 16AX LUM. SEÑ. BEIGE | 11.65 | 1 | 12 | 24 | NR | 8034035071904 | 85365080 | 1DM02 | Building | 1DM | BUILDING | 1DM03G | CHORUSMART DOM.RANG. | 1DM03G01F | BASIC CHORUSMART | 1DM03G01F133 | CR NAT.BEIGE DEVICES
GW13054 | CONMUTADOR 1 M 1P 10AX + LLAVE BEIGE | 72 | 1 | 1 | 12 | NR | 8034035071911 | 85365080 | 1DM02 | Building | 1DM | BUILDING | 1DM03G | CHORUSMART DOM.RANG. | 1DM03G01F | BASIC CHORUSMART | 1DM03G01F133 | CR NAT.BEIGE DEVICES
GW13061 | CONMUTADOR 1/2M 1P 10AX BEIGE | 15.25 | 1 | 6 | 24 | NR | 8034035071928 | 85365080 | 1DM02 | Building | 1DM | BUILDING | 1DM03G | CHORUSMART DOM.RANG. | 1DM03G01F | BASIC CHORUSMART | 1DM03G01F133 | CR NAT.BEIGE DEVICES
GW13071 | CONMUTADOR 2M 1P 16AX BEIGE | 15.25 | 1 | 6 | 24 | NR | 8034035071935 | 85365080 | 1DM02 | Building | 1DM | BUILDING | 1DM03G | CHORUSMART DOM.RANG. | 1DM03G01F | BASIC CHORUSMART | 1DM03G01F133 | CR NAT.BEIGE DEVICES
GW13071F | CONMUTADOR 2M 1P 16AX CON.RÁPIDA BEIGE | 20.3 | 1 | 6 | 24 | NR | 8034035071942 | 85365080 | 1DM02 | Building | 1DM | BUILDING | 1DM03G | CHORUSMART DOM.RANG. | 1DM03G01F | BASIC CHORUSMART | 1DM03G01F133 | CR NAT.BEIGE DEVICES
GW13072 | CONMUTADOR 2M 1P 16AX LUM. LOC.BEIGE | 17.6 | 1 | 6 | 24 | NR | 8034035071959 | 85365080 | 1DM02 | Building | 1DM | BUILDING | 1DM03G | CHORUSMART DOM.RANG. | 1DM03G01F | BASIC CHORUSMART | 1DM03G01F133 | CR NAT.BEIGE DEVICES
GW13072F | CONMUT. 2M 1P 16AX LUM.LOC.CON.RÁPIDA BE | 22.95 | 1 | 6 | 24 | NR | 8034035071966 | 85365080 | 1DM02 | Building | 1DM | BUILDING | 1DM03G | CHORUSMART DOM.RANG. | 1DM03G01F | BASIC CHORUSMART | 1DM03G01F133 | CR NAT.BEIGE DEVICES
GW13073 | CONMUTADOR 2M 1P 16AX LUM. SEÑ.BEIGE | 17.6 | 1 | 6 | 24 | NR | 8034035071973 | 85365080 | 1DM02 | Building | 1DM | BUILDING | 1DM03G | CHORUSMART DOM.RANG. | 1DM03G01F | BASIC CHORUSMART | 1DM03G01F133 | CR NAT.BEIGE DEVICES
GW13073F | CONMUT. 2M 1P 16AX LUM.SEÑ.CON.RÁPIDA BE | 22.95 | 1 | 6 | 24 | NR | 8034035071980 | 85365080 | 1DM02 | Building | 1DM | BUILDING | 1DM03G | CHORUSMART DOM.RANG. | 1DM03G01F | BASIC CHORUSMART | 1DM03G01F133 | CR NAT.BEIGE DEVICES
GW13078F | DOBLE CONM. 2M 1P 16AX CON.RÁPIDA BEIGE | 33.35 | 1 | 6 | 24 | NR | 8034035071997 | 85365080 | 1DM02 | Building | 1DM | BUILDING | 1DM03G | CHORUSMART DOM.RANG. | 1DM03G01F | BASIC CHORUSMART | 1DM03G01F133 | CR NAT.BEIGE DEVICES
GW13081 | CONMUTADOR 3M 1P 16AX BEIGE | 17.3 | 1 | 4 | 12 | NR | 8034035072000 | 85365080 | 1DM02 | Building | 1DM | BUILDING | 1DM03G | CHORUSMART DOM.RANG. | 1DM03G01F | BASIC CHORUSMART | 1DM03G01F133 | CR NAT.BEIGE DEVICES
GW13082 | CONMUTADOR 3M 1P 16AX LUM. LOC.BEIGE | 20.1 | 1 | 4 | 12 | NR | 8034035072017 | 85365080 | 1DM02 | Building | 1DM | BUILDING | 1DM03G | CHORUSMART DOM.RANG. | 1DM03G01F | BASIC CHORUSMART | 1DM03G01F133 | CR NAT.BEIGE DEVICES
GW13083 | CONMUTADOR 3M 1P 16AX LUM. SEÑ.BEIGE | 20.1 | 1 | 4 | 12 | NR | 8034035072024 | 85365080 | 1DM02 | Building | 1DM | BUILDING | 1DM03G | CHORUSMART DOM.RANG. | 1DM03G01F | BASIC CHORUSMART | 1DM03G01F133 | CR NAT.BEIGE DEVICES
GW13091 | CRUZAMIENTO 1M 1P 16AX BEIGE | 20.1 | 1 | 12 | 48 | NR | 8034035072031 | 85365080 | 1DM02 | Building | 1DM | BUILDING | 1DM03G | CHORUSMART DOM.RANG. | 1DM03G01F | BASIC CHORUSMART | 1DM03G01F133 | CR NAT.BEIGE DEVICES
GW13092 | CRUZAMIENTO 1M 1P 16AX LUM. LOC.BEIGE | 23.5 | 1 | 12 | 24 | NR | 8034035072048 | 85365080 | 1DM02 | Building | 1DM | BUILDING | 1DM03G | CHORUSMART DOM.RANG. | 1DM03G01F | BASIC CHORUSMART | 1DM03G01F133 | CR NAT.BEIGE DEVICES
GW13093 | CRUZAMIENTO 1M 1P 16AX LUM. SEÑ. BEIGE | 23.5 | 1 | 12 | 24 | NR | 8034035072055 | 85365080 | 1DM02 | Building | 1DM | BUILDING | 1DM03G | CHORUSMART DOM.RANG. | 1DM03G01F | BASIC CHORUSMART | 1DM03G01F133 | CR NAT.BEIGE DEVICES
GW13101 | CRUZAMIENTO 2M 1P 16AX BEIGE | 31.2 | 1 | 6 | 12 | NR | 8034035072062 | 85365080 | 1DM02 | Building | 1DM | BUILDING | 1DM03G | CHORUSMART DOM.RANG. | 1DM03G01F | BASIC CHORUSMART | 1DM03G01F133 | CR NAT.BEIGE DEVICES
GW13101F | CRUZAMIENTO 2M 1P 16AX CON.RÁPIDA BEIGE | 37.1 | 1 | 6 | 12 | NR | 8034035072079 | 85365080 | 1DM02 | Building | 1DM | BUILDING | 1DM03G | CHORUSMART DOM.RANG. | 1DM03G01F | BASIC CHORUSMART | 1DM03G01F133 | CR NAT.BEIGE DEVICES
GW13102 | CRUZAMIENTO 2M 1P 16AX LUM. LOC.BEIGE | 35.85 | 1 | 6 | 12 | NR | 8034035072086 | 85365080 | 1DM02 | Building | 1DM | BUILDING | 1DM03G | CHORUSMART DOM.RANG. | 1DM03G01F | BASIC CHORUSMART | 1DM03G01F133 | CR NAT.BEIGE DEVICES
GW13102F | CRUZAM. 2M 1P 16AX LUM.LOC.CON.RÁPIDA BE | 41.9 | 1 | 6 | 12 | NR | 8034035072093 | 85365080 | 1DM02 | Building | 1DM | BUILDING | 1DM03G | CHORUSMART DOM.RANG. | 1DM03G01F | BASIC CHORUSMART | 1DM03G01F133 | CR NAT.BEIGE DEVICES
GW13103 | CRUZAMIENTO 2M 1P 16AX LUM. SEÑ.BEIGE | 35.85 | 1 | 6 | 12 | NR | 8034035072109 | 85365080 | 1DM02 | Building | 1DM | BUILDING | 1DM03G | CHORUSMART DOM.RANG. | 1DM03G01F | BASIC CHORUSMART | 1DM03G01F133 | CR NAT.BEIGE DEVICES
GW13103F | CRUZAM. 2M 1P 16AX LUM.SEÑ.CON.RÁPIDA BE | 41.9 | 1 | 6 | 12 | NR | 8034035072116 | 85365080 | 1DM02 | Building | 1DM | BUILDING | 1DM03G | CHORUSMART DOM.RANG. | 1DM03G01F | BASIC CHORUSMART | 1DM03G01F133 | CR NAT.BEIGE DEVICES
GW13111 | CRUZAMIENTO 3M 1P 16AX BEIGE | 34.8 | 1 | 4 | 12 | NR | 8034035072123 | 85365080 | 1DM02 | Building | 1DM | BUILDING | 1DM03G | CHORUSMART DOM.RANG. | 1DM03G01F | BASIC CHORUSMART | 1DM03G01F133 | CR NAT.BEIGE DEVICES
GW13112 | CRUZAMIENTO 3M 1P 16AX LUM. LOC.BEIGE | 39.65 | 1 | 4 | 12 | NR | 8034035072130 | 85365080 | 1DM02 | Building | 1DM | BUILDING | 1DM03G | CHORUSMART DOM.RANG. | 1DM03G01F | BASIC CHORUSMART | 1DM03G01F133 | CR NAT.BEIGE DEVICES
GW13113 | CRUZAMIENTO 3M 1P 16AX LUM. SEÑ.BEIGE | 39.65 | 1 | 4 | 12 | NR | 8034035072147 | 85365080 | 1DM02 | Building | 1DM | BUILDING | 1DM03G | CHORUSMART DOM.RANG. | 1DM03G01F | BASIC CHORUSMART | 1DM03G01F133 | CR NAT.BEIGE DEVICES
GW13121 | CONMUTADOR 1M 1P 10AX ARRIB-ABAJO BEIGE | 21.1 | 1 | 12 | 24 | NR | 8034035072154 | 85365080 | 1DM02 | Building | 1DM | BUILDING | 1DM03G | CHORUSMART DOM.RANG. | 1DM03G01F | BASIC CHORUSMART | 1DM03G01F133 | CR NAT.BEIGE DEVICES
GW13122 | CONMUTADOR 1M 2P 10AX 6 TERMINALES BEIGE | 26.55 | 1 | 12 | 24 | NR | 8034035072161 | 85365080 | 1DM02 | Building | 1DM | BUILDING | 1DM03G | CHORUSMART DOM.RANG. | 1DM03G01F | BASIC CHORUSMART | 1DM03G01F133 | CR NAT.BEIGE DEVICES
GW13123 | CONMUTADOR 2M 1P 10AX ARRIB-ABAJO BEIGE | 27.3 | 1 | 6 | 24 | NR | 8034035072178 | 85365080 | 1DM02 | Building | 1DM | BUILDING | 1DM03G | CHORUSMART DOM.RANG. | 1DM03G01F | BASIC CHORUSMART | 1DM03G01F133 | CR NAT.BEIGE DEVICES
GW13131 | PULSADOR 1M 1P NA 16A BEIGE | 9.05 | 1 | 12 | 96 | NR | 8034035072185 | 85365080 | 1DM02 | Building | 1DM | BUILDING | 1DM03G | CHORUSMART DOM.RANG. | 1DM03G01F | BASIC CHORUSMART | 1DM03G01F133 | CR NAT.BEIGE DEVICES
GW13132 | PULSADOR 1M 1P NA 16A LUM. LOC.BEIGE | 10.3 | 1 | 12 | 24 | NR | 8034035072192 | 85365080 | 1DM02 | Building | 1DM | BUILDING | 1DM03G | CHORUSMART DOM.RANG. | 1DM03G01F | BASIC CHORUSMART | 1DM03G01F133 | CR NAT.BEIGE DEVICES
GW13133 | PULSADOR 1 M 1P NA 16A LUM. SEÑ. BEIGE | 10.2 | 1 | 12 | 24 | NR | 8034035072208 | 85365080 | 1DM02 | Building | 1DM | BUILDING | 1DM03G | CHORUSMART DOM.RANG. | 1DM03G01F | BASIC CHORUSMART | 1DM03G01F133 | CR NAT.BEIGE DEVICES
GW13134 | PULSADOR 1M 2P NA 16A BEIGE | 15.75 | 1 | 12 | 24 | NR | 8034035072215 | 85365080 | 1DM02 | Building | 1DM | BUILDING | 1DM03G | CHORUSMART DOM.RANG. | 1DM03G01F | BASIC CHORUSMART | 1DM03G01F133 | CR NAT.BEIGE DEVICES
GW13135 | PULSADOR 1M 2P NA 16A LUM. SEÑ. BEIGE | 18.05 | 1 | 12 | 24 | NR | 8034035072222 | 85365080 | 1DM02 | Building | 1DM | BUILDING | 1DM03G | CHORUSMART DOM.RANG. | 1DM03G01F | BASIC CHORUSMART | 1DM03G01F133 | CR NAT.BEIGE DEVICES
GW13136 | PULSADOR 1 M 1P NA 16A TIRANTE BEIGE | 23.6 | 1 | 1 | 12 | NR | 8034035072239 | 85365080 | 1DM02 | Building | 1DM | BUILDING | 1DM03G | CHORUSMART DOM.RANG. | 1DM03G01F | BASIC CHORUSMART | 1DM03G01F133 | CR NAT.BEIGE DEVICES
GW13137 | PULSADOR 1M 1P NC 16A BEIGE | 9.05 | 1 | 12 | 24 | NR | 8034035072246 | 85365080 | 1DM02 | Building | 1DM | BUILDING | 1DM03G | CHORUSMART DOM.RANG. | 1DM03G01F | BASIC CHORUSMART | 1DM03G01F133 | CR NAT.BEIGE DEVICES
GW13138 | PULSADOR 1 M 1P NC+NA 16A PARADA BEIGE | 16.15 | 1 | 12 | 24 | NR | 8034035072253 | 85365080 | 1DM02 | Building | 1DM | BUILDING | 1DM03G | CHORUSMART DOM.RANG. | 1DM03G01F | BASIC CHORUSMART | 1DM03G01F133 | CR NAT.BEIGE DEVICES
GW13139 | PULSADOR 1 M 1P NA+NC 16A MARCHA BEIGE | 16.15 | 1 | 12 | 24 | NR | 8034035072260 | 85365080 | 1DM02 | Building | 1DM | BUILDING | 1DM03G | CHORUSMART DOM.RANG. | 1DM03G01F | BASIC CHORUSMART | 1DM03G01F133 | CR NAT.BEIGE DEVICES
GW13140 | PULSADOR 1M 1P NA+NA 10A INTERBL. BEIGE | 17.2 | 1 | 12 | 24 | NR | 8034035072277 | 85365080 | 1DM02 | Building | 1DM | BUILDING | 1DM03G | CHORUSMART DOM.RANG. | 1DM03G01F | BASIC CHORUSMART | 1DM03G01F133 | CR NAT.BEIGE DEVICES
GW13141 | PULSADOR 1M DOBLE NA 16A BEIGE | 27.7 | 1 | 12 | 24 | NR | 8034035072284 | 85365080 | 1DM02 | Building | 1DM | BUILDING | 1DM03G | CHORUSMART DOM.RANG. | 1DM03G01F | BASIC CHORUSMART | 1DM03G01F133 | CR NAT.BEIGE DEVICES
GW13142 | PULSADOR 1M 1P NA 16A TEST. VERDE BEIGE | 21.1 | 1 | 12 | 24 | NR | 8034035072291 | 85365080 | 1DM02 | Building | 1DM | BUILDING | 1DM03G | CHORUSMART DOM.RANG. | 1DM03G01F | BASIC CHORUSMART | 1DM03G01F133 | CR NAT.BEIGE DEVICES
GW13143 | PULSADOR 1M 1P NA 16A TEST. ROJO BEIGE | 21.1 | 1 | 12 | 24 | NR | 8034035072307 | 85365080 | 1DM02 | Building | 1DM | BUILDING | 1DM03G | CHORUSMART DOM.RANG. | 1DM03G01F | BASIC CHORUSMART | 1DM03G01F133 | CR NAT.BEIGE DEVICES
GW13144 | PULSADOR 1M 1P NA 16A TEST.TRANSP.BEIGE | 21.1 | 1 | 12 | 24 | NR | 8034035072314 | 85365080 | 1DM02 | Building | 1DM | BUILDING | 1DM03G | CHORUSMART DOM.RANG. | 1DM03G01F | BASIC CHORUSMART | 1DM03G01F133 | CR NAT.BEIGE DEVICES
GW13145 | PULSADOR 1M 2P NA 10A +LLAVE BEIGE | 72 | 1 | 1 | 12 | NR | 8034035072321 | 85365080 | 1DM02 | Building | 1DM | BUILDING | 1DM03G | CHORUSMART DOM.RANG. | 1DM03G01F | BASIC CHORUSMART | 1DM03G01F133 | CR NAT.BEIGE DEVICES
GW13151 | PULSADOR 1M 1NA 16A ALUMB.BEIGE | 9.6 | 1 | 12 | 24 | NR | 8034035072338 | 85365080 | 1DM02 | Building | 1DM | BUILDING | 1DM03G | CHORUSMART DOM.RANG. | 1DM03G01F | BASIC CHORUSMART | 1DM03G01F133 | CR NAT.BEIGE DEVICES
GW13152 | PULSADOR 1M 1NA 16A LLAVE BEIGE | 9.6 | 1 | 12 | 24 | NR | 8034035072345 | 85365080 | 1DM02 | Building | 1DM | BUILDING | 1DM03G | CHORUSMART DOM.RANG. | 1DM03G01F | BASIC CHORUSMART | 1DM03G01F133 | CR NAT.BEIGE DEVICES
GW13153 | PULSADOR 1M 1P NA 16A TIMBRE BEIGE | 9.6 | 1 | 12 | 24 | NR | 8034035072352 | 85365080 | 1DM02 | Building | 1DM | BUILDING | 1DM03G | CHORUSMART DOM.RANG. | 1DM03G01F | BASIC CHORUSMART | 1DM03G01F133 | CR NAT.BEIGE DEVICES
GW13159F | PULSADOR+CONM. 2M 1P NA 16AX A CON.RÁP.B | 33.35 | 1 | 6 | 24 | NR | 8034035072369 | 85365080 | 1DM02 | Building | 1DM | BUILDING | 1DM03G | CHORUSMART DOM.RANG. | 1DM03G01F | BASIC CHORUSMART | 1DM03G01F133 | CR NAT.BEIGE DEVICES
GW13160F | DOBLE PULS. 2M 1P NA 16A A CON.RÁPIDA BE | 33.35 | 1 | 6 | 24 | NR | 8034035072376 | 85365080 | 1DM02 | Building | 1DM | BUILDING | 1DM03G | CHORUSMART DOM.RANG. | 1DM03G01F | BASIC CHORUSMART | 1DM03G01F133 | CR NAT.BEIGE DEVICES
GW13161 | PULSADOR 1/2M 1P NA 10A BEIGE | 13.6 | 1 | 6 | 24 | NR | 8034035072383 | 85365080 | 1DM02 | Building | 1DM | BUILDING | 1DM03G | CHORUSMART DOM.RANG. | 1DM03G01F | BASIC CHORUSMART | 1DM03G01F133 | CR NAT.BEIGE DEVICES
GW13162 | PULSADOR 1/2M 1P NA 10A LUM. LOC.BEIGE | 16.15 | 1 | 6 | 24 | NR | 8034035072390 | 85365080 | 1DM02 | Building | 1DM | BUILDING | 1DM03G | CHORUSMART DOM.RANG. | 1DM03G01F | BASIC CHORUSMART | 1DM03G01F133 | CR NAT.BEIGE DEVICES
GW13171 | PULSADOR 2M 1P NA 16A BEIGE | 13.6 | 1 | 6 | 24 | NR | 8034035072406 | 85365080 | 1DM02 | Building | 1DM | BUILDING | 1DM03G | CHORUSMART DOM.RANG. | 1DM03G01F | BASIC CHORUSMART | 1DM03G01F133 | CR NAT.BEIGE DEVICES
GW13171F | PULSADOR 2M 1P NA 16A CON.RÁPIDA BEIGE | 19.15 | 1 | 6 | 24 | NR | 8034035072413 | 85365080 | 1DM02 | Building | 1DM | BUILDING | 1DM03G | CHORUSMART DOM.RANG. | 1DM03G01F | BASIC CHORUSMART | 1DM03G01F133 | CR NAT.BEIGE DEVICES
GW13172 | PULSADOR 2M 1P NA 16A LUM. LOC.BEIGE | 16.15 | 1 | 6 | 24 | NR | 8034035072420 | 85365080 | 1DM02 | Building | 1DM | BUILDING | 1DM03G | CHORUSMART DOM.RANG. | 1DM03G01F | BASIC CHORUSMART | 1DM03G01F133 | CR NAT.BEIGE DEVICES
GW13172F | PULS. 2M 1P NA 16A LUM.LOC.CON.RÁPIDA BE | 21.75 | 1 | 6 | 24 | NR | 8034035072437 | 85365080 | 1DM02 | Building | 1DM | BUILDING | 1DM03G | CHORUSMART DOM.RANG. | 1DM03G01F | BASIC CHORUSMART | 1DM03G01F133 | CR NAT.BEIGE DEVICES
GW13173 | PULSADOR 2M 1P NA 16A LUM. SEÑ.BEIGE | 16.15 | 1 | 6 | 24 | NR | 8034035072444 | 85365080 | 1DM02 | Building | 1DM | BUILDING | 1DM03G | CHORUSMART DOM.RANG. | 1DM03G01F | BASIC CHORUSMART | 1DM03G01F133 | CR NAT.BEIGE DEVICES
GW13173F | PULS. 2M 1P NA 16A LUM.SEÑ.CON.RÁPIDA BE | 21.75 | 1 | 6 | 24 | NR | 8034035072451 | 85365080 | 1DM02 | Building | 1DM | BUILDING | 1DM03G | CHORUSMART DOM.RANG. | 1DM03G01F | BASIC CHORUSMART | 1DM03G01F133 | CR NAT.BEIGE DEVICES
GW13181 | PULSADOR 3M 1P NA 16A BEIGE | 15.85 | 1 | 4 | 12 | NR | 8034035072468 | 85365080 | 1DM02 | Building | 1DM | BUILDING | 1DM03G | CHORUSMART DOM.RANG. | 1DM03G01F | BASIC CHORUSMART | 1DM03G01F133 | CR NAT.BEIGE DEVICES
GW13182 | PULSADOR 3M 1P NA 16A LUM. LOC.BEIGE | 18.35 | 1 | 4 | 12 | NR | 8034035072475 | 85365080 | 1DM02 | Building | 1DM | BUILDING | 1DM03G | CHORUSMART DOM.RANG. | 1DM03G01F | BASIC CHORUSMART | 1DM03G01F133 | CR NAT.BEIGE DEVICES
GW13183 | PULSADOR 3M 1P NA 16A LUM. SEÑ.BEIGE | 18.35 | 1 | 4 | 12 | NR | 8034035072482 | 85365080 | 1DM02 | Building | 1DM | BUILDING | 1DM03G | CHORUSMART DOM.RANG. | 1DM03G01F | BASIC CHORUSMART | 1DM03G01F133 | CR NAT.BEIGE DEVICES
GW13191 | PULS. 2M 1P NA 10A PLACA P.ETIQ.LUM. BE. | 21.75 | 1 | 6 | 24 | NR | 8034035072499 | 85365080 | 1DM02 | Building | 1DM | BUILDING | 1DM03G | CHORUSMART DOM.RANG. | 1DM03G01F | BASIC CHORUSMART | 1DM03G01F133 | CR NAT.BEIGE DEVICES
GW13192 | PULS. 3M 1P NA 10A PLACA P.ETIQ.LUM. BE. | 21.75 | 1 | 4 | 16 | NR | 8034035072505 | 85365080 | 1DM02 | Building | 1DM | BUILDING | 1DM03G | CHORUSMART DOM.RANG. | 1DM03G01F | BASIC CHORUSMART | 1DM03G01F133 | CR NAT.BEIGE DEVICES
GW13194 | TAPA CIEGA 2M SALIDA CABLE BEIGE | 5.25 | 1 | 6 | 48 | NR | 8034035072512 | 85389099 | 1DM02 | Building | 1DM | BUILDING | 1DM03G | CHORUSMART DOM.RANG. | 1DM03G01F | BASIC CHORUSMART | 1DM03G01F133 | CR NAT.BEIGE DEVICES
GW13195 | TAPA CIEGA 1M BEIGE | 1.95 | 1 | 10 | 200 | NR | 8034035072529 | 85389099 | 1DM02 | Building | 1DM | BUILDING | 1DM03G | CHORUSMART DOM.RANG. | 1DM03G01F | BASIC CHORUSMART | 1DM03G01F133 | CR NAT.BEIGE DEVICES
GW13196 | TAPA CIEGA 1M SALIDA CABLE BEIGE | 9.25 | 1 | 1 | 48 | NR | 8034035072536 | 85389099 | 1DM02 | Building | 1DM | BUILDING | 1DM03G | CHORUSMART DOM.RANG. | 1DM03G01F | BASIC CHORUSMART | 1DM03G01F133 | CR NAT.BEIGE DEVICES
GW13197 | TAPA CIEGA 1/2M BEIGE | 3.3 | 1 | 4 | 48 | NR | 8034035072543 | 85389099 | 1DM02 | Building | 1DM | BUILDING | 1DM03G | CHORUSMART DOM.RANG. | 1DM03G01F | BASIC CHORUSMART | 1DM03G01F133 | CR NAT.BEIGE DEVICES
GW13198 | TAPA CIEGA 2M BEIGE | 4.1 | 1 | 1 | 48 | NR | 8034035072550 | 85389099 | 1DM02 | Building | 1DM | BUILDING | 1DM03G | CHORUSMART DOM.RANG. | 1DM03G01F | BASIC CHORUSMART | 1DM03G01F133 | CR NAT.BEIGE DEVICES
GW13199 | TAPA CIEGA 3M BEIGE | 6.5 | 1 | 1 | 48 | NR | 8034035072567 | 85389099 | 1DM02 | Building | 1DM | BUILDING | 1DM03G | CHORUSMART DOM.RANG. | 1DM03G01F | BASIC CHORUSMART | 1DM03G01F133 | CR NAT.BEIGE DEVICES
GW13201 | BASE 1M 2P+T 10A P11 NOR.ITALIANA BEIGE | 9.05 | 1 | 12 | 96 | NR | 8034035072574 | 85366990 | 1DM02 | Building | 1DM | BUILDING | 1DM03G | CHORUSMART DOM.RANG. | 1DM03G01F | BASIC CHORUSMART | 1DM03G01F133 | CR NAT.BEIGE DEVICES
GW13203 | BASE 1M 2P+T 16A BIV.P17-11 NOR.ITA. BE. | 10.6 | 1 | 12 | 96 | NR | 8034035072581 | 85366990 | 1DM02 | Building | 1DM | BUILDING | 1DM03G | CHORUSMART DOM.RANG. | 1DM03G01F | BASIC CHORUSMART | 1DM03G01F133 | CR NAT.BEIGE DEVICES
GW13204 | BASE 2M 2P+T 16A BIV.P30-17 NOR.ITA/AL.B | 19.35 | 1 | 6 | 48 | NR | 8034035072598 | 85366990 | 1DM02 | Building | 1DM | BUILDING | 1DM03G | CHORUSMART DOM.RANG. | 1DM03G01F | BASIC CHORUSMART | 1DM03G01F133 | CR NAT.BEIGE DEVICES
GW13205 | BASE 2M 2P+T 16A P30 EST.ITA/AL.BEIGE | 16.7 | 1 | 6 | 48 | NR | 8034035072604 | 85366990 | 1DM02 | Building | 1DM | BUILDING | 1DM03G | CHORUSMART DOM.RANG. | 1DM03G01F | BASIC CHORUSMART | 1DM03G01F133 | CR NAT.BEIGE DEVICES
GW13208 | B.DOBLE 2P+T 16A P17-11 BIV. NOR.ITA. BE | 29.35 | 1 | 6 | 24 | NR | 8034035072611 | 85366990 | 1DM02 | Building | 1DM | BUILDING | 1DM03G | CHORUSMART DOM.RANG. | 1DM03G01F | BASIC CHORUSMART | 1DM03G01F133 | CR NAT.BEIGE DEVICES
GW13209 | B.TRIPLE 2P+T 16A P17-11 BIV. NOR.ITA. B | 56.5 | 1 | 4 | 12 | NR | 8034035072628 | 85366990 | 1DM02 | Building | 1DM | BUILDING | 1DM03G | CHORUSMART DOM.RANG. | 1DM03G01F | BASIC CHORUSMART | 1DM03G01F133 | CR NAT.BEIGE DEVICES
GW13241 | BASE 2M 2P+T 16A NOR.ESPAÑOLA BEIGE | 15.25 | 1 | 6 | 48 | NR | 8034035072635 | 85366990 | 1DM02 | Building | 1DM | BUILDING | 1DM03G | CHORUSMART DOM.RANG. | 1DM03G01F | BASIC CHORUSMART | 1DM03G01F133 | CR NAT.BEIGE DEVICES
GW13241F | BASE 2M 2P+T 16A CON.FR.RÁPIDO NOR.ES.BE | 17.6 | 1 | 6 | 12 | NR | 8034035072642 | 85366990 | 1DM02 | Building | 1DM | BUILDING | 1DM03G | CHORUSMART DOM.RANG. | 1DM03G01F | BASIC CHORUSMART | 1DM03G01F133 | CR NAT.BEIGE DEVICES
GW13242 | BASE 2M 2P+T 16A NOR. ESP. CON TAPA BE | 17.6 | 1 | 6 | 48 | NR | 8034035072659 | 85366990 | 1DM02 | Building | 1DM | BUILDING | 1DM03G | CHORUSMART DOM.RANG. | 1DM03G01F | BASIC CHORUSMART | 1DM03G01F133 | CR NAT.BEIGE DEVICES
GW13246 | BASE 2M 2P 16A NOR.FRANCESA BEIGE | 10.9 | 1 | 1 | 24 | NR | 8034035072666 | 85366990 | 1DM02 | Building | 1DM | BUILDING | 1DM03G | CHORUSMART DOM.RANG. | 1DM03G01F | BASIC CHORUSMART | 1DM03G01F133 | CR NAT.BEIGE DEVICES
GW13247 | BASE 2M 2P+T 16A NOR.FRANCESA BEIGE | 15.75 | 1 | 6 | 48 | NR | 8034035072673 | 85366990 | 1DM02 | Building | 1DM | BUILDING | 1DM03G | CHORUSMART DOM.RANG. | 1DM03G01F | BASIC CHORUSMART | 1DM03G01F133 | CR NAT.BEIGE DEVICES
GW13247F | BASE 2M 2P+T 16A+AP.CON.RÁPIDA NOR.FR.BE | 17.6 | 1 | 6 | 12 | NR | 8034035072680 | 85366990 | 1DM02 | Building | 1DM | BUILDING | 1DM03G | CHORUSMART DOM.RANG. | 1DM03G01F | BASIC CHORUSMART | 1DM03G01F133 | CR NAT.BEIGE DEVICES
GW13248 | BASE 2M 2P+T 16A+APR.FR.BORNES NOR.FR.BE | 17.6 | 1 | 6 | 12 | NR | 8034035072697 | 85366990 | 1DM02 | Building | 1DM | BUILDING | 1DM03G | CHORUSMART DOM.RANG. | 1DM03G01F | BASIC CHORUSMART | 1DM03G01F133 | CR NAT.BEIGE DEVICES
GW13281 | BASE 2M 2P+T 16A NOR.ISRAELÍ BEIGE | 13.1 | 1 | 24 | 40 | NR | 8034035072703 | 85366990 | 1DM02 | Building | 1DM | BUILDING | 1DM03G | CHORUSMART DOM.RANG. | 1DM03G01F | BASIC CHORUSMART | 1DM03G01F133 | CR NAT.BEIGE DEVICES
GW13282 | BASE 1M 2P 10A NOR.ISRAELÍ BEIGE | 20.1 | 1 | 1 | 48 | NR | 8034035072710 | 85366990 | 1DM02 | Building | 1DM | BUILDING | 1DM03G | CHORUSMART DOM.RANG. | 1DM03G01F | BASIC CHORUSMART | 1DM03G01F133 | CR NAT.BEIGE DEVICES
GW13286 | BASE 1M 2P+T 15A NOR. ESTADOUNID. BEIGE | 10.3 | 1 | 12 | 48 | NR | 8034035072727 | 85366990 | 1DM02 | Building | 1DM | BUILDING | 1DM03G | CHORUSMART DOM.RANG. | 1DM03G01F | BASIC CHORUSMART | 1DM03G01F133 | CR NAT.BEIGE DEVICES
GW13287 | BASE 1M 2P 15A NOR. EUROAMERIC. BEIGE | 9.05 | 1 | 12 | 48 | NR | 8034035072734 | 85366990 | 1DM02 | Building | 1DM | BUILDING | 1DM03G | CHORUSMART DOM.RANG. | 1DM03G01F | BASIC CHORUSMART | 1DM03G01F133 | CR NAT.BEIGE DEVICES
GW13288 | BASE 1M 2P+T 15A NOR. AMERIC. BEIGE | 12.55 | 1 | 12 | 48 | NR | 8034035072741 | 85366990 | 1DM02 | Building | 1DM | BUILDING | 1DM03G | CHORUSMART DOM.RANG. | 1DM03G01F | BASIC CHORUSMART | 1DM03G01F133 | CR NAT.BEIGE DEVICES
GW13296 | BASE 2M 2P+T 13A NOR.INGLESA BEIGE | 21.3 | 1 | 6 | 48 | NR | 8034035072758 | 85366990 | 1DM02 | Building | 1DM | BUILDING | 1DM03G | CHORUSMART DOM.RANG. | 1DM03G01F | BASIC CHORUSMART | 1DM03G01F133 | CR NAT.BEIGE DEVICES
GW13297 | BASE 2M 2P+T 15A NOR.INGLESA BEIGE | 21.3 | 1 | 6 | 48 | NR | 8034035072765 | 85366990 | 1DM02 | Building | 1DM | BUILDING | 1DM03G | CHORUSMART DOM.RANG. | 1DM03G01F | BASIC CHORUSMART | 1DM03G01F133 | CR NAT.BEIGE DEVICES
GW13298 | BASE 2M 2P+T 16A NORMA INDIA/SUDAFR.BE. | 25.55 | 1 | 6 | 48 | NR | 8034035072772 | 85366990 | 1DM02 | Building | 1DM | BUILDING | 1DM03G | CHORUSMART DOM.RANG. | 1DM03G01F | BASIC CHORUSMART | 1DM03G01F133 | CR NAT.BEIGE DEVICES
GW13299 | BASE 1M 2P+T 16A NORMA SUDAFRICANA BE | 13 | 1 | 12 | 240 | NR | 8034035072789 | 85366990 | 1DM02 | Building | 1DM | BUILDING | 1DM03G | CHORUSMART DOM.RANG. | 1DM03G01F | BASIC CHORUSMART | 1DM03G01F133 | CR NAT.BEIGE DEVICES
GW13301 | BASE 2M 2P+T 10A NOR.ARGENTINA BEIGE | 20.7 | 1 | 6 | 48 | NR | 8034035072796 | 85366990 | 1DM02 | Building | 1DM | BUILDING | 1DM03G | CHORUSMART DOM.RANG. | 1DM03G01F | BASIC CHORUSMART | 1DM03G01F133 | CR NAT.BEIGE DEVICES
GW13306 | BASE 2M 2P+T 10A NOR.AUSTRALIANA BEIGE | 20.7 | 1 | 6 | 48 | NR | 8034035072802 | 85366990 | 1DM02 | Building | 1DM | BUILDING | 1DM03G | CHORUSMART DOM.RANG. | 1DM03G01F | BASIC CHORUSMART | 1DM03G01F133 | CR NAT.BEIGE DEVICES
GW13307 | BASE 2M 2P+T 15A NOR.AUSTRALIANA BEIGE | 20.7 | 1 | 6 | 48 | NR | 8034035072819 | 85366990 | 1DM02 | Building | 1DM | BUILDING | 1DM03G | CHORUSMART DOM.RANG. | 1DM03G01F | BASIC CHORUSMART | 1DM03G01F133 | CR NAT.BEIGE DEVICES
GW13310 | T. DE FUERZA MULTIESTÁNDAR CH. BE. | 13.9 | 1 | 10 | 40 | NR | 8034035072826 | 85366990 | 1DM02 | Building | 1DM | BUILDING | 1DM03G | CHORUSMART DOM.RANG. | 1DM03G01F | BASIC CHORUSMART | 1DM03G01F133 | CR NAT.BEIGE DEVICES
GW13311 | BEINT.2M.+INTER.MAGN.1P+N 16A P17/11 BE | 122 | 1 | 1 | 6 | NR | 8034035072833 | 85366990 | 1DM02 | Building | 1DM | BUILDING | 1DM03G | CHORUSMART DOM.RANG. | 1DM03G01F | BASIC CHORUSMART | 1DM03G01F133 | CR NAT.BEIGE DEVICES
GW13312 | BEINT.3M.+INTER.MAGN.1P+N 16A P30/17 BE | 134 | 1 | 1 | 4 | NR | 8034035072840 | 85366990 | 1DM02 | Building | 1DM | BUILDING | 1DM03G | CHORUSMART DOM.RANG. | 1DM03G01F | BASIC CHORUSMART | 1DM03G01F133 | CR NAT.BEIGE DEVICES
GW13321 | B.INT.3M.+INTERR.DIF.1P+N 16A P17/11 BE | 342 | 1 | 1 | 4 | NR | 8034035072857 | 85366990 | 1DM02 | Building | 1DM | BUILDING | 1DM03G | CHORUSMART DOM.RANG. | 1DM03G01F | BASIC CHORUSMART | 1DM03G01F133 | CR NAT.BEIGE DEVICES
GW13322 | B.INT.4M.+INT.M.DIF.1P+N 16A P30/17/11 B | 394.5 | 1 | 1 | 2 | NR | 8034035072864 | 85366990 | 1DM02 | Building | 1DM | BUILDING | 1DM03G | CHORUSMART DOM.RANG. | 1DM03G01F | BASIC CHORUSMART | 1DM03G01F133 | CR NAT.BEIGE DEVICES
GW13331 | BASE AFEIT.+ TRANSF. AISL. 3M BEIGE | 128.5 | 1 | 1 | 2 | NR | 8034035072871 | 85366990 | 1DM02 | Building | 1DM | BUILDING | 1DM03G | CHORUSMART DOM.RANG. | 1DM03G01F | BASIC CHORUSMART | 1DM03G01F133 | CR NAT.BEIGE DEVICES
GW13341 | BASE 2M 2P+T 16A+APR.FR.BORNES NOR.ES.BE | 17.3 | 1 | 6 | 12 | NR | 8034035072888 | 85366990 | 1DM02 | Building | 1DM | BUILDING | 1DM03G | CHORUSMART DOM.RANG. | 1DM03G01F | BASIC CHORUSMART | 1DM03G01F133 | CR NAT.BEIGE DEVICES
GW13361 | TOMA TV 1M DIRECTA CON. MACHO 9,5mm BE. | 25.55 | 1 | 1 | 48 | NR | 8034035072895 | 85366910 | 1DM02 | Building | 1DM | BUILDING | 1DM03G | CHORUSMART DOM.RANG. | 1DM03G01F | BASIC CHORUSMART | 1DM03G01F133 | CR NAT.BEIGE DEVICES
GW13362 | TOMA TV 1M PAS. 5dB CON. MACHO 9,5mm BE. | 33.7 | 1 | 1 | 24 | NR | 8034035072901 | 85366910 | 1DM02 | Building | 1DM | BUILDING | 1DM03G | CHORUSMART DOM.RANG. | 1DM03G01F | BASIC CHORUSMART | 1DM03G01F133 | CR NAT.BEIGE DEVICES
GW13363 | TOMA TV 1M PAS.10dB CON. MACHO 9,5mm BE. | 33.7 | 1 | 1 | 24 | NR | 8034035072918 | 85366910 | 1DM02 | Building | 1DM | BUILDING | 1DM03G | CHORUSMART DOM.RANG. | 1DM03G01F | BASIC CHORUSMART | 1DM03G01F133 | CR NAT.BEIGE DEVICES
GW13367 | TOMA TV 2M DIRECTA CON.MACHO 9,5mm BE. | 14.65 | 1 | 1 | 24 | NR | 8034035072925 | 85366910 | 1DM02 | Building | 1DM | BUILDING | 1DM03G | CHORUSMART DOM.RANG. | 1DM03G01F | BASIC CHORUSMART | 1DM03G01F133 | CR NAT.BEIGE DEVICES
GW13371 | TOMA TV/SAT 1M DIRECTA CON.F-HEMBRA BE. | 27 | 1 | 1 | 48 | NR | 8034035072932 | 85366910 | 1DM02 | Building | 1DM | BUILDING | 1DM03G | CHORUSMART DOM.RANG. | 1DM03G01F | BASIC CHORUSMART | 1DM03G01F133 | CR NAT.BEIGE DEVICES
GW13372 | TOMA TV/SAT 1M PAS. 5dB CON.F-HEMBRA BE. | 35.85 | 1 | 1 | 24 | NR | 8034035072949 | 85366910 | 1DM02 | Building | 1DM | BUILDING | 1DM03G | CHORUSMART DOM.RANG. | 1DM03G01F | BASIC CHORUSMART | 1DM03G01F133 | CR NAT.BEIGE DEVICES
GW13373 | TOMA TV/SAT 1M PAS.10dB CON.F-HEMBRA BE. | 35.85 | 1 | 1 | 24 | NR | 8034035072956 | 85366910 | 1DM02 | Building | 1DM | BUILDING | 1DM03G | CHORUSMART DOM.RANG. | 1DM03G01F | BASIC CHORUSMART | 1DM03G01F133 | CR NAT.BEIGE DEVICES
GW13377 | TOMA TV/SAT 2M DIRECTA CON.F-HEMBRA.BE. | 14.2 | 1 | 1 | 24 | NR | 8034035072963 | 85366910 | 1DM02 | Building | 1DM | BUILDING | 1DM03G | CHORUSMART DOM.RANG. | 1DM03G01F | BASIC CHORUSMART | 1DM03G01F133 | CR NAT.BEIGE DEVICES
GW13381 | TOMA TV+FM 2MS BEIGE | 46.35 | 1 | 1 | 24 | NR | 8034035072970 | 85366910 | 1DM02 | Building | 1DM | BUILDING | 1DM03G | CHORUSMART DOM.RANG. | 1DM03G01F | BASIC CHORUSMART | 1DM03G01F133 | CR NAT.BEIGE DEVICES
GW13382 | TOMA TV+FM +SAT 2M BEIGE | 51 | 1 | 1 | 24 | NR | 8034035072987 | 85366910 | 1DM02 | Building | 1DM | BUILDING | 1DM03G | CHORUSMART DOM.RANG. | 1DM03G01F | BASIC CHORUSMART | 1DM03G01F133 | CR NAT.BEIGE DEVICES
GW13383 | TOMA TV+SAT 2M BEIGE | 49.05 | 1 | 1 | 24 | NR | 8034035072994 | 85366910 | 1DM02 | Building | 1DM | BUILDING | 1DM03G | CHORUSMART DOM.RANG. | 1DM03G01F | BASIC CHORUSMART | 1DM03G01F133 | CR NAT.BEIGE DEVICES
GW13386 | SOPORTE PARA TOMA DE TV/R BEIGE | 7.2 | 1 | 1 | 24 | NR | 8034035073007 | 85389099 | 1DM02 | Building | 1DM | BUILDING | 1DM03G | CHORUSMART DOM.RANG. | 1DM03G01F | BASIC CHORUSMART | 1DM03G01F133 | CR NAT.BEIGE DEVICES
GW13387 | SOPORTE PARA TOMA DE TV-R-SAT BEIGE | 7.2 | 1 | 1 | 24 | NR | 8034035073014 | 85389099 | 1DM02 | Building | 1DM | BUILDING | 1DM03G | CHORUSMART DOM.RANG. | 1DM03G01F | BASIC CHORUSMART | 1DM03G01F133 | CR NAT.BEIGE DEVICES
GW13391 | T. DE FUERZA EST. CHINA 2P+T 10A BEIGE | 12.15 | 1 | 6 | 48 | NR | 8034035073021 | 85366990 | 1DM02 | Building | 1DM | BUILDING | 1DM03G | CHORUSMART DOM.RANG. | 1DM03G01F | BASIC CHORUSMART | 1DM03G01F133 | CR NAT.BEIGE DEVICES
GW13392 | T. DE FUERZA EST. CHINA 2P+T 16A BEIGE | 13.5 | 1 | 6 | 48 | NR | 8034035073038 | 85366990 | 1DM02 | Building | 1DM | BUILDING | 1DM03G | CHORUSMART DOM.RANG. | 1DM03G01F | BASIC CHORUSMART | 1DM03G01F133 | CR NAT.BEIGE DEVICES
GW13401 | CONECTOR TELFÓNICO RJ11 1 MOD. BEIGE | 26.45 | 1 | 1 | 24 | NR | 8034035073045 | 85366930 | 1DM02 | Building | 1DM | BUILDING | 1DM03G | CHORUSMART DOM.RANG. | 1DM03G01F | BASIC CHORUSMART | 1DM03G01F133 | CR NAT.BEIGE DEVICES
GW13406 | CON. TELEFÓNICO NOR. ISRAELITA BEIGE | 12.75 | 1 | 1 | 24 | NR | 8034035073052 | 85366930 | 1DM02 | Building | 1DM | BUILDING | 1DM03G | CHORUSMART DOM.RANG. | 1DM03G01F | BASIC CHORUSMART | 1DM03G01F133 | CR NAT.BEIGE DEVICES
GW13409 | CONECTOR TELEFÓNICO RJ11 2M BEIGE | 26.45 | 1 | 1 | 24 | NR | 8034035073069 | 85366930 | 1DM02 | Building | 1DM | BUILDING | 1DM03G | CHORUSMART DOM.RANG. | 1DM03G01F | BASIC CHORUSMART | 1DM03G01F133 | CR NAT.BEIGE DEVICES
GW13415 | USB C CARGADOR 30W BEIGE NATURAL | 15.5 | 1 | 12 | 300 | NR | 8034035169168 | 85044095 | 1DM02 | Building | 1DM | BUILDING | 1DM03G | CHORUSMART DOM.RANG. | 1DM03G01F | BASIC CHORUSMART | 1DM03G01F133 | CR NAT.BEIGE DEVICES
GW13417 | USB C+C CARGADOR 63W BEIGE NATURAL | 35.25 | 1 | 6 | 150 | NR | 8034035169137 | 85044095 | 1DM02 | Building | 1DM | BUILDING | 1DM03G | CHORUSMART DOM.RANG. | 1DM03G01F | BASIC CHORUSMART | 1DM03G01F133 | CR NAT.BEIGE DEVICES
GW13421 | CONECTOR RJ45 1M CATEG. 5E UTP BEIGE | 28.85 | 1 | 1 | 24 | NR | 8034035073076 | 85366930 | 1DM02 | Building | 1DM | BUILDING | 1DM03G | CHORUSMART DOM.RANG. | 1DM03G01F | BASIC CHORUSMART | 1DM03G01F133 | CR NAT.BEIGE DEVICES
GW13422 | CONECTOR RJ45 1M CATEG. 5E FTP BEIGE | 40.9 | 1 | 1 | 24 | NR | 8034035073083 | 85366930 | 1DM02 | Building | 1DM | BUILDING | 1DM03G | CHORUSMART DOM.RANG. | 1DM03G01F | BASIC CHORUSMART | 1DM03G01F133 | CR NAT.BEIGE DEVICES
GW13423 | CONECTOR RJ45 1M CATEG. 6 UTP BEIGE | 38.2 | 1 | 1 | 24 | NR | 8034035073090 | 85366930 | 1DM02 | Building | 1DM | BUILDING | 1DM03G | CHORUSMART DOM.RANG. | 1DM03G01F | BASIC CHORUSMART | 1DM03G01F133 | CR NAT.BEIGE DEVICES
GW13424 | CONECTOR RJ45 1M CATEG. 6 FTP BEIGE | 53 | 1 | 1 | 24 | NR | 8034035073106 | 85366930 | 1DM02 | Building | 1DM | BUILDING | 1DM03G | CHORUSMART DOM.RANG. | 1DM03G01F | BASIC CHORUSMART | 1DM03G01F133 | CR NAT.BEIGE DEVICES
GW13431 | CONTENE. VACIO 1M CONECTOR RJ45 BEIGE | 6.8 | 1 | 1 | 48 | NR | 8034035073113 | 85389099 | 1DM02 | Building | 1DM | BUILDING | 1DM03G | CHORUSMART DOM.RANG. | 1DM03G01F | BASIC CHORUSMART | 1DM03G01F133 | CR NAT.BEIGE DEVICES
GW13433 | CONTENEDOR VACÍO 2M CONEC. RJ 45 BEIGE | 6.8 | 1 | 4 | 100 | NR | 8034035073120 | 85389099 | 1DM02 | Building | 1DM | BUILDING | 1DM03G | CHORUSMART DOM.RANG. | 1DM03G01F | BASIC CHORUSMART | 1DM03G01F133 | CR NAT.BEIGE DEVICES
GW13434 | CONECTOR RJ45 2M CATEG. 5E UTP BEIGE | 28.85 | 1 | 1 | 24 | NR | 8034035073137 | 85366930 | 1DM02 | Building | 1DM | BUILDING | 1DM03G | CHORUSMART DOM.RANG. | 1DM03G01F | BASIC CHORUSMART | 1DM03G01F133 | CR NAT.BEIGE DEVICES
GW13435 | CONECTOR RJ45 2M CATEG. 6E UTP BEIGE | 38.2 | 1 | 1 | 24 | NR | 8034035073144 | 85366930 | 1DM02 | Building | 1DM | BUILDING | 1DM03G | CHORUSMART DOM.RANG. | 1DM03G01F | BASIC CHORUSMART | 1DM03G01F133 | CR NAT.BEIGE DEVICES
GW13436 | CONECTOR RJ45 2M CATEG. 5E FTP BEIGE | 40.9 | 1 | 1 | 24 | NR | 8034035073151 | 85366930 | 1DM02 | Building | 1DM | BUILDING | 1DM03G | CHORUSMART DOM.RANG. | 1DM03G01F | BASIC CHORUSMART | 1DM03G01F133 | CR NAT.BEIGE DEVICES
GW13437 | CONECTOR RJ45 2M CATEG. 6 FTP BEIGE | 53 | 1 | 1 | 24 | NR | 8034035073168 | 85366930 | 1DM02 | Building | 1DM | BUILDING | 1DM03G | CHORUSMART DOM.RANG. | 1DM03G01F | BASIC CHORUSMART | 1DM03G01F133 | CR NAT.BEIGE DEVICES
GW13438 | ADAPTADOR PARA RJ45 SYSTIMAX CH BE | 6.8 | 1 | 1 | 48 | NR | 8034035073175 | 85389099 | 1DM02 | Building | 1DM | BUILDING | 1DM03G | CHORUSMART DOM.RANG. | 1DM03G01F | BASIC CHORUSMART | 1DM03G01F133 | CR NAT.BEIGE DEVICES
GW13447 | CARGADOR DOBLE USB A+A 5V 3A 1M CH/BEIGE | 48.2 | 1 | 10 | 300 | NR | 8034035088629 | 85044095 | 1DM02 | Building | 1DM | BUILDING | 1DM03G | CHORUSMART DOM.RANG. | 1DM03G01F | BASIC CHORUSMART | 1DM03G01F133 | CR NAT.BEIGE DEVICES
GW13449 | CARGADOR USB A+C 5V 3A 1M CH/BEIGE | 48.2 | 1 | 10 | 300 | NR | 8034035088674 | 85044095 | 1DM02 | Building | 1DM | BUILDING | 1DM03G | CHORUSMART DOM.RANG. | 1DM03G01F | BASIC CHORUSMART | 1DM03G01F133 | CR NAT.BEIGE DEVICES
GW13451 | TOMA SELV 2P 6A 24V 1M BEIGE | 14.4 | 1 | 12 | 24 | NR | 8034035073205 | 85366930 | 1DM02 | Building | 1DM | BUILDING | 1DM03G | CHORUSMART DOM.RANG. | 1DM03G01F | BASIC CHORUSMART | 1DM03G01F133 | CR NAT.BEIGE DEVICES
GW13452 | TOMA SELV 2P 6A 24V POLARIZADA 1M BE. | 14.4 | 1 | 12 | 24 | NR | 8034035073212 | 85366930 | 1DM02 | Building | 1DM | BUILDING | 1DM03G | CHORUSMART DOM.RANG. | 1DM03G01F | BASIC CHORUSMART | 1DM03G01F133 | CR NAT.BEIGE DEVICES
GW13453 | CONECTOR DOBLE RCA 1M CHORUS BEIGE | 14.85 | 1 | 1 | 24 | NR | 8034035073229 | 85366930 | 1DM02 | Building | 1DM | BUILDING | 1DM03G | CHORUSMART DOM.RANG. | 1DM03G01F | BASIC CHORUSMART | 1DM03G01F133 | CR NAT.BEIGE DEVICES
GW13454 | CONECTOR CIRCUITOS DE AUDIO 1M BEIGE | 14.85 | 1 | 1 | 24 | NR | 8034035073236 | 85366930 | 1DM02 | Building | 1DM | BUILDING | 1DM03G | CHORUSMART DOM.RANG. | 1DM03G01F | BASIC CHORUSMART | 1DM03G01F133 | CR NAT.BEIGE DEVICES
GW13458 | CONECTOR P/DIFUSION SONORA BEIGE | 66 | 1 | 1 | 24 | NR | 8034035073243 | 85366930 | 1DM02 | Building | 1DM | BUILDING | 1DM03G | CHORUSMART DOM.RANG. | 1DM03G01F | BASIC CHORUSMART | 1DM03G01F133 | CR NAT.BEIGE DEVICES
GW13459 | CONECTOR USB TIPO A H-CONECTOR BEIGE | 77 | 1 | 1 | 24 | NR | 8034035073250 | 85366930 | 1DM02 | Building | 1DM | BUILDING | 1DM03G | CHORUSMART DOM.RANG. | 1DM03G01F | BASIC CHORUSMART | 1DM03G01F133 | CR NAT.BEIGE DEVICES
GW13461 | INT.AUT.MAGN.1P C6 3KA 230V CA 1M BE | 73.5 | 1 | 1 | 12 | NR | 8034035073267 | 85362010 | 1DM02 | Building | 1DM | BUILDING | 1DM03G | CHORUSMART DOM.RANG. | 1DM03G01F | BASIC CHORUSMART | 1DM03G01F133 | CR NAT.BEIGE DEVICES
GW13462 | INT.AUT.MAGN.1P C10 3KA 230V CA 1M BE | 73.5 | 1 | 1 | 12 | NR | 8034035073274 | 85362010 | 1DM02 | Building | 1DM | BUILDING | 1DM03G | CHORUSMART DOM.RANG. | 1DM03G01F | BASIC CHORUSMART | 1DM03G01F133 | CR NAT.BEIGE DEVICES
GW13463 | INT.AUT.MAGN.1P C16 3KA 230V CA 1M BE | 73.5 | 1 | 1 | 12 | NR | 8034035073281 | 85362010 | 1DM02 | Building | 1DM | BUILDING | 1DM03G | CHORUSMART DOM.RANG. | 1DM03G01F | BASIC CHORUSMART | 1DM03G01F133 | CR NAT.BEIGE DEVICES
GW13466 | INT.AUT.MAGN.1P+N C6 3KA 230V CA 1M BE | 95.5 | 1 | 1 | 12 | NR | 8034035073298 | 85362010 | 1DM02 | Building | 1DM | BUILDING | 1DM03G | CHORUSMART DOM.RANG. | 1DM03G01F | BASIC CHORUSMART | 1DM03G01F133 | CR NAT.BEIGE DEVICES
GW13467 | INT.AUT.MAGN.1P+N C10 3KA 230V CA 1M BE | 95.5 | 1 | 1 | 12 | NR | 8034035073304 | 85362010 | 1DM02 | Building | 1DM | BUILDING | 1DM03G | CHORUSMART DOM.RANG. | 1DM03G01F | BASIC CHORUSMART | 1DM03G01F133 | CR NAT.BEIGE DEVICES
GW13468 | INT.AUT.MAGN.1P+N C16 3KA 230V CA 1M BE | 95.5 | 1 | 1 | 12 | NR | 8034035073311 | 85362010 | 1DM02 | Building | 1DM | BUILDING | 1DM03G | CHORUSMART DOM.RANG. | 1DM03G01F | BASIC CHORUSMART | 1DM03G01F133 | CR NAT.BEIGE DEVICES
GW13482 | INT.DIF.MAGN.1P+N C6 10mA 230V CA 3KA BE | 258.5 | 1 | 1 | 6 | NR | 8034035073328 | 85362010 | 1DM02 | Building | 1DM | BUILDING | 1DM03G | CHORUSMART DOM.RANG. | 1DM03G01F | BASIC CHORUSMART | 1DM03G01F133 | CR NAT.BEIGE DEVICES
GW13483 | INT.DIF.MAGN.1P+N C6 30mA 230V CA 3KA BE | 258.5 | 1 | 1 | 6 | NR | 8034035073335 | 85362010 | 1DM02 | Building | 1DM | BUILDING | 1DM03G | CHORUSMART DOM.RANG. | 1DM03G01F | BASIC CHORUSMART | 1DM03G01F133 | CR NAT.BEIGE DEVICES
GW13485 | INT.DIF.MAGN.1P+N C10 10mA 230V CA 3KA B | 258.5 | 1 | 1 | 6 | NR | 8034035073342 | 85362010 | 1DM02 | Building | 1DM | BUILDING | 1DM03G | CHORUSMART DOM.RANG. | 1DM03G01F | BASIC CHORUSMART | 1DM03G01F133 | CR NAT.BEIGE DEVICES
GW13486 | INT.DIF.MAGN.1P+N C10 30mA 230V CA 3KA B | 258.5 | 1 | 1 | 6 | NR | 8034035073359 | 85362010 | 1DM02 | Building | 1DM | BUILDING | 1DM03G | CHORUSMART DOM.RANG. | 1DM03G01F | BASIC CHORUSMART | 1DM03G01F133 | CR NAT.BEIGE DEVICES
GW13488 | INT.DIF.MAGN.1P+N C16 10mA 230V CA 3KA B | 258.5 | 1 | 1 | 6 | NR | 8034035073366 | 85362010 | 1DM02 | Building | 1DM | BUILDING | 1DM03G | CHORUSMART DOM.RANG. | 1DM03G01F | BASIC CHORUSMART | 1DM03G01F133 | CR NAT.BEIGE DEVICES
GW13489 | INT.DIF.MAGN.1P+N C16 30mA 230V CA 3KA B | 258.5 | 1 | 1 | 6 | NR | 8034035073373 | 85362010 | 1DM02 | Building | 1DM | BUILDING | 1DM03G | CHORUSMART DOM.RANG. | 1DM03G01F | BASIC CHORUSMART | 1DM03G01F133 | CR NAT.BEIGE DEVICES
GW13491 | PORTAFUSIBLE 16A 250V CA 1M BEIGE | 15.75 | 1 | 1 | 12 | NR | 8034035073380 | 85361050 | 1DM02 | Building | 1DM | BUILDING | 1DM03G | CHORUSMART DOM.RANG. | 1DM03G01F | BASIC CHORUSMART | 1DM03G01F133 | CR NAT.BEIGE DEVICES
GW13492 | LIMITADOR DE SOBRETENSIONES 1M BEIGE | 45.55 | 1 | 1 | 12 | NR | 8034035073397 | 85389099 | 1DM02 | Building | 1DM | BUILDING | 1DM03G | CHORUSMART DOM.RANG. | 1DM03G01F | BASIC CHORUSMART | 1DM03G01F133 | CR NAT.BEIGE DEVICES
GW13541 | TECLA INTERCAMBIABLE BEIGE | 6.2 | 1 | 4 | 48 | NR | 8034035073403 | 85389099 | 1DM02 | Building | 1DM | BUILDING | 1DM03G | CHORUSMART DOM.RANG. | 1DM03G01F | BASIC CHORUSMART | 1DM03G01F133 | CR NAT.BEIGE DEVICES
GW13542 | TECLA INTERCAMBIABLE CON ETIQUETA BEIGE | 6.2 | 1 | 4 | 48 | NR | 8034035073410 | 85389099 | 1DM02 | Building | 1DM | BUILDING | 1DM03G | CHORUSMART DOM.RANG. | 1DM03G01F | BASIC CHORUSMART | 1DM03G01F133 | CR NAT.BEIGE DEVICES
GW13543 | TECLA INTERCAMBIABLE 'LLAVE' BEIGE | 6.2 | 1 | 4 | 48 | NR | 8034035073427 | 85389099 | 1DM02 | Building | 1DM | BUILDING | 1DM03G | CHORUSMART DOM.RANG. | 1DM03G01F | BASIC CHORUSMART | 1DM03G01F133 | CR NAT.BEIGE DEVICES
GW13544 | TECLA INTERCAMBIABLE 'TIMBRE' BEIGE | 6.2 | 1 | 4 | 48 | NR | 8034035073434 | 85389099 | 1DM02 | Building | 1DM | BUILDING | 1DM03G | CHORUSMART DOM.RANG. | 1DM03G01F | BASIC CHORUSMART | 1DM03G01F133 | CR NAT.BEIGE DEVICES
GW13545 | TECLA INTERCAMB.'FLECHA VERT.' BEIGE | 6.2 | 1 | 4 | 48 | NR | 8034035073441 | 85389099 | 1DM02 | Building | 1DM | BUILDING | 1DM03G | CHORUSMART DOM.RANG. | 1DM03G01F | BASIC CHORUSMART | 1DM03G01F133 | CR NAT.BEIGE DEVICES
GW13546 | TECLA INTERCAMB.'FLECHA HORIZ.' BEIGE | 6.2 | 1 | 4 | 48 | NR | 8034035073458 | 85389099 | 1DM02 | Building | 1DM | BUILDING | 1DM03G | CHORUSMART DOM.RANG. | 1DM03G01F | BASIC CHORUSMART | 1DM03G01F133 | CR NAT.BEIGE DEVICES
GW13551 | TECLA SIMP. SÍMB. SIMP. P/PULS. KNX BE. | 1.55 | 1 | 4 | 48 | NR | 8034035073465 | 85389099 | 1DM03 | Building | 1DM | BUILDING | 1DM06G | SYSTEMS | 1DM06G39F | CHORUSMART KNX BUS | 1DM06G39F179 | CR BUILDING AUTOMAT.
GW13551S | TECLAS INTERCAMB. 1 LENTE 1M BEIGE | 1.95 | 1 | 1 | 48 | NR | 8034035098000 | 85389099 | 1DM04 | Building | 1DM | BUILDING | 1DM06G | SYSTEMS | 1DM06G14F | SMART HOME CHORUS | 1DM06G14F185 | SM.HOME ACCESSORIES
GW13552 | TECLA DOBE. SÍMB. SIMP. P/PULS. KNX BE. | 1.95 | 1 | 4 | 48 | NR | 8034035073472 | 85389099 | 1DM03 | Building | 1DM | BUILDING | 1DM06G | SYSTEMS | 1DM06G39F | CHORUSMART KNX BUS | 1DM06G39F179 | CR BUILDING AUTOMAT.
GW13552S | TECLAS INTERCAMB. 1 LENTE 2M BEIGE | 2.35 | 1 | 1 | 48 | NR | 8034035090943 | 85389099 | 1DM04 | Building | 1DM | BUILDING | 1DM06G | SYSTEMS | 1DM06G14F | SMART HOME CHORUS | 1DM06G14F185 | SM.HOME ACCESSORIES
GW13553 | TECLA SIMP. SÍMB. DOBE. P/PULS. KNX BE. | 1.55 | 1 | 4 | 48 | NR | 8034035073489 | 85389099 | 1DM03 | Building | 1DM | BUILDING | 1DM06G | SYSTEMS | 1DM06G39F | CHORUSMART KNX BUS | 1DM06G39F179 | CR BUILDING AUTOMAT.
GW13553S | TECLAS INTERCAMB. 2 LENTES 1M BEIGE | 1.95 | 1 | 1 | 48 | NR | 8034035097911 | 85389099 | 1DM04 | Building | 1DM | BUILDING | 1DM06G | SYSTEMS | 1DM06G14F | SMART HOME CHORUS | 1DM06G14F185 | SM.HOME ACCESSORIES
GW13554 | TECLA DOBE. SÍMB. DOBE. P/PULS. KNX BE. | 1.95 | 1 | 4 | 48 | NR | 8034035073496 | 85389099 | 1DM03 | Building | 1DM | BUILDING | 1DM06G | SYSTEMS | 1DM06G39F | CHORUSMART KNX BUS | 1DM06G39F179 | CR BUILDING AUTOMAT.
GW13554S | TECLAS INTERCAMB. 2 LENTES 2M BEIGE | 2.35 | 1 | 1 | 48 | NR | 8034035090950 | 85389099 | 1DM04 | Building | 1DM | BUILDING | 1DM06G | SYSTEMS | 1DM06G14F | SMART HOME CHORUS | 1DM06G14F185 | SM.HOME ACCESSORIES
GW13555S | TECLAS INTERCAMB. DIFUSOR 1M BEIGE | 1.95 | 1 | 1 | 48 | NR | 8034035097942 | 85389099 | 1DM04 | Building | 1DM | BUILDING | 1DM06G | SYSTEMS | 1DM06G14F | SMART HOME CHORUS | 1DM06G14F185 | SM.HOME ACCESSORIES
GW13556S | TECLAS INTERCAMB. DIFUSOR 2M BEIGE | 2.35 | 1 | 1 | 48 | NR | 8034035090967 | 85389099 | 1DM04 | Building | 1DM | BUILDING | 1DM06G | SYSTEMS | 1DM06G14F | SMART HOME CHORUS | 1DM06G14F185 | SM.HOME ACCESSORIES
GW13557 | TECLA SIMP. LOC. DOBE. P/PULS. KNX BE. | 1.65 | 1 | 4 | 48 | NR | 8034035073502 | 85389099 | 1DM03 | Building | 1DM | BUILDING | 1DM06G | SYSTEMS | 1DM06G39F | CHORUSMART KNX BUS | 1DM06G39F179 | CR BUILDING AUTOMAT.
GW13557S | TECLAS INTERCAMB. 2 DIFUSORES 1M BE | 1.95 | 1 | 1 | 48 | NR | 8034035097768 | 85389099 | 1DM04 | Building | 1DM | BUILDING | 1DM06G | SYSTEMS | 1DM06G14F | SMART HOME CHORUS | 1DM06G14F185 | SM.HOME ACCESSORIES
GW13558S | TECLAS INTERCAMB. 2 DIFUSORES 2M BE | 2.35 | 1 | 1 | 48 | NR | 8034035090974 | 85389099 | 1DM04 | Building | 1DM | BUILDING | 1DM06G | SYSTEMS | 1DM06G14F | SMART HOME CHORUS | 1DM06G14F185 | SM.HOME ACCESSORIES
GW13559 | TECLA CON LENTES 'DND+MUR' P PULS KNX BE | 2.9 | 1 | 1 | 48 | NR | 8034035073519 | 85389099 | 1DM03 | Building | 1DM | BUILDING | 1DM06G | SYSTEMS | 1DM06G39F | CHORUSMART KNX BUS | 1DM06G39F179 | CR BUILDING AUTOMAT.
GW13564 | REGULADOR EL.ROTATIVO 1M 100-900W BEIGE | 47.9 | 1 | 1 | 12 | NR | 8034035073526 | 85365080 | 1DM02 | Building | 1DM | BUILDING | 1DM03G | CHORUSMART DOM.RANG. | 1DM03G01F | BASIC CHORUSMART | 1DM03G01F133 | CR NAT.BEIGE DEVICES
GW13567 | REGUL.EL.ROTATIVO CONM.1M 100-500W BE. | 95.5 | 1 | 1 | 12 | NR | 8034035073540 | 85365080 | 1DM02 | Building | 1DM | BUILDING | 1DM03G | CHORUSMART DOM.RANG. | 1DM03G01F | BASIC CHORUSMART | 1DM03G01F133 | CR NAT.BEIGE DEVICES
GW13568 | REGULADOR EL.DE PULSADOR 1M 60-500W BE. | 130.5 | 1 | 1 | 12 | NR | 8034035073557 | 85365080 | 1DM02 | Building | 1DM | BUILDING | 1DM03G | CHORUSMART DOM.RANG. | 1DM03G01F | BASIC CHORUSMART | 1DM03G01F133 | CR NAT.BEIGE DEVICES
GW13572A | REGULADOR EL.UNIVERSAL 1M A PULS.BEIGE | 134 | 1 | 1 | 12 | NR | 8034035073564 | 85365080 | 1DM02 | Building | 1DM | BUILDING | 1DM03G | CHORUSMART DOM.RANG. | 1DM03G01F | BASIC CHORUSMART | 1DM03G01F133 | CR NAT.BEIGE DEVICES
GW13573A | REGULADOR EL.UNIVERSAL 2M A PULS.BEIGE | 134 | 1 | 1 | 6 | NR | 8034035073571 | 85365080 | 1DM02 | Building | 1DM | BUILDING | 1DM03G | CHORUSMART DOM.RANG. | 1DM03G01F | BASIC CHORUSMART | 1DM03G01F133 | CR NAT.BEIGE DEVICES
GW13575 | REGUL. ELECTR. ROTATIVOS 1M BEIGE NAT. | 68.5 | 1 | 1 | 12 | NR | 8034035090981 | 85365080 | 1DM02 | Building | 1DM | BUILDING | 1DM03G | CHORUSMART DOM.RANG. | 1DM03G01F | BASIC CHORUSMART | 1DM03G01F133 | CR NAT.BEIGE DEVICES
GW13594 | DETECTOR MOV. 1M BEIGE NATURAL | 112.5 | 1 | 1 | 4 | NR | 8034035090998 | 85365080 | 1DM02 | Building | 1DM | BUILDING | 1DM03G | CHORUSMART DOM.RANG. | 1DM03G01F | BASIC CHORUSMART | 1DM03G01F133 | CR NAT.BEIGE DEVICES
GW13601 | TIMBRE 12VCA-50Hz 8VA 1M BEIGE | 33.7 | 1 | 1 | 24 | NR | 8034035073618 | 85318040 | 1DM02 | Building | 1DM | BUILDING | 1DM03G | CHORUSMART DOM.RANG. | 1DM03G01F | BASIC CHORUSMART | 1DM03G01F133 | CR NAT.BEIGE DEVICES
GW13602 | TIMBRE 230VCA-50Hz 8VA 1M BEIGE | 38.4 | 1 | 1 | 24 | NR | 8034035073625 | 85318040 | 1DM02 | Building | 1DM | BUILDING | 1DM03G | CHORUSMART DOM.RANG. | 1DM03G01F | BASIC CHORUSMART | 1DM03G01F133 | CR NAT.BEIGE DEVICES
GW13606 | ZUMBADOR 12VCA-50Hz 8VA 1M BEIGE | 29.95 | 1 | 1 | 24 | NR | 8034035073632 | 85318040 | 1DM02 | Building | 1DM | BUILDING | 1DM03G | CHORUSMART DOM.RANG. | 1DM03G01F | BASIC CHORUSMART | 1DM03G01F133 | CR NAT.BEIGE DEVICES
GW13607 | ZUMBADOR 230VCA-50Hz 8VA 1M BEIGE | 32.35 | 1 | 1 | 24 | NR | 8034035073649 | 85318040 | 1DM02 | Building | 1DM | BUILDING | 1DM03G | CHORUSMART DOM.RANG. | 1DM03G01F | BASIC CHORUSMART | 1DM03G01F133 | CR NAT.BEIGE DEVICES
GW13611 | TIMBRE 3 ENTR.INDEP. 12V CA/CC 2M BEIGE | 229.5 | 1 | 1 | 6 | NR | 8034035073656 | 85318040 | 1DM02 | Building | 1DM | BUILDING | 1DM03G | CHORUSMART DOM.RANG. | 1DM03G01F | BASIC CHORUSMART | 1DM03G01F133 | CR NAT.BEIGE DEVICES
GW13612 | TIMBRE 3 ENTR.INDEP.230VCA-50Hz 2M BE. | 238 | 1 | 1 | 6 | NR | 8034035073663 | 85318040 | 1DM02 | Building | 1DM | BUILDING | 1DM03G | CHORUSMART DOM.RANG. | 1DM03G01F | BASIC CHORUSMART | 1DM03G01F133 | CR NAT.BEIGE DEVICES
GW13621 | TESTIGO DE SEÑ. TRANSPARENTE 1M BEIGE | 10 | 1 | 1 | 24 | NR | 8034035073670 | 85308000 | 1DM02 | Building | 1DM | BUILDING | 1DM03G | CHORUSMART DOM.RANG. | 1DM03G01F | BASIC CHORUSMART | 1DM03G01F133 | CR NAT.BEIGE DEVICES
GW13622 | TESTIGO DE SEÑ. VERDE 1M BEIGE | 10 | 1 | 1 | 24 | NR | 8034035073687 | 85308000 | 1DM02 | Building | 1DM | BUILDING | 1DM03G | CHORUSMART DOM.RANG. | 1DM03G01F | BASIC CHORUSMART | 1DM03G01F133 | CR NAT.BEIGE DEVICES
GW13623 | TESTIGO DE SEÑ. ROJO 1M BEIGE | 10 | 1 | 1 | 24 | NR | 8034035073694 | 85308000 | 1DM02 | Building | 1DM | BUILDING | 1DM03G | CHORUSMART DOM.RANG. | 1DM03G01F | BASIC CHORUSMART | 1DM03G01F133 | CR NAT.BEIGE DEVICES
GW13624 | TESTIGO DE SEÑ. ÁMBAR 1M BEIGE | 10 | 1 | 1 | 24 | NR | 8034035073700 | 85308000 | 1DM02 | Building | 1DM | BUILDING | 1DM03G | CHORUSMART DOM.RANG. | 1DM03G01F | BASIC CHORUSMART | 1DM03G01F133 | CR NAT.BEIGE DEVICES
GW13628 | TESTIGO DE SEÑ. DOBLE TRANSPAR. BEIGE | 19.35 | 1 | 1 | 24 | NR | 8034035073717 | 85308000 | 1DM02 | Building | 1DM | BUILDING | 1DM03G | CHORUSMART DOM.RANG. | 1DM03G01F | BASIC CHORUSMART | 1DM03G01F133 | CR NAT.BEIGE DEVICES
GW13629 | TESTIGO DE SEÑ. DOBLE ROJO/VERDE -BEIGE | 19.35 | 1 | 1 | 24 | NR | 8034035073724 | 85308000 | 1DM02 | Building | 1DM | BUILDING | 1DM03G | CHORUSMART DOM.RANG. | 1DM03G01F | BASIC CHORUSMART | 1DM03G01F133 | CR NAT.BEIGE DEVICES
GW13631 | TEST. SALIENTE TRASPARENTE 3W 2M BEIGE | 44.7 | 1 | 1 | 24 | NR | 8034035073731 | 85308000 | 1DM02 | Building | 1DM | BUILDING | 1DM03G | CHORUSMART DOM.RANG. | 1DM03G01F | BASIC CHORUSMART | 1DM03G01F133 | CR NAT.BEIGE DEVICES
GW13632 | TEST. SALIENTE VERDE 3W 2M BEIGE | 44.7 | 1 | 1 | 24 | NR | 8034035073748 | 85308000 | 1DM02 | Building | 1DM | BUILDING | 1DM03G | CHORUSMART DOM.RANG. | 1DM03G01F | BASIC CHORUSMART | 1DM03G01F133 | CR NAT.BEIGE DEVICES
GW13633 | TEST. SALIENTE ROJO 3W 2M BEIGE | 44.7 | 1 | 1 | 24 | NR | 8034035073755 | 85308000 | 1DM02 | Building | 1DM | BUILDING | 1DM03G | CHORUSMART DOM.RANG. | 1DM03G01F | BASIC CHORUSMART | 1DM03G01F133 | CR NAT.BEIGE DEVICES
GW13634 | TEST. SALIENTE ÁMBAR 3W 2M BEIGE | 44.7 | 1 | 1 | 24 | NR | 8034035073762 | 85308000 | 1DM02 | Building | 1DM | BUILDING | 1DM03G | CHORUSMART DOM.RANG. | 1DM03G01F | BASIC CHORUSMART | 1DM03G01F133 | CR NAT.BEIGE DEVICES
GW13641 | TESTIGO DE SEÑ. TRANSPARENTE 1/2M BEIGE | 9.7 | 1 | 2 | 48 | NR | 8034035073779 | 85308000 | 1DM02 | Building | 1DM | BUILDING | 1DM03G | CHORUSMART DOM.RANG. | 1DM03G01F | BASIC CHORUSMART | 1DM03G01F133 | CR NAT.BEIGE DEVICES
GW13642 | TESTIGO DE SEÑ. VERDE 1/2M BEIGE | 9.7 | 1 | 2 | 48 | NR | 8034035073786 | 85308000 | 1DM02 | Building | 1DM | BUILDING | 1DM03G | CHORUSMART DOM.RANG. | 1DM03G01F | BASIC CHORUSMART | 1DM03G01F133 | CR NAT.BEIGE DEVICES
GW13643 | TESTIGO DE SEÑ. ROJO 1/2M BEIGE | 9.7 | 1 | 2 | 48 | NR | 8034035073793 | 85308000 | 1DM02 | Building | 1DM | BUILDING | 1DM03G | CHORUSMART DOM.RANG. | 1DM03G01F | BASIC CHORUSMART | 1DM03G01F133 | CR NAT.BEIGE DEVICES
GW13644 | TESTIGO DE SEÑ. ÁMBAR 1/2M BEIGE | 9.7 | 1 | 2 | 48 | NR | 8034035073809 | 85308000 | 1DM02 | Building | 1DM | BUILDING | 1DM03G | CHORUSMART DOM.RANG. | 1DM03G01F | BASIC CHORUSMART | 1DM03G01F133 | CR NAT.BEIGE DEVICES
GW13651 | MARCA ACCESO 12VCA/CC-230VCA TRAN.2M BE | 72 | 1 | 1 | 24 | NR | 8034035073816 | 85308000 | 1DM02 | Building | 1DM | BUILDING | 1DM03G | CHORUSMART DOM.RANG. | 1DM03G01F | BASIC CHORUSMART | 1DM03G01F133 | CR NAT.BEIGE DEVICES
GW13656 | MARCA ACCESO 12VCA/CC-230VCA TRAN.4M BE | 122 | 1 | 1 | 2 | NR | 8034035073823 | 85308000 | 1DM02 | Building | 1DM | BUILDING | 1DM03G | CHORUSMART DOM.RANG. | 1DM03G01F | BASIC CHORUSMART | 1DM03G01F133 | CR NAT.BEIGE DEVICES
GW13661 | LÁMPARA EMERG. EXTR.230V CA 50/60Hz 2h B | 127.5 | 1 | 1 | 6 | NR | 8034035073830 | 85131000 | 1DM02 | Building | 1DM | BUILDING | 1DM03G | CHORUSMART DOM.RANG. | 1DM03G01F | BASIC CHORUSMART | 1DM03G01F133 | CR NAT.BEIGE DEVICES
GW13662 | LÁMPARA ANTIPAGÓN 1M230V 50/60HZ 1H BE. | 53 | 1 | 1 | 12 | NR | 8034035073847 | 85131000 | 1DM02 | Building | 1DM | BUILDING | 1DM03G | CHORUSMART DOM.RANG. | 1DM03G01F | BASIC CHORUSMART | 1DM03G01F133 | CR NAT.BEIGE DEVICES
GW13663 | LÁMP. AUTÓN. EMERG.230V 2M BE. | 106 | 1 | 1 | 6 | NR | 8034035073854 | 85131000 | 1DM02 | Building | 1DM | BUILDING | 1DM03G | CHORUSMART DOM.RANG. | 1DM03G01F | BASIC CHORUSMART | 1DM03G01F133 | CR NAT.BEIGE DEVICES
GW13666 | LÁMP. AUTÓN.EMERG.230V CA 50/60Hz 2h BE. | 230.5 | 1 | 1 | 2 | NR | 8034035073861 | 85131000 | 1DM02 | Building | 1DM | BUILDING | 1DM03G | CHORUSMART DOM.RANG. | 1DM03G01F | BASIC CHORUSMART | 1DM03G01F133 | CR NAT.BEIGE DEVICES
GW13705 | TERMOSTATO 2M 230VCA-50/60Hz BEIGE | 210 | 1 | 1 | 2 | NR | 8034035073908 | 90321020 | 1DM02 | Building | 1DM | BUILDING | 1DM03G | CHORUSMART DOM.RANG. | 1DM03G01F | BASIC CHORUSMART | 1DM03G01F133 | CR NAT.BEIGE DEVICES
GW13709 | TERMOSTATO CONECTADO 2M BEIGE NAT. | 148 | 1 | 1 | 4 | NR | 8034035105142 | 90321020 | 1DM04 | Building | 1DM | BUILDING | 1DM06G | SYSTEMS | 1DM06G14F | SMART HOME CHORUS | 1DM06G14F127 | SH NAT.BEIGE DEVICES
GW13712 | DETECTOR CH4 2M 12V CA/CC BEIGE | 357 | 1 | 1 | 2 | NR | 8034035073915 | 90271010 | 1DM02 | Building | 1DM | BUILDING | 1DM03G | CHORUSMART DOM.RANG. | 1DM03G01F | BASIC CHORUSMART | 1DM03G01F133 | CR NAT.BEIGE DEVICES
GW13721 | RELÉ PASO-PASO 1M 1M 10AX 230V BEIGE | 39.95 | 1 | 1 | 12 | NR | 8034035073922 | 85364900 | 1DM02 | Building | 1DM | BUILDING | 1DM03G | CHORUSMART DOM.RANG. | 1DM03G01F | BASIC CHORUSMART | 1DM03G01F133 | CR NAT.BEIGE DEVICES
GW13723 | RELÉ PASO-PASO 4SEC.1M 2P 10AX BEIGE | 50 | 1 | 1 | 12 | NR | 8034035073939 | 85364900 | 1DM02 | Building | 1DM | BUILDING | 1DM03G | CHORUSMART DOM.RANG. | 1DM03G01F | BASIC CHORUSMART | 1DM03G01F133 | CR NAT.BEIGE DEVICES
GW13724 | RELÉ MONOESTABLE 1M 1M 10A/4A BEIGE | 59 | 1 | 1 | 12 | NR | 8034035073946 | 85364900 | 1DM02 | Building | 1DM | BUILDING | 1DM03G | CHORUSMART DOM.RANG. | 1DM03G01F | BASIC CHORUSMART | 1DM03G01F133 | CR NAT.BEIGE DEVICES
GW13726 | RELÉ DE LLAMADA 1M 1M 12V CA/CC BEIGE | 60 | 1 | 1 | 12 | NR | 8034035073953 | 85364190 | 1DM02 | Building | 1DM | BUILDING | 1DM03G | CHORUSMART DOM.RANG. | 1DM03G01F | BASIC CHORUSMART | 1DM03G01F133 | CR NAT.BEIGE DEVICES
GW13731 | TECLA INTERCAMBIABLE 'DND' 1M BEIGE | 1.15 | 1 | 4 | 48 | NR | 8034035073960 | 85389099 | 1DM02 | Building | 1DM | BUILDING | 1DM03G | CHORUSMART DOM.RANG. | 1DM03G01F | BASIC CHORUSMART | 1DM03G01F133 | CR NAT.BEIGE DEVICES
GW13732 | TECLA INTERCAMBIABLE 'MUR' 1M BEIGE | 1.15 | 1 | 4 | 48 | NR | 8034035073977 | 85389099 | 1DM02 | Building | 1DM | BUILDING | 1DM03G | CHORUSMART DOM.RANG. | 1DM03G01F | BASIC CHORUSMART | 1DM03G01F133 | CR NAT.BEIGE DEVICES
GW13733 | TECLA INTERCAMB 'DND-MUR' 1M BEIGE | 1.15 | 1 | 4 | 48 | NR | 8034035073984 | 85389099 | 1DM02 | Building | 1DM | BUILDING | 1DM03G | CHORUSMART DOM.RANG. | 1DM03G01F | BASIC CHORUSMART | 1DM03G01F133 | CR NAT.BEIGE DEVICES
GW13736 | TESTIGO DE SEÑALIZ DOBLE 'DND+MUR' 1M BE | 18.65 | 1 | 1 | 24 | NR | 8034035073991 | 85308000 | 1DM02 | Building | 1DM | BUILDING | 1DM03G | CHORUSMART DOM.RANG. | 1DM03G01F | BASIC CHORUSMART | 1DM03G01F133 | CR NAT.BEIGE DEVICES
GW13750 | T CIEGA PARA ALOJAR MÓDULOS ZIGBEE CH. B | 2.9 | 1 | 1 | 12 | NR | 8034035074004 | 85389099 | 1DM04 | Building | 1DM | BUILDING | 1DM06G | SYSTEMS | 1DM06G14F | SMART HOME CHORUS | 1DM06G14F127 | SH NAT.BEIGE DEVICES
GW13751 | TAPA CIEGA INTERFACE 4 ENTRADAS BEIGE | 3 | 1 | 5 | 200 | NR | 8034035074011 | 85389099 | 1DM03 | Building | 1DM | BUILDING | 1DM06G | SYSTEMS | 1DM06G39F | CHORUSMART KNX BUS | 1DM06G39F179 | CR BUILDING AUTOMAT.
GW13762H | SENSOR TEMPERATURA+HUMEDAD EMP. EASY BE. | 120 | 1 | 1 | 1 | NR | 8034035074080 | 90271010 | 1DM03 | Building | 1DM | BUILDING | 1DM06G | SYSTEMS | 1DM06G39F | CHORUSMART KNX BUS | 1DM06G39F177 | CR HOME AUTOMATION
GW13783A | PULS 6 CAN TECLAS Y SIMB. BLANCA KNX BE | 204.5 | 1 | 1 | 1 | NR | 8034035074165 | 85365080 | 1DM03 | Building | 1DM | BUILDING | 1DM06G | SYSTEMS | 1DM06G39F | CHORUSMART KNX BUS | 1DM06G39F179 | CR BUILDING AUTOMAT.
GW13784A | PULS 6 CAN TEC. Y SIMB. BL.+ ACT. KNX BE | 219.5 | 1 | 1 | 1 | NR | 8034035074172 | 85365080 | 1DM03 | Building | 1DM | BUILDING | 1DM06G | SYSTEMS | 1DM06G39F | CHORUSMART KNX BUS | 1DM06G39F179 | CR BUILDING AUTOMAT.
GW13785A | P. 6 CAN TEC. Y SIMB. BL.+AC.PERS.KNX BE | 256 | 1 | 1 | 1 | NR | 8034035074189 | 85365080 | 1DM03 | Building | 1DM | BUILDING | 1DM06G | SYSTEMS | 1DM06G39F | CHORUSMART KNX BUS | 1DM06G39F179 | CR BUILDING AUTOMAT.
GW13786 | DET. IR+CREPUSCULAR KNX BEIGE | 190 | 1 | 1 | 1 | NR | 8034035074196 | 85365080 | 1DM03 | Building | 1DM | BUILDING | 1DM06G | SYSTEMS | 1DM06G39F | CHORUSMART KNX BUS | 1DM06G39F179 | CR BUILDING AUTOMAT.
GW13787 | MULTIPULSADOR 4 CANALES KNX BEIGE | 110 | 1 | 1 | 1 | NR | 8034035074202 | 85365080 | 1DM03 | Building | 1DM | BUILDING | 1DM06G | SYSTEMS | 1DM06G39F | CHORUSMART KNX BUS | 1DM06G39F179 | CR BUILDING AUTOMAT.
GW13794H | CRONOTERMOSTATO PROGRAM. T+H KNX EMP. BE | 404 | 1 | 1 | 1 | NR | 8034035074219 | 90321020 | 1DM03 | Building | 1DM | BUILDING | 1DM06G | SYSTEMS | 1DM06G39F | CHORUSMART KNX BUS | 1DM06G39F179 | CR BUILDING AUTOMAT.
GW13795H | TERMOSTATO TEMP+HUMEDAD KNX EMP. BE | 287.5 | 1 | 1 | 1 | NR | 8034035074226 | 90321020 | 1DM03 | Building | 1DM | BUILDING | 1DM06G | SYSTEMS | 1DM06G39F | CHORUSMART KNX BUS | 1DM06G39F179 | CR BUILDING AUTOMAT.
GW13796 | ACCIONADOR 1 CANAL 16A 2M BLANCO KNX B | 149.5 | 1 | 1 | 1 | NR | 8034035074233 | 85364190 | 1DM03 | Building | 1DM | BUILDING | 1DM06G | SYSTEMS | 1DM06G39F | CHORUSMART KNX BUS | 1DM06G39F179 | CR BUILDING AUTOMAT.
GW13797 | ACC. MANDO MOTOR 1 CANAL 8A 2M B. KNX B | 172.5 | 1 | 1 | 1 | NR | 8034035074240 | 85364190 | 1DM03 | Building | 1DM | BUILDING | 1DM06G | SYSTEMS | 1DM06G39F | CHORUSMART KNX BUS | 1DM06G39F179 | CR BUILDING AUTOMAT.
GW13799 | SONDA TEMPERATURA KNX EMP. 1M BEIGE | 192 | 1 | 1 | 1 | NR | 8034035074257 | 90329000 | 1DM03 | Building | 1DM | BUILDING | 1DM06G | SYSTEMS | 1DM06G39F | CHORUSMART KNX BUS | 1DM06G39F179 | CR BUILDING AUTOMAT.
GW13799H | SONDA TEMPERATURA+HUMEDAD KNX 1M. BEIGE | 255 | 1 | 1 | 1 | NR | 8034035074264 | 90329000 | 1DM03 | Building | 1DM | BUILDING | 1DM06G | SYSTEMS | 1DM06G39F | CHORUSMART KNX BUS | 1DM06G39F179 | CR BUILDING AUTOMAT.
GW13819 | TECLAS INTERCAMB. ECO 1M BEIGE NAT. | 2.25 | 1 | 2 | 48 | NR | 8034035098109 | 85389099 | 1DM04 | Building | 1DM | BUILDING | 1DM06G | SYSTEMS | 1DM06G14F | SMART HOME CHORUS | 1DM06G14F185 | SM.HOME ACCESSORIES
GW13820 | TECLAS INTERCAMB. ECO 2M BEIGE NAT. | 2.45 | 1 | 1 | 48 | NR | 8034035098048 | 85389099 | 1DM04 | Building | 1DM | BUILDING | 1DM06G | SYSTEMS | 1DM06G14F | SMART HOME CHORUS | 1DM06G14F185 | SM.HOME ACCESSORIES
GW13826 | ACTUADOR MEDICIÓN ENERGÍA 1M BEIGE NAT. | 59.5 | 1 | 1 | 12 | NR | 8034035105043 | 85389099 | 1DM04 | Building | 1DM | BUILDING | 1DM06G | SYSTEMS | 1DM06G14F | SMART HOME CHORUS | 1DM06G14F127 | SH NAT.BEIGE DEVICES
GW13840 | HOME GATEWAY 2M BEIGE NATURAL | 122 | 1 | 1 | 2 | NR | 8034035098581 | 85389099 | 1DM04 | Building | 1DM | BUILDING | 1DM06G | SYSTEMS | 1DM06G14F | SMART HOME CHORUS | 1DM06G14F127 | SH NAT.BEIGE DEVICES
GW13856 | SENSOR MOV. CONECT. 1M BEIGE NAT. | 127.5 | 1 | 1 | 12 | NR | 8034035091001 | 85365080 | 1DM04 | Building | 1DM | BUILDING | 1DM06G | SYSTEMS | 1DM06G14F | SMART HOME CHORUS | 1DM06G14F127 | SH NAT.BEIGE DEVICES
GW13900 | SENSOR DE TEMPERAT. 1M NTC 10K BEIGE | 61.5 | 1 | 1 | 1 | NR | 8034035074271 | 90271010 | 1DM03 | Building | 1DM | BUILDING | 1DM06G | SYSTEMS | 1DM06G39F | CHORUSMART KNX BUS | 1DM06G39F177 | CR HOME AUTOMATION
GW13912 | PULS. ELECTR. LUMINOSO 230V LED 1M BEIGE | 34.4 | 1 | 1 | 12 | NR | 8034035074288 | 85365080 | 1DM02 | Building | 1DM | BUILDING | 1DM03G | CHORUSMART DOM.RANG. | 1DM03G01F | BASIC CHORUSMART | 1DM03G01F133 | CR NAT.BEIGE DEVICES
GW13913 | PULSADOR ELECTR.BUS/230V BILED 1M BEIGE | 32.05 | 1 | 1 | 12 | NR | 8034035074295 | 85365080 | 1DM02 | Building | 1DM | BUILDING | 1DM03G | CHORUSMART DOM.RANG. | 1DM03G01F | BASIC CHORUSMART | 1DM03G01F133 | CR NAT.BEIGE DEVICES
GW13914 | PULSADOR ELECTR.BUS/230V DOBLE CH/BE | 38.65 | 1 | 1 | 12 | NR | 8034035074301 | 85365080 | 1DM02 | Building | 1DM | BUILDING | 1DM03G | CHORUSMART DOM.RANG. | 1DM03G01F | BASIC CHORUSMART | 1DM03G01F133 | CR NAT.BEIGE DEVICES
GW13915 | PULSADOR ELECTRÓNICO 1M BUS/230V BEIGE | 14.4 | 1 | 1 | 12 | NR | 8034035074318 | 85365080 | 1DM02 | Building | 1DM | BUILDING | 1DM03G | CHORUSMART DOM.RANG. | 1DM03G01F | BASIC CHORUSMART | 1DM03G01F133 | CR NAT.BEIGE DEVICES
GW13916 | PULSADOR ELEC. SEÑALIZ. 1M BUS/230V BE | 37.3 | 1 | 1 | 12 | NR | 8034035074325 | 85365080 | 1DM02 | Building | 1DM | BUILDING | 1DM03G | CHORUSMART DOM.RANG. | 1DM03G01F | BASIC CHORUSMART | 1DM03G01F133 | CR NAT.BEIGE DEVICES
GW13917 | PULSADOR ELEC. LOCALIZ. 2M BUS/230V BE | 39.65 | 1 | 1 | 6 | NR | 8034035074332 | 85365080 | 1DM02 | Building | 1DM | BUILDING | 1DM03G | CHORUSMART DOM.RANG. | 1DM03G01F | BASIC CHORUSMART | 1DM03G01F133 | CR NAT.BEIGE DEVICES
GW13918 | PULSADOR ELEC. SEÑALIZ. 2M BUS/230V BE | 39.65 | 1 | 1 | 6 | NR | 8034035074349 | 85365080 | 1DM02 | Building | 1DM | BUILDING | 1DM03G | CHORUSMART DOM.RANG. | 1DM03G01F | BASIC CHORUSMART | 1DM03G01F133 | CR NAT.BEIGE DEVICES
GW14001 | INTERRUPTOR 1M 1P 16AX TITANIO | 4.65 | 1 | 12 | 96 | NR | 8011564265318 | 85365080 | 1DM02 | Building | 1DM | BUILDING | 1DM03G | CHORUSMART DOM.RANG. | 1DM03G01F | BASIC CHORUSMART | 1DM03G01F155 | CR TITANIUM DEVICES
GW14002 | INTERRUPTOR 1M 1P 16AX LUM.LOC.TITANIO | 9.6 | 1 | 12 | 24 | NR | 8011564265325 | 85365080 | 1DM02 | Building | 1DM | BUILDING | 1DM03G | CHORUSMART DOM.RANG. | 1DM03G01F | BASIC CHORUSMART | 1DM03G01F155 | CR TITANIUM DEVICES
GW14003 | INTERRUPTOR 1M 1P 16AX LUM.SEÑAL.TITANIO | 9.6 | 1 | 12 | 24 | NR | 8011564265332 | 85365080 | 1DM02 | Building | 1DM | BUILDING | 1DM03G | CHORUSMART DOM.RANG. | 1DM03G01F | BASIC CHORUSMART | 1DM03G01F155 | CR TITANIUM DEVICES
GW14004 | INTERRUPTOR 1M 2P 16AX TITANIO | 15.25 | 1 | 12 | 48 | NR | 8011564265349 | 85365080 | 1DM02 | Building | 1DM | BUILDING | 1DM03G | CHORUSMART DOM.RANG. | 1DM03G01F | BASIC CHORUSMART | 1DM03G01F155 | CR TITANIUM DEVICES
GW14005 | INTERRUPTOR 1M 2P 16AX LUM. SEÑAL.TITAN. | 17.3 | 1 | 12 | 24 | NR | 8011564265356 | 85365080 | 1DM02 | Building | 1DM | BUILDING | 1DM03G | CHORUSMART DOM.RANG. | 1DM03G01F | BASIC CHORUSMART | 1DM03G01F155 | CR TITANIUM DEVICES
GW14006 | INTERRUPTOR 1M 2P 10AX+LLAVE TITANIO | 68 | 1 | 1 | 12 | NR | 8011564265363 | 85365080 | 1DM02 | Building | 1DM | BUILDING | 1DM03G | CHORUSMART DOM.RANG. | 1DM03G01F | BASIC CHORUSMART | 1DM03G01F155 | CR TITANIUM DEVICES
GW14007 | INTERR. 1M 2P 25AX USOS SEVEROS TITAN. | 55.5 | 1 | 12 | 24 | NR | 8011564265370 | 85365080 | 1DM02 | Building | 1DM | BUILDING | 1DM03G | CHORUSMART DOM.RANG. | 1DM03G01F | BASIC CHORUSMART | 1DM03G01F155 | CR TITANIUM DEVICES
GW14021 | INTERRUPTOR 1/2M 1P 10AX TITANIO | 12.75 | 1 | 6 | 24 | NR | 8011564265387 | 85365080 | 1DM02 | Building | 1DM | BUILDING | 1DM03G | CHORUSMART DOM.RANG. | 1DM03G01F | BASIC CHORUSMART | 1DM03G01F155 | CR TITANIUM DEVICES
GW14022 | INTERR 1/2M. 1P 10AX LUM.LOC.TITANIO | 14.65 | 1 | 6 | 24 | NR | 8011564265394 | 85365080 | 1DM02 | Building | 1DM | BUILDING | 1DM03G | CHORUSMART DOM.RANG. | 1DM03G01F | BASIC CHORUSMART | 1DM03G01F155 | CR TITANIUM DEVICES
GW14031 | INTERRUPTOR 2M 1P 16AX TITANIO | 4.85 | 1 | 6 | 24 | NR | 8011564265400 | 85365080 | 1DM02 | Building | 1DM | BUILDING | 1DM03G | CHORUSMART DOM.RANG. | 1DM03G01F | BASIC CHORUSMART | 1DM03G01F155 | CR TITANIUM DEVICES
GW14031F | INTERRUPTOR 2M 1P 16AX CON.RÁPIDA TITAN. | 17.1 | 1 | 6 | 24 | NR | 8011564265417 | 85365080 | 1DM02 | Building | 1DM | BUILDING | 1DM03G | CHORUSMART DOM.RANG. | 1DM03G01F | BASIC CHORUSMART | 1DM03G01F155 | CR TITANIUM DEVICES
GW14032 | INTERRUPTOR 2M 1P 16AX LUM. LOC.TITANIO | 14.65 | 1 | 6 | 24 | NR | 8011564265424 | 85365080 | 1DM02 | Building | 1DM | BUILDING | 1DM03G | CHORUSMART DOM.RANG. | 1DM03G01F | BASIC CHORUSMART | 1DM03G01F155 | CR TITANIUM DEVICES
GW14032F | INTERR. 2M 1P 16AX LUM.LOC.CON.RÁPIDA T. | 20.1 | 1 | 6 | 24 | NR | 8011564265431 | 85365080 | 1DM02 | Building | 1DM | BUILDING | 1DM03G | CHORUSMART DOM.RANG. | 1DM03G01F | BASIC CHORUSMART | 1DM03G01F155 | CR TITANIUM DEVICES
GW14033 | INTERRUPTOR 2M 1P 16AX LUM.SEÑ. TITANIO | 14.65 | 1 | 6 | 24 | NR | 8011564265448 | 85365080 | 1DM02 | Building | 1DM | BUILDING | 1DM03G | CHORUSMART DOM.RANG. | 1DM03G01F | BASIC CHORUSMART | 1DM03G01F155 | CR TITANIUM DEVICES
GW14033F | INTERR. 2M 1P 16AX LUM.SEÑ.CON.RÁPIDA T. | 20.1 | 1 | 6 | 24 | NR | 8011564265455 | 85365080 | 1DM02 | Building | 1DM | BUILDING | 1DM03G | CHORUSMART DOM.RANG. | 1DM03G01F | BASIC CHORUSMART | 1DM03G01F155 | CR TITANIUM DEVICES
GW14034 | INTERRUPTOR 2M 2P 16AX TITANIO | 22.75 | 1 | 6 | 24 | NR | 8011564265462 | 85365080 | 1DM02 | Building | 1DM | BUILDING | 1DM03G | CHORUSMART DOM.RANG. | 1DM03G01F | BASIC CHORUSMART | 1DM03G01F155 | CR TITANIUM DEVICES
GW14034F | INTERRUPTOR 2M 2P 16AX CON.RÁPIDA TITAN. | 26.8 | 1 | 6 | 24 | NR | 8011564265479 | 85365080 | 1DM02 | Building | 1DM | BUILDING | 1DM03G | CHORUSMART DOM.RANG. | 1DM03G01F | BASIC CHORUSMART | 1DM03G01F155 | CR TITANIUM DEVICES
GW14035 | INTERRUPTOR 2M 2P 16AX LUM. SEÑ. TITANIO | 26.05 | 1 | 6 | 24 | NR | 8011564265486 | 85365080 | 1DM02 | Building | 1DM | BUILDING | 1DM03G | CHORUSMART DOM.RANG. | 1DM03G01F | BASIC CHORUSMART | 1DM03G01F155 | CR TITANIUM DEVICES
GW14035F | INTERR. 2M 2P 16AX LUM.SEÑ.CON.RÁPIDA T. | 30.7 | 1 | 6 | 24 | NR | 8011564265493 | 85365080 | 1DM02 | Building | 1DM | BUILDING | 1DM03G | CHORUSMART DOM.RANG. | 1DM03G01F | BASIC CHORUSMART | 1DM03G01F155 | CR TITANIUM DEVICES
GW14039 | INTERRUPTOR UNIV.DE TARJETA 2M TITANIO | 19.45 | 1 | 1 | 6 | NR | 8011564439320 | 85389099 | 1DM02 | Building | 1DM | BUILDING | 1DM03G | CHORUSMART DOM.RANG. | 1DM03G01F | BASIC CHORUSMART | 1DM03G01F155 | CR TITANIUM DEVICES
GW14041 | INTERRUPTOR 3M 1P 16AX TITANIO | 14.2 | 1 | 4 | 12 | NR | 8011564265516 | 85365080 | 1DM02 | Building | 1DM | BUILDING | 1DM03G | CHORUSMART DOM.RANG. | 1DM03G01F | BASIC CHORUSMART | 1DM03G01F155 | CR TITANIUM DEVICES
GW14042 | INTERRUPTOR 3M 1P 16AX LUM. LOC.TITANIO | 16.6 | 1 | 4 | 12 | NR | 8011564265523 | 85365080 | 1DM02 | Building | 1DM | BUILDING | 1DM03G | CHORUSMART DOM.RANG. | 1DM03G01F | BASIC CHORUSMART | 1DM03G01F155 | CR TITANIUM DEVICES
GW14043 | INTERRUPTOR 3M 1P 16AX LUM.SEÑ. TITANIO | 16.6 | 1 | 4 | 12 | NR | 8011564265530 | 85365080 | 1DM02 | Building | 1DM | BUILDING | 1DM03G | CHORUSMART DOM.RANG. | 1DM03G01F | BASIC CHORUSMART | 1DM03G01F155 | CR TITANIUM DEVICES
GW14051 | CONMUTADOR 1M 1P 16AX TITANIO | 5.55 | 1 | 12 | 96 | NR | 8011564265547 | 85365080 | 1DM02 | Building | 1DM | BUILDING | 1DM03G | CHORUSMART DOM.RANG. | 1DM03G01F | BASIC CHORUSMART | 1DM03G01F155 | CR TITANIUM DEVICES
GW14052 | CONMUTADOR 1M 1P 16AX LUM.LOC.TITANIO | 10.9 | 1 | 12 | 24 | NR | 8011564265554 | 85365080 | 1DM02 | Building | 1DM | BUILDING | 1DM03G | CHORUSMART DOM.RANG. | 1DM03G01F | BASIC CHORUSMART | 1DM03G01F155 | CR TITANIUM DEVICES
GW14053 | CONMUTADOR 1 M 1P 16AX LUM. SEÑ. TITANIO | 10.9 | 1 | 12 | 24 | NR | 8011564265561 | 85365080 | 1DM02 | Building | 1DM | BUILDING | 1DM03G | CHORUSMART DOM.RANG. | 1DM03G01F | BASIC CHORUSMART | 1DM03G01F155 | CR TITANIUM DEVICES
GW14054 | CONMUTADOR 1 M 1P 10AX + LLAVE TITANIO | 68 | 1 | 1 | 12 | NR | 8011564265578 | 85365080 | 1DM02 | Building | 1DM | BUILDING | 1DM03G | CHORUSMART DOM.RANG. | 1DM03G01F | BASIC CHORUSMART | 1DM03G01F155 | CR TITANIUM DEVICES
GW14061 | CONMUTADOR 1/2M 1P 10AX TITANIO | 14.4 | 1 | 6 | 24 | NR | 8011564265585 | 85365080 | 1DM02 | Building | 1DM | BUILDING | 1DM03G | CHORUSMART DOM.RANG. | 1DM03G01F | BASIC CHORUSMART | 1DM03G01F155 | CR TITANIUM DEVICES
GW14071 | CONMUTADOR 2M 1P 16AX TITANIO | 5.95 | 1 | 6 | 24 | NR | 8011564265592 | 85365080 | 1DM02 | Building | 1DM | BUILDING | 1DM03G | CHORUSMART DOM.RANG. | 1DM03G01F | BASIC CHORUSMART | 1DM03G01F155 | CR TITANIUM DEVICES
GW14071F | CONMUTADOR 2M 1P 16AX CON.RÁPIDA TITANIO | 19.35 | 1 | 6 | 24 | NR | 8011564265608 | 85365080 | 1DM02 | Building | 1DM | BUILDING | 1DM03G | CHORUSMART DOM.RANG. | 1DM03G01F | BASIC CHORUSMART | 1DM03G01F155 | CR TITANIUM DEVICES
GW14072 | CONMUTADOR 2M 1P 16AX LUM. LOC.TITANIO | 16.7 | 1 | 6 | 24 | NR | 8011564265615 | 85365080 | 1DM02 | Building | 1DM | BUILDING | 1DM03G | CHORUSMART DOM.RANG. | 1DM03G01F | BASIC CHORUSMART | 1DM03G01F155 | CR TITANIUM DEVICES
GW14072F | CONMUT. 2M 1P 16AX LUM.LOC.CON.RÁPIDA T. | 22.05 | 1 | 6 | 24 | NR | 8011564265622 | 85365080 | 1DM02 | Building | 1DM | BUILDING | 1DM03G | CHORUSMART DOM.RANG. | 1DM03G01F | BASIC CHORUSMART | 1DM03G01F155 | CR TITANIUM DEVICES
GW14073 | CONMUTADOR 2M 1P 16AX LUM. SEÑ.TITANIO | 16.7 | 1 | 6 | 24 | NR | 8011564265639 | 85365080 | 1DM02 | Building | 1DM | BUILDING | 1DM03G | CHORUSMART DOM.RANG. | 1DM03G01F | BASIC CHORUSMART | 1DM03G01F155 | CR TITANIUM DEVICES
GW14073F | CONMUT. 2M 1P 16AX LUM.SEÑ.CON.RÁPIDA T. | 22.05 | 1 | 6 | 24 | NR | 8011564265646 | 85365080 | 1DM02 | Building | 1DM | BUILDING | 1DM03G | CHORUSMART DOM.RANG. | 1DM03G01F | BASIC CHORUSMART | 1DM03G01F155 | CR TITANIUM DEVICES
GW14078F | DOBLE CONMUT. 2M 1P 16AX CON.RÁPIDA T. | 31 | 1 | 6 | 24 | NR | 8011564265653 | 85365080 | 1DM02 | Building | 1DM | BUILDING | 1DM03G | CHORUSMART DOM.RANG. | 1DM03G01F | BASIC CHORUSMART | 1DM03G01F155 | CR TITANIUM DEVICES
GW14081 | CONMUTADOR 3MS 1P 16AX TITANIO | 16.5 | 1 | 4 | 12 | NR | 8011564265660 | 85365080 | 1DM02 | Building | 1DM | BUILDING | 1DM03G | CHORUSMART DOM.RANG. | 1DM03G01F | BASIC CHORUSMART | 1DM03G01F155 | CR TITANIUM DEVICES
GW14082 | CONMUTADOR 3M 1P 16AX LUM. LOC.TITANIO | 19.35 | 1 | 4 | 12 | NR | 8011564265677 | 85365080 | 1DM02 | Building | 1DM | BUILDING | 1DM03G | CHORUSMART DOM.RANG. | 1DM03G01F | BASIC CHORUSMART | 1DM03G01F155 | CR TITANIUM DEVICES
GW14083 | CONMUTADOR 3M 1P 16AX LUM. SEÑ.TITANIO | 19.35 | 1 | 4 | 12 | NR | 8011564265691 | 85365080 | 1DM02 | Building | 1DM | BUILDING | 1DM03G | CHORUSMART DOM.RANG. | 1DM03G01F | BASIC CHORUSMART | 1DM03G01F155 | CR TITANIUM DEVICES
GW14091 | CRUZAMIENTO 1M 1P 16AX TITANIO | 17 | 1 | 12 | 48 | NR | 8011564265707 | 85365080 | 1DM02 | Building | 1DM | BUILDING | 1DM03G | CHORUSMART DOM.RANG. | 1DM03G01F | BASIC CHORUSMART | 1DM03G01F155 | CR TITANIUM DEVICES
GW14092 | CRUZAMIENTO 1M 1P 16AX LUM. LOC.TITANIO | 20.1 | 1 | 12 | 24 | NR | 8011564265714 | 85365080 | 1DM02 | Building | 1DM | BUILDING | 1DM03G | CHORUSMART DOM.RANG. | 1DM03G01F | BASIC CHORUSMART | 1DM03G01F155 | CR TITANIUM DEVICES
GW14093 | CRUZAMIENTO 1M 1P 16AX LUM. SEÑ. TITANIO | 20.1 | 1 | 12 | 24 | NR | 8011564265721 | 85365080 | 1DM02 | Building | 1DM | BUILDING | 1DM03G | CHORUSMART DOM.RANG. | 1DM03G01F | BASIC CHORUSMART | 1DM03G01F155 | CR TITANIUM DEVICES
GW14101 | CRUZAMIENTO 2M 1P 16AX TITANIO | 16.05 | 1 | 6 | 12 | NR | 8011564265738 | 85365080 | 1DM02 | Building | 1DM | BUILDING | 1DM03G | CHORUSMART DOM.RANG. | 1DM03G01F | BASIC CHORUSMART | 1DM03G01F155 | CR TITANIUM DEVICES
GW14101F | CRUZAM. 2M 1P 16AX CON.RÁPIDA TITANIO | 34.8 | 1 | 6 | 12 | NR | 8011564265745 | 85365080 | 1DM02 | Building | 1DM | BUILDING | 1DM03G | CHORUSMART DOM.RANG. | 1DM03G01F | BASIC CHORUSMART | 1DM03G01F155 | CR TITANIUM DEVICES
GW14102 | CRUZAMIENTO 2M 1P 16AX LUM. LOC.TITANIO | 30.1 | 1 | 6 | 12 | NR | 8011564265752 | 85365080 | 1DM02 | Building | 1DM | BUILDING | 1DM03G | CHORUSMART DOM.RANG. | 1DM03G01F | BASIC CHORUSMART | 1DM03G01F155 | CR TITANIUM DEVICES
GW14102F | CRUZMTO. 2M 1P 16AX LUM.LOC.CON.RÁP. TIT | 39.55 | 1 | 6 | 12 | NR | 8011564265769 | 85365080 | 1DM02 | Building | 1DM | BUILDING | 1DM03G | CHORUSMART DOM.RANG. | 1DM03G01F | BASIC CHORUSMART | 1DM03G01F155 | CR TITANIUM DEVICES
GW14103 | CRUZAMIENTO 2M 1P 16AX LUM. SEÑ.TITANIO | 30.1 | 1 | 6 | 12 | NR | 8011564265776 | 85365080 | 1DM02 | Building | 1DM | BUILDING | 1DM03G | CHORUSMART DOM.RANG. | 1DM03G01F | BASIC CHORUSMART | 1DM03G01F155 | CR TITANIUM DEVICES
GW14103F | CRUZAM. 2M 1P 16AX LUM.SEÑ.CON.RÁPIDA T. | 39.55 | 1 | 6 | 12 | NR | 8011564265783 | 85365080 | 1DM02 | Building | 1DM | BUILDING | 1DM03G | CHORUSMART DOM.RANG. | 1DM03G01F | BASIC CHORUSMART | 1DM03G01F155 | CR TITANIUM DEVICES
GW14111 | CRUZAMIENTO 3M 1P 16AX TITANIO | 29.45 | 1 | 4 | 12 | NR | 8011564265790 | 85365080 | 1DM02 | Building | 1DM | BUILDING | 1DM03G | CHORUSMART DOM.RANG. | 1DM03G01F | BASIC CHORUSMART | 1DM03G01F155 | CR TITANIUM DEVICES
GW14112 | CRUZAMIENTO 3M 1P 16AX LUM. LOC.TITANIO | 33.8 | 1 | 4 | 12 | NR | 8011564265806 | 85365080 | 1DM02 | Building | 1DM | BUILDING | 1DM03G | CHORUSMART DOM.RANG. | 1DM03G01F | BASIC CHORUSMART | 1DM03G01F155 | CR TITANIUM DEVICES
GW14113 | CRUZAMIENTO 3M 1P 16AX LUM. SEÑ.TITANIO | 33.8 | 1 | 4 | 12 | NR | 8011564265813 | 85365080 | 1DM02 | Building | 1DM | BUILDING | 1DM03G | CHORUSMART DOM.RANG. | 1DM03G01F | BASIC CHORUSMART | 1DM03G01F155 | CR TITANIUM DEVICES
GW14121 | CONMUTADOR 1M 1P 10AX ARR-ABAJO TITANIO | 20 | 1 | 12 | 24 | NR | 8011564265820 | 85365080 | 1DM02 | Building | 1DM | BUILDING | 1DM03G | CHORUSMART DOM.RANG. | 1DM03G01F | BASIC CHORUSMART | 1DM03G01F155 | CR TITANIUM DEVICES
GW14122 | CONMUTADOR 2P 10AX 6 TERMINALES 1M TITAN | 25.45 | 1 | 12 | 24 | NR | 8011564811553 | 85365080 | 1DM02 | Building | 1DM | BUILDING | 1DM03G | CHORUSMART DOM.RANG. | 1DM03G01F | BASIC CHORUSMART | 1DM03G01F155 | CR TITANIUM DEVICES
GW14123 | CONMUTADOR 1P 10A 2 MÓDULOS CH. TITANIO | 25.65 | 1 | 6 | 24 | NR | 8011564894181 | 85365080 | 1DM02 | Building | 1DM | BUILDING | 1DM03G | CHORUSMART DOM.RANG. | 1DM03G01F | BASIC CHORUSMART | 1DM03G01F155 | CR TITANIUM DEVICES
GW14131 | PULSADOR 1M 1P NA 16A TITANIO | 8.65 | 1 | 12 | 96 | NR | 8011564265837 | 85365080 | 1DM02 | Building | 1DM | BUILDING | 1DM03G | CHORUSMART DOM.RANG. | 1DM03G01F | BASIC CHORUSMART | 1DM03G01F155 | CR TITANIUM DEVICES
GW14132 | PULSADOR 1M 1P NA 16A LUM.LOC.TITANIO | 10 | 1 | 12 | 24 | NR | 8011564265844 | 85365080 | 1DM02 | Building | 1DM | BUILDING | 1DM03G | CHORUSMART DOM.RANG. | 1DM03G01F | BASIC CHORUSMART | 1DM03G01F155 | CR TITANIUM DEVICES
GW14133 | PULSADOR 1M 1P NA 16A LUM. SEÑ. TITANIO | 9.7 | 1 | 12 | 24 | NR | 8011564265851 | 85365080 | 1DM02 | Building | 1DM | BUILDING | 1DM03G | CHORUSMART DOM.RANG. | 1DM03G01F | BASIC CHORUSMART | 1DM03G01F155 | CR TITANIUM DEVICES
GW14134 | PULSADOR 1M 2P NA 16A TITANIO | 14.85 | 1 | 12 | 24 | NR | 8011564265868 | 85365080 | 1DM02 | Building | 1DM | BUILDING | 1DM03G | CHORUSMART DOM.RANG. | 1DM03G01F | BASIC CHORUSMART | 1DM03G01F155 | CR TITANIUM DEVICES
GW14135 | PULSADOR 1M 2P NA 16A LUM. SEÑ. TITANIO | 17 | 1 | 12 | 24 | NR | 8011564265875 | 85365080 | 1DM02 | Building | 1DM | BUILDING | 1DM03G | CHORUSMART DOM.RANG. | 1DM03G01F | BASIC CHORUSMART | 1DM03G01F155 | CR TITANIUM DEVICES
GW14136 | PULSADOR 1M 1P NA 16A TIRANTE TITANIO | 22.75 | 1 | 1 | 12 | NR | 8011564265882 | 85365080 | 1DM02 | Building | 1DM | BUILDING | 1DM03G | CHORUSMART DOM.RANG. | 1DM03G01F | BASIC CHORUSMART | 1DM03G01F155 | CR TITANIUM DEVICES
GW14137 | PULSADOR 1M 1P NC 16A TITANIO | 8.65 | 1 | 12 | 24 | NR | 8011564265899 | 85365080 | 1DM02 | Building | 1DM | BUILDING | 1DM03G | CHORUSMART DOM.RANG. | 1DM03G01F | BASIC CHORUSMART | 1DM03G01F155 | CR TITANIUM DEVICES
GW14138 | PULSADOR 1M 1P NC+NA 16A PARADA TITANIO | 15.25 | 1 | 12 | 24 | NR | 8011564265905 | 85365080 | 1DM02 | Building | 1DM | BUILDING | 1DM03G | CHORUSMART DOM.RANG. | 1DM03G01F | BASIC CHORUSMART | 1DM03G01F155 | CR TITANIUM DEVICES
GW14139 | PULSADOR 1M 1P NA+NC 16A MARCHA TITANIO | 15.25 | 1 | 12 | 24 | NR | 8011564265912 | 85365080 | 1DM02 | Building | 1DM | BUILDING | 1DM03G | CHORUSMART DOM.RANG. | 1DM03G01F | BASIC CHORUSMART | 1DM03G01F155 | CR TITANIUM DEVICES
GW14140 | PULSADOR 1M 1P NA+NA 10A INTERB. TITANIO | 16.4 | 1 | 12 | 24 | NR | 8011564265929 | 85365080 | 1DM02 | Building | 1DM | BUILDING | 1DM03G | CHORUSMART DOM.RANG. | 1DM03G01F | BASIC CHORUSMART | 1DM03G01F155 | CR TITANIUM DEVICES
GW14141 | PULSADOR 1M DOBLE NA 16A TITANIO | 26.8 | 1 | 12 | 24 | NR | 8011564265936 | 85365080 | 1DM02 | Building | 1DM | BUILDING | 1DM03G | CHORUSMART DOM.RANG. | 1DM03G01F | BASIC CHORUSMART | 1DM03G01F155 | CR TITANIUM DEVICES
GW14142 | PULSADOR 1M 1P NA 16A TEST.VERDE TITANIO | 20.3 | 1 | 12 | 24 | NR | 8011564265943 | 85365080 | 1DM02 | Building | 1DM | BUILDING | 1DM03G | CHORUSMART DOM.RANG. | 1DM03G01F | BASIC CHORUSMART | 1DM03G01F155 | CR TITANIUM DEVICES
GW14143 | PULSADOR 1M 1P NA 16A TEST. ROJO TITANIO | 20.3 | 1 | 12 | 24 | NR | 8011564265950 | 85365080 | 1DM02 | Building | 1DM | BUILDING | 1DM03G | CHORUSMART DOM.RANG. | 1DM03G01F | BASIC CHORUSMART | 1DM03G01F155 | CR TITANIUM DEVICES
GW14144 | PULSADOR 1M 1P NA 16A TEST.TRANS.TITANIO | 20.3 | 1 | 12 | 24 | NR | 8011564265967 | 85365080 | 1DM02 | Building | 1DM | BUILDING | 1DM03G | CHORUSMART DOM.RANG. | 1DM03G01F | BASIC CHORUSMART | 1DM03G01F155 | CR TITANIUM DEVICES
GW14145 | PULSADOR 1M 2P NA 10A +LLAVE TITANIO | 68 | 1 | 1 | 12 | NR | 8011564265974 | 85365080 | 1DM02 | Building | 1DM | BUILDING | 1DM03G | CHORUSMART DOM.RANG. | 1DM03G01F | BASIC CHORUSMART | 1DM03G01F155 | CR TITANIUM DEVICES
GW14151 | PULSADOR 1M 1NA 16A ALUMB. TITANIO | 8.85 | 1 | 12 | 24 | NR | 8011564277267 | 85365080 | 1DM02 | Building | 1DM | BUILDING | 1DM03G | CHORUSMART DOM.RANG. | 1DM03G01F | BASIC CHORUSMART | 1DM03G01F155 | CR TITANIUM DEVICES
GW14152 | PULSADOR 1M 1NA 16A LLAVE TITANIO | 8.85 | 1 | 12 | 24 | NR | 8011564277274 | 85365080 | 1DM02 | Building | 1DM | BUILDING | 1DM03G | CHORUSMART DOM.RANG. | 1DM03G01F | BASIC CHORUSMART | 1DM03G01F155 | CR TITANIUM DEVICES
GW14153 | PULSADOR 1M 1NA 16A TIMBRE TITANIO | 8.85 | 1 | 12 | 24 | NR | 8011564277281 | 85365080 | 1DM02 | Building | 1DM | BUILDING | 1DM03G | CHORUSMART DOM.RANG. | 1DM03G01F | BASIC CHORUSMART | 1DM03G01F155 | CR TITANIUM DEVICES
GW14159F | PULSADOR+CONMUT. 2M 1P NA 16AX TITANIO | 31 | 1 | 6 | 24 | NR | 8011564265998 | 85365080 | 1DM02 | Building | 1DM | BUILDING | 1DM03G | CHORUSMART DOM.RANG. | 1DM03G01F | BASIC CHORUSMART | 1DM03G01F155 | CR TITANIUM DEVICES
GW14160F | DOBLE PULSADOR 2M 1P NA 16A TITANIO | 31 | 1 | 6 | 24 | NR | 8011564266001 | 85365080 | 1DM02 | Building | 1DM | BUILDING | 1DM03G | CHORUSMART DOM.RANG. | 1DM03G01F | BASIC CHORUSMART | 1DM03G01F155 | CR TITANIUM DEVICES
GW14161 | PULSADOR 1/2M 1P NA 10A TITANIO | 13.2 | 1 | 6 | 24 | NR | 8011564266018 | 85365080 | 1DM02 | Building | 1DM | BUILDING | 1DM03G | CHORUSMART DOM.RANG. | 1DM03G01F | BASIC CHORUSMART | 1DM03G01F155 | CR TITANIUM DEVICES
GW14162 | PULSADOR 1/2M 1P NA 10A LUM.LOC.TITANIO | 15.25 | 1 | 6 | 24 | NR | 8011564266025 | 85365080 | 1DM02 | Building | 1DM | BUILDING | 1DM03G | CHORUSMART DOM.RANG. | 1DM03G01F | BASIC CHORUSMART | 1DM03G01F155 | CR TITANIUM DEVICES
GW14171 | PULSADOR 2M 1P NA 16A TITANIO | 8.65 | 1 | 6 | 24 | NR | 8011564266032 | 85365080 | 1DM02 | Building | 1DM | BUILDING | 1DM03G | CHORUSMART DOM.RANG. | 1DM03G01F | BASIC CHORUSMART | 1DM03G01F155 | CR TITANIUM DEVICES
GW14171F | PULSADOR 2M 1P NA 16A CON.RÁPIDA TITANIO | 18.15 | 1 | 6 | 24 | NR | 8011564266049 | 85365080 | 1DM02 | Building | 1DM | BUILDING | 1DM03G | CHORUSMART DOM.RANG. | 1DM03G01F | BASIC CHORUSMART | 1DM03G01F155 | CR TITANIUM DEVICES
GW14172 | PULSADOR 2M 1P NA 16A LUM. LOC.TITANIO | 15.25 | 1 | 6 | 24 | NR | 8011564266056 | 85365080 | 1DM02 | Building | 1DM | BUILDING | 1DM03G | CHORUSMART DOM.RANG. | 1DM03G01F | BASIC CHORUSMART | 1DM03G01F155 | CR TITANIUM DEVICES
GW14172F | PULS. 2M 1P NA 16A LUM.LOC.CON.RÁPIDA T. | 20.7 | 1 | 6 | 24 | NR | 8011564266063 | 85365080 | 1DM02 | Building | 1DM | BUILDING | 1DM03G | CHORUSMART DOM.RANG. | 1DM03G01F | BASIC CHORUSMART | 1DM03G01F155 | CR TITANIUM DEVICES
GW14173 | PULSADOR 2M 1P NA 16A LUM. SEÑ.TITANIO | 15.25 | 1 | 6 | 24 | NR | 8011564266070 | 85365080 | 1DM02 | Building | 1DM | BUILDING | 1DM03G | CHORUSMART DOM.RANG. | 1DM03G01F | BASIC CHORUSMART | 1DM03G01F155 | CR TITANIUM DEVICES
GW14173F | PULS. 2M 1P NA 16A LUM.SEÑ.CON.RÁPIDA T. | 20.7 | 1 | 6 | 24 | NR | 8011564266087 | 85365080 | 1DM02 | Building | 1DM | BUILDING | 1DM03G | CHORUSMART DOM.RANG. | 1DM03G01F | BASIC CHORUSMART | 1DM03G01F155 | CR TITANIUM DEVICES
GW14181 | PULSADOR 3M 1P NA 16A TITANIO | 15.05 | 1 | 4 | 12 | NR | 8011564266094 | 85365080 | 1DM02 | Building | 1DM | BUILDING | 1DM03G | CHORUSMART DOM.RANG. | 1DM03G01F | BASIC CHORUSMART | 1DM03G01F155 | CR TITANIUM DEVICES
GW14182 | PULSADOR 3M 1P NA 16A LUM. LOC.TITANIO | 17.1 | 1 | 4 | 12 | NR | 8011564266100 | 85365080 | 1DM02 | Building | 1DM | BUILDING | 1DM03G | CHORUSMART DOM.RANG. | 1DM03G01F | BASIC CHORUSMART | 1DM03G01F155 | CR TITANIUM DEVICES
GW14183 | PULSADOR 3M 1P NA 16A LUM. SEÑ.TITANIO | 17.1 | 1 | 4 | 12 | NR | 8011564266216 | 85365080 | 1DM02 | Building | 1DM | BUILDING | 1DM03G | CHORUSMART DOM.RANG. | 1DM03G01F | BASIC CHORUSMART | 1DM03G01F155 | CR TITANIUM DEVICES
GW14191 | PULS. 2M 1P NA 10A PLACA P.ETIQ.LUM.TIT | 22.05 | 1 | 6 | 24 | NR | 8011564266223 | 85365080 | 1DM02 | Building | 1DM | BUILDING | 1DM03G | CHORUSMART DOM.RANG. | 1DM03G01F | BASIC CHORUSMART | 1DM03G01F155 | CR TITANIUM DEVICES
GW14192 | PULS. 3M 1P NA 10A PLACA P.ETIQ.LUM.TIT | 22.05 | 1 | 4 | 16 | NR | 8011564266230 | 85365080 | 1DM02 | Building | 1DM | BUILDING | 1DM03G | CHORUSMART DOM.RANG. | 1DM03G01F | BASIC CHORUSMART | 1DM03G01F155 | CR TITANIUM DEVICES
GW14194 | TAPA CIEGA 2M SALIDA CABLE TITANIO | 5.05 | 1 | 6 | 48 | NR | 8011564298828 | 85389099 | 1DM02 | Building | 1DM | BUILDING | 1DM03G | CHORUSMART DOM.RANG. | 1DM03G01F | BASIC CHORUSMART | 1DM03G01F155 | CR TITANIUM DEVICES
GW14195 | TAPA CIEGA 1M TITANIO | 2.05 | 1 | 10 | 200 | NR | 8011564266247 | 85389099 | 1DM02 | Building | 1DM | BUILDING | 1DM03G | CHORUSMART DOM.RANG. | 1DM03G01F | BASIC CHORUSMART | 1DM03G01F155 | CR TITANIUM DEVICES
GW14196 | TAPA CIEGA 1M SALIDA CABLE TITANIO | 8.85 | 1 | 1 | 48 | NR | 8011564266254 | 85389099 | 1DM02 | Building | 1DM | BUILDING | 1DM03G | CHORUSMART DOM.RANG. | 1DM03G01F | BASIC CHORUSMART | 1DM03G01F155 | CR TITANIUM DEVICES
GW14197 | TAPA CIEGA 1/2M TITANIO | 3.1 | 1 | 4 | 48 | NR | 8011564266261 | 85389099 | 1DM02 | Building | 1DM | BUILDING | 1DM03G | CHORUSMART DOM.RANG. | 1DM03G01F | BASIC CHORUSMART | 1DM03G01F155 | CR TITANIUM DEVICES
GW14198 | TAPA CIEGA 2M TITANIO | 3.5 | 1 | 1 | 48 | NR | 8011564266278 | 85389099 | 1DM02 | Building | 1DM | BUILDING | 1DM03G | CHORUSMART DOM.RANG. | 1DM03G01F | BASIC CHORUSMART | 1DM03G01F155 | CR TITANIUM DEVICES
GW14199 | TAPA CIEGA 3M TITANIO | 6.2 | 1 | 1 | 48 | NR | 8011564266285 | 85389099 | 1DM02 | Building | 1DM | BUILDING | 1DM03G | CHORUSMART DOM.RANG. | 1DM03G01F | BASIC CHORUSMART | 1DM03G01F155 | CR TITANIUM DEVICES
GW14201 | BASE 1M 2P+T 10A P11 NOR.ITALIANA TIT. | 8.65 | 1 | 12 | 96 | NR | 8011564266292 | 85366990 | 1DM02 | Building | 1DM | BUILDING | 1DM03G | CHORUSMART DOM.RANG. | 1DM03G01F | BASIC CHORUSMART | 1DM03G01F155 | CR TITANIUM DEVICES
GW14203 | B. 1M 2P+T 16A BIV.P17-11 NOR.ITA. TIT. | 10 | 1 | 12 | 96 | NR | 8011564266308 | 85366990 | 1DM02 | Building | 1DM | BUILDING | 1DM03G | CHORUSMART DOM.RANG. | 1DM03G01F | BASIC CHORUSMART | 1DM03G01F155 | CR TITANIUM DEVICES
GW14204 | BASE 2M 2P+T 16A BIV.P30-17 NOR.IT/AL.T | 18.65 | 1 | 6 | 48 | NR | 8011564266315 | 85366990 | 1DM02 | Building | 1DM | BUILDING | 1DM03G | CHORUSMART DOM.RANG. | 1DM03G01F | BASIC CHORUSMART | 1DM03G01F155 | CR TITANIUM DEVICES
GW14205 | BASE 2M 2P+T 16A P30 NOR.ITA/AL.TITANIO | 16.15 | 1 | 6 | 48 | NR | 8011564266322 | 85366990 | 1DM02 | Building | 1DM | BUILDING | 1DM03G | CHORUSMART DOM.RANG. | 1DM03G01F | BASIC CHORUSMART | 1DM03G01F155 | CR TITANIUM DEVICES
GW14208 | B.DOBLE 2P+T 16A P17-11 BIV. NOR.ITA. T | 28.1 | 1 | 6 | 24 | NR | 8011564266339 | 85366990 | 1DM02 | Building | 1DM | BUILDING | 1DM03G | CHORUSMART DOM.RANG. | 1DM03G01F | BASIC CHORUSMART | 1DM03G01F155 | CR TITANIUM DEVICES
GW14209 | B.TRIPLE 2P+T 16A P17-11 BIV. NOR.ITA. T | 53.5 | 1 | 4 | 12 | NR | 8011564266346 | 85366990 | 1DM02 | Building | 1DM | BUILDING | 1DM03G | CHORUSMART DOM.RANG. | 1DM03G01F | BASIC CHORUSMART | 1DM03G01F155 | CR TITANIUM DEVICES
GW14241 | BASE 2M 2P+T 16A NOR.ALEMANA TITANIO | 13.8 | 1 | 6 | 48 | NR | 8011564266353 | 85366990 | 1DM02 | Building | 1DM | BUILDING | 1DM03G | CHORUSMART DOM.RANG. | 1DM03G01F | BASIC CHORUSMART | 1DM03G01F155 | CR TITANIUM DEVICES
GW14241F | BASE 2M 2P+T 16A APR.TR.RÁPIDO NOR.ESP.T | 17 | 1 | 6 | 12 | NR | 8011564425040 | 85366990 | 1DM02 | Building | 1DM | BUILDING | 1DM03G | CHORUSMART DOM.RANG. | 1DM03G01F | BASIC CHORUSMART | 1DM03G01F155 | CR TITANIUM DEVICES
GW14242 | BASE 2M 2P+T 16A NOR. ESP. CON TAPA T | 17 | 1 | 6 | 48 | NR | 8011564842045 | 85366990 | 1DM02 | Building | 1DM | BUILDING | 1DM03G | CHORUSMART DOM.RANG. | 1DM03G01F | BASIC CHORUSMART | 1DM03G01F155 | CR TITANIUM DEVICES
GW14246 | BASE 2M 2P 16A NOR.FRANCESA TITANIO | 10.2 | 1 | 1 | 24 | NR | 8011564266377 | 85366990 | 1DM02 | Building | 1DM | BUILDING | 1DM03G | CHORUSMART DOM.RANG. | 1DM03G01F | BASIC CHORUSMART | 1DM03G01F155 | CR TITANIUM DEVICES
GW14247 | BASE 2M 2P+T 16A NOR.FRANCESA TITANIO | 15.05 | 1 | 6 | 48 | NR | 8011564266384 | 85366990 | 1DM02 | Building | 1DM | BUILDING | 1DM03G | CHORUSMART DOM.RANG. | 1DM03G01F | BASIC CHORUSMART | 1DM03G01F155 | CR TITANIUM DEVICES
GW14247F | BASE 2M 2P+T 16A+APR.CON.RÁPIDA NOR.FR.T | 17 | 1 | 6 | 12 | NR | 8011564266391 | 85366990 | 1DM02 | Building | 1DM | BUILDING | 1DM03G | CHORUSMART DOM.RANG. | 1DM03G01F | BASIC CHORUSMART | 1DM03G01F155 | CR TITANIUM DEVICES
GW14248 | BASE 2M 2P+T 16A+APR.FR.BORNES NOR.FR.T. | 17 | 1 | 6 | 12 | NR | 8011564292772 | 85366990 | 1DM02 | Building | 1DM | BUILDING | 1DM03G | CHORUSMART DOM.RANG. | 1DM03G01F | BASIC CHORUSMART | 1DM03G01F155 | CR TITANIUM DEVICES
GW14281 | BASE 2M 2P+T 16A NOR.ISRAELITA TITANIO | 12.75 | 1 | 24 | 40 | NR | 8011564266407 | 85366990 | 1DM02 | Building | 1DM | BUILDING | 1DM03G | CHORUSMART DOM.RANG. | 1DM03G01F | BASIC CHORUSMART | 1DM03G01F155 | CR TITANIUM DEVICES
GW14282 | BASE 1M 2P 10A NOR.ISRAELÍ TITANIO | 19.45 | 1 | 1 | 48 | NR | 8011564815131 | 85366990 | 1DM02 | Building | 1DM | BUILDING | 1DM03G | CHORUSMART DOM.RANG. | 1DM03G01F | BASIC CHORUSMART | 1DM03G01F155 | CR TITANIUM DEVICES
GW14286 | BASE 1M 2P+T 15A NOR.ESTADOUNID. TITANIO | 10 | 1 | 12 | 48 | NR | 8011564266414 | 85366990 | 1DM02 | Building | 1DM | BUILDING | 1DM03G | CHORUSMART DOM.RANG. | 1DM03G01F | BASIC CHORUSMART | 1DM03G01F155 | CR TITANIUM DEVICES
GW14287 | BASE 1M 2P 15A NOR.EUROAMERIC. TITANIO | 8.65 | 1 | 12 | 48 | NR | 8011564266421 | 85366990 | 1DM02 | Building | 1DM | BUILDING | 1DM03G | CHORUSMART DOM.RANG. | 1DM03G01F | BASIC CHORUSMART | 1DM03G01F155 | CR TITANIUM DEVICES
GW14288 | BASE 1M 2P+T 15A NOR. AMERIC. TITANIO | 12.25 | 1 | 12 | 48 | NR | 8011564439443 | 85366990 | 1DM02 | Building | 1DM | BUILDING | 1DM03G | CHORUSMART DOM.RANG. | 1DM03G01F | BASIC CHORUSMART | 1DM03G01F155 | CR TITANIUM DEVICES
GW14296 | BASE 2M 2P+T 13A NOR.INGLESA TITANIO | 20.7 | 1 | 6 | 48 | NR | 8011564266438 | 85366990 | 1DM02 | Building | 1DM | BUILDING | 1DM03G | CHORUSMART DOM.RANG. | 1DM03G01F | BASIC CHORUSMART | 1DM03G01F155 | CR TITANIUM DEVICES
GW14297 | BASE 2M 2P+T 15A NOR.INGLESA TITANIO | 20.7 | 1 | 6 | 48 | NR | 8011564266445 | 85366990 | 1DM02 | Building | 1DM | BUILDING | 1DM03G | CHORUSMART DOM.RANG. | 1DM03G01F | BASIC CHORUSMART | 1DM03G01F155 | CR TITANIUM DEVICES
GW14298 | BASE 2M 2P+T 16A D.7MM NORMA IN/S.AF.T. | 24.4 | 1 | 6 | 48 | NR | 8011564421813 | 85366990 | 1DM02 | Building | 1DM | BUILDING | 1DM03G | CHORUSMART DOM.RANG. | 1DM03G01F | BASIC CHORUSMART | 1DM03G01F155 | CR TITANIUM DEVICES
GW14299 | BASE 1M 2P+T 16A NORMA SUDAFRICANA T. | 14.4 | 1 | 12 | 240 | NR | 8011564894464 | 85366990 | 1DM02 | Building | 1DM | BUILDING | 1DM03G | CHORUSMART DOM.RANG. | 1DM03G01F | BASIC CHORUSMART | 1DM03G01F155 | CR TITANIUM DEVICES
GW14301 | BASE 2M 2P+T 10A NOR.ARGENTINA TITANIO | 20.1 | 1 | 6 | 48 | NR | 8011564266452 | 85366990 | 1DM02 | Building | 1DM | BUILDING | 1DM03G | CHORUSMART DOM.RANG. | 1DM03G01F | BASIC CHORUSMART | 1DM03G01F155 | CR TITANIUM DEVICES
GW14306 | BASE 2M 2P+T 10A NOR.AUSTRALIANA TITANIO | 20.1 | 1 | 6 | 48 | NR | 8011564266476 | 85366990 | 1DM02 | Building | 1DM | BUILDING | 1DM03G | CHORUSMART DOM.RANG. | 1DM03G01F | BASIC CHORUSMART | 1DM03G01F155 | CR TITANIUM DEVICES
GW14307 | BASE 2M 2P+T 15A NOR.AUSTRALIANA TITANIO | 20.1 | 1 | 6 | 48 | NR | 8011564266483 | 85366990 | 1DM02 | Building | 1DM | BUILDING | 1DM03G | CHORUSMART DOM.RANG. | 1DM03G01F | BASIC CHORUSMART | 1DM03G01F155 | CR TITANIUM DEVICES
GW14310 | T. DE FUERZA MULTIESTÁNDAR CH/TI | 13.5 | 1 | 10 | 40 | NR | 8011564795044 | 85366990 | 1DM02 | Building | 1DM | BUILDING | 1DM03G | CHORUSMART DOM.RANG. | 1DM03G01F | BASIC CHORUSMART | 1DM03G01F155 | CR TITANIUM DEVICES
GW14311 | B.INT.+INTERR.MAGN.2M 1P+N 16A P17/11 T. | 95.5 | 1 | 1 | 6 | NR | 8011564266490 | 85366990 | 1DM02 | Building | 1DM | BUILDING | 1DM03G | CHORUSMART DOM.RANG. | 1DM03G01F | BASIC CHORUSMART | 1DM03G01F155 | CR TITANIUM DEVICES
GW14312 | B.INT.+INTERR.MAGN.3M 1P+N 16A P30/17 T. | 104 | 1 | 1 | 4 | NR | 8011564279261 | 85366990 | 1DM02 | Building | 1DM | BUILDING | 1DM03G | CHORUSMART DOM.RANG. | 1DM03G01F | BASIC CHORUSMART | 1DM03G01F155 | CR TITANIUM DEVICES
GW14321 | B.INT.+INTERR.M.DIF.3M 1P+N 16A P17/11 T | 272.5 | 1 | 1 | 4 | NR | 8011564266506 | 85366990 | 1DM02 | Building | 1DM | BUILDING | 1DM03G | CHORUSMART DOM.RANG. | 1DM03G01F | BASIC CHORUSMART | 1DM03G01F155 | CR TITANIUM DEVICES
GW14322 | B.INT.+INT.M.DIF.4M 1P+N 16A P30/17/11 T | 308.5 | 1 | 1 | 2 | NR | 8011564266728 | 85366990 | 1DM02 | Building | 1DM | BUILDING | 1DM03G | CHORUSMART DOM.RANG. | 1DM03G01F | BASIC CHORUSMART | 1DM03G01F155 | CR TITANIUM DEVICES
GW14331 | B.MÁQUINA DE AFEITAR +TRANSF.AISLAM.3M T | 100 | 1 | 1 | 2 | NR | 8011564266735 | 85366990 | 1DM02 | Building | 1DM | BUILDING | 1DM03G | CHORUSMART DOM.RANG. | 1DM03G01F | BASIC CHORUSMART | 1DM03G01F155 | CR TITANIUM DEVICES
GW14341 | BASE 2M 2P+T 16A+APR.FR.BORNES NOR.ESP.T | 8.45 | 1 | 6 | 12 | NR | 8011564280779 | 85366990 | 1DM02 | Building | 1DM | BUILDING | 1DM03G | CHORUSMART DOM.RANG. | 1DM03G01F | BASIC CHORUSMART | 1DM03G01F155 | CR TITANIUM DEVICES
GW14361 | TOMA TV 1M DIRECTA CON.MACHO 9,5mm TIT. | 20.3 | 1 | 1 | 48 | NR | 8011564266742 | 85366910 | 1DM02 | Building | 1DM | BUILDING | 1DM03G | CHORUSMART DOM.RANG. | 1DM03G01F | BASIC CHORUSMART | 1DM03G01F155 | CR TITANIUM DEVICES
GW14362 | TOMA TV 1M PAS. 5dB CON. MACHO 9,5mm T. | 26.8 | 1 | 1 | 24 | NR | 8011564266759 | 85366910 | 1DM02 | Building | 1DM | BUILDING | 1DM03G | CHORUSMART DOM.RANG. | 1DM03G01F | BASIC CHORUSMART | 1DM03G01F155 | CR TITANIUM DEVICES
GW14363 | TOMA TV 1M PAS. 10dB CON. MACHO 9,5mm T. | 26.8 | 1 | 1 | 24 | NR | 8011564266766 | 85366910 | 1DM02 | Building | 1DM | BUILDING | 1DM03G | CHORUSMART DOM.RANG. | 1DM03G01F | BASIC CHORUSMART | 1DM03G01F155 | CR TITANIUM DEVICES
GW14367 | TOMA TV 2M DIRECTA CON.MACHO 9,5mm TIT. | 11.65 | 1 | 1 | 24 | NR | 8011564823723 | 85366910 | 1DM02 | Building | 1DM | BUILDING | 1DM03G | CHORUSMART DOM.RANG. | 1DM03G01F | BASIC CHORUSMART | 1DM03G01F155 | CR TITANIUM DEVICES
GW14371 | TOMA TV/SAT 1M DIRECTA CON.F-HEMBRA TIT. | 20.4 | 1 | 1 | 48 | NR | 8011564266803 | 85366910 | 1DM02 | Building | 1DM | BUILDING | 1DM03G | CHORUSMART DOM.RANG. | 1DM03G01F | BASIC CHORUSMART | 1DM03G01F155 | CR TITANIUM DEVICES
GW14372 | TOMA TV/SAT 1M PAS. 5dB CON.F-HEMBRA T. | 27.9 | 1 | 1 | 24 | NR | 8011564267015 | 85366910 | 1DM02 | Building | 1DM | BUILDING | 1DM03G | CHORUSMART DOM.RANG. | 1DM03G01F | BASIC CHORUSMART | 1DM03G01F155 | CR TITANIUM DEVICES
GW14373 | TOMA TV/SAT 1M PAS. 10dB CON.F-HEMBRA T. | 27.9 | 1 | 1 | 24 | NR | 8011564267022 | 85366910 | 1DM02 | Building | 1DM | BUILDING | 1DM03G | CHORUSMART DOM.RANG. | 1DM03G01F | BASIC CHORUSMART | 1DM03G01F155 | CR TITANIUM DEVICES
GW14377 | TOMA TV/SAT 2M DIRECTA CON.F-HEMBRA TIT. | 11.35 | 1 | 1 | 24 | NR | 8011564823754 | 85366910 | 1DM02 | Building | 1DM | BUILDING | 1DM03G | CHORUSMART DOM.RANG. | 1DM03G01F | BASIC CHORUSMART | 1DM03G01F155 | CR TITANIUM DEVICES
GW14381 | TOMA TV+FM 2M TITANIO | 35.75 | 1 | 1 | 24 | NR | 8011564267060 | 85366910 | 1DM02 | Building | 1DM | BUILDING | 1DM03G | CHORUSMART DOM.RANG. | 1DM03G01F | BASIC CHORUSMART | 1DM03G01F155 | CR TITANIUM DEVICES
GW14382 | TOMA TV+FM +SAT 2M TITANIO | 38.85 | 1 | 1 | 24 | NR | 8011564267077 | 85366910 | 1DM02 | Building | 1DM | BUILDING | 1DM03G | CHORUSMART DOM.RANG. | 1DM03G01F | BASIC CHORUSMART | 1DM03G01F155 | CR TITANIUM DEVICES
GW14383 | TOMA TV+SAT - 2M TITANIO | 37.2 | 1 | 1 | 24 | NR | 8011564295025 | 85366910 | 1DM02 | Building | 1DM | BUILDING | 1DM03G | CHORUSMART DOM.RANG. | 1DM03G01F | BASIC CHORUSMART | 1DM03G01F155 | CR TITANIUM DEVICES
GW14386 | SOPORTE PARA TOMA DE TV/R CH-TI | 5.55 | 1 | 1 | 24 | NR | 8011564718258 | 85389099 | 1DM02 | Building | 1DM | BUILDING | 1DM03G | CHORUSMART DOM.RANG. | 1DM03G01F | BASIC CHORUSMART | 1DM03G01F155 | CR TITANIUM DEVICES
GW14387 | SOPORTE PARA TOMA DE TV-R-SAT CH/TI | 5.55 | 1 | 1 | 24 | NR | 8011564718265 | 85389099 | 1DM02 | Building | 1DM | BUILDING | 1DM03G | CHORUSMART DOM.RANG. | 1DM03G01F | BASIC CHORUSMART | 1DM03G01F155 | CR TITANIUM DEVICES
GW14391 | T. DE FUERZA ESTD. CHINA 2P+T 10A CH/TI | 11.65 | 1 | 6 | 48 | NR | 8011564445031 | 85366990 | 1DM02 | Building | 1DM | BUILDING | 1DM03G | CHORUSMART DOM.RANG. | 1DM03G01F | BASIC CHORUSMART | 1DM03G01F155 | CR TITANIUM DEVICES
GW14392 | T. DE FUERZA ESTD. CHINA 2P+T 16A CH/TI | 12.9 | 1 | 6 | 48 | NR | 8011564445062 | 85366990 | 1DM02 | Building | 1DM | BUILDING | 1DM03G | CHORUSMART DOM.RANG. | 1DM03G01F | BASIC CHORUSMART | 1DM03G01F155 | CR TITANIUM DEVICES
GW14401 | CONECTOR TELEFÓNICO RJ11 1M TITANIO | 20.8 | 1 | 1 | 24 | NR | 8011564267084 | 85366930 | 1DM02 | Building | 1DM | BUILDING | 1DM03G | CHORUSMART DOM.RANG. | 1DM03G01F | BASIC CHORUSMART | 1DM03G01F155 | CR TITANIUM DEVICES
GW14406 | CON. TELEFÓNICO NOR. INGLESA TITANIO | 10.2 | 1 | 1 | 24 | NR | 8011564267237 | 85366930 | 1DM02 | Building | 1DM | BUILDING | 1DM03G | CHORUSMART DOM.RANG. | 1DM03G01F | BASIC CHORUSMART | 1DM03G01F155 | CR TITANIUM DEVICES
GW14409 | CONECTOR TELEFÓNICO RJ11 2M TITANIO | 20.8 | 1 | 1 | 24 | NR | 8011564823785 | 85366930 | 1DM02 | Building | 1DM | BUILDING | 1DM03G | CHORUSMART DOM.RANG. | 1DM03G01F | BASIC CHORUSMART | 1DM03G01F155 | CR TITANIUM DEVICES
GW14415 | USB C CARGADOR 30W TITANIO | 15.5 | 1 | 12 | 300 | NR | 8034035168994 | 85044095 | 1DM02 | Building | 1DM | BUILDING | 1DM03G | CHORUSMART DOM.RANG. | 1DM03G01F | BASIC CHORUSMART | 1DM03G01F155 | CR TITANIUM DEVICES
GW14417 | USB C+C CARGADOR 63W TITANIO | 35.25 | 1 | 6 | 150 | NR | 8034035169144 | 85044095 | 1DM02 | Building | 1DM | BUILDING | 1DM03G | CHORUSMART DOM.RANG. | 1DM03G01F | BASIC CHORUSMART | 1DM03G01F155 | CR TITANIUM DEVICES
GW14421 | CONECTOR RJ45 1M CATEG. 5E UTP TITANIO | 17 | 1 | 1 | 24 | NR | 8011564267268 | 85366930 | 1DM02 | Building | 1DM | BUILDING | 1DM03G | CHORUSMART DOM.RANG. | 1DM03G01F | BASIC CHORUSMART | 1DM03G01F155 | CR TITANIUM DEVICES
GW14422 | CONECTOR RJ45 1M CATEG. 5E FTP TITANIO | 23.8 | 1 | 1 | 24 | NR | 8011564267275 | 85366930 | 1DM02 | Building | 1DM | BUILDING | 1DM03G | CHORUSMART DOM.RANG. | 1DM03G01F | BASIC CHORUSMART | 1DM03G01F155 | CR TITANIUM DEVICES
GW14423 | CONECTOR RJ45 1M CATEG. 6 UTP TITANIO | 22.45 | 1 | 1 | 24 | NR | 8011564267299 | 85366930 | 1DM02 | Building | 1DM | BUILDING | 1DM03G | CHORUSMART DOM.RANG. | 1DM03G01F | BASIC CHORUSMART | 1DM03G01F155 | CR TITANIUM DEVICES
GW14424 | CONECTOR RJ45 1M CATEG. 6 FTP TITANIO | 31.2 | 1 | 1 | 24 | NR | 8011564267305 | 85366930 | 1DM02 | Building | 1DM | BUILDING | 1DM03G | CHORUSMART DOM.RANG. | 1DM03G01F | BASIC CHORUSMART | 1DM03G01F155 | CR TITANIUM DEVICES
GW14431 | CONTENED.VACIO PARA CONECTOR RJ45 TIT. | 6.8 | 1 | 1 | 48 | NR | 8011564295445 | 85389099 | 1DM02 | Building | 1DM | BUILDING | 1DM03G | CHORUSMART DOM.RANG. | 1DM03G01F | BASIC CHORUSMART | 1DM03G01F155 | CR TITANIUM DEVICES
GW14433 | CONTENEDOR VACÍO RJ45 2M TITANIO | 6.8 | 1 | 4 | 100 | NR | 8011564823815 | 85389099 | 1DM02 | Building | 1DM | BUILDING | 1DM03G | CHORUSMART DOM.RANG. | 1DM03G01F | BASIC CHORUSMART | 1DM03G01F155 | CR TITANIUM DEVICES
GW14434 | CONECTOR RJ45 2M CATEG. 5E UTP TITANIO | 17 | 1 | 1 | 24 | NR | 8011564823846 | 85366930 | 1DM02 | Building | 1DM | BUILDING | 1DM03G | CHORUSMART DOM.RANG. | 1DM03G01F | BASIC CHORUSMART | 1DM03G01F155 | CR TITANIUM DEVICES
GW14435 | CONECTOR RJ45 2M CATEG. 6 UTP TITANIO | 22.45 | 1 | 1 | 24 | NR | 8011564823877 | 85366930 | 1DM02 | Building | 1DM | BUILDING | 1DM03G | CHORUSMART DOM.RANG. | 1DM03G01F | BASIC CHORUSMART | 1DM03G01F155 | CR TITANIUM DEVICES
GW14436 | CONECTOR RJ45 2M CATEG. 5E FTP TITANIO | 23.8 | 1 | 1 | 24 | NR | 8011564823907 | 85366930 | 1DM02 | Building | 1DM | BUILDING | 1DM03G | CHORUSMART DOM.RANG. | 1DM03G01F | BASIC CHORUSMART | 1DM03G01F155 | CR TITANIUM DEVICES
GW14437 | CONECTOR RJ45 2M CATEG. 6 FTP TITANIO | 31.2 | 1 | 1 | 24 | NR | 8011564823938 | 85366930 | 1DM02 | Building | 1DM | BUILDING | 1DM03G | CHORUSMART DOM.RANG. | 1DM03G01F | BASIC CHORUSMART | 1DM03G01F155 | CR TITANIUM DEVICES
GW14438 | ADAPTADOR PARA RJ45 SYSTIMAX CH T. | 6.8 | 1 | 1 | 48 | NR | 8011564719880 | 85389099 | 1DM02 | Building | 1DM | BUILDING | 1DM03G | CHORUSMART DOM.RANG. | 1DM03G01F | BASIC CHORUSMART | 1DM03G01F155 | CR TITANIUM DEVICES
GW14447 | CARGADOR DOBLE USB A+A 5V 3A 1M CH/TI | 40.7 | 1 | 10 | 300 | NR | 8034035088636 | 85044095 | 1DM02 | Building | 1DM | BUILDING | 1DM03G | CHORUSMART DOM.RANG. | 1DM03G01F | BASIC CHORUSMART | 1DM03G01F155 | CR TITANIUM DEVICES
GW14449 | CARGADOR USB A+C 5V 3A 1M CH/TITANIO | 40.7 | 1 | 10 | 300 | NR | 8034035088681 | 85044095 | 1DM02 | Building | 1DM | BUILDING | 1DM03G | CHORUSMART DOM.RANG. | 1DM03G01F | BASIC CHORUSMART | 1DM03G01F155 | CR TITANIUM DEVICES
GW14451 | TOMA SELV 2P 6A 24V 1M TITANIO | 11.85 | 1 | 12 | 24 | NR | 8011564267619 | 85366930 | 1DM02 | Building | 1DM | BUILDING | 1DM03G | CHORUSMART DOM.RANG. | 1DM03G01F | BASIC CHORUSMART | 1DM03G01F155 | CR TITANIUM DEVICES
GW14452 | TOMA SELV 2P 6A 24V POLARIZADA 1M TIT. | 11.85 | 1 | 12 | 24 | NR | 8011564267626 | 85366930 | 1DM02 | Building | 1DM | BUILDING | 1DM03G | CHORUSMART DOM.RANG. | 1DM03G01F | BASIC CHORUSMART | 1DM03G01F155 | CR TITANIUM DEVICES
GW14453 | CONECTOR DOBLE RCA 1M CHORUS TITANIO | 12.15 | 1 | 1 | 24 | NR | 8011564265172 | 85366930 | 1DM02 | Building | 1DM | BUILDING | 1DM03G | CHORUSMART DOM.RANG. | 1DM03G01F | BASIC CHORUSMART | 1DM03G01F155 | CR TITANIUM DEVICES
GW14454 | CONECTOR CIRCUITOS DE AUDIO 1M TITANIO | 12.15 | 1 | 1 | 24 | NR | 8011564265196 | 85366930 | 1DM02 | Building | 1DM | BUILDING | 1DM03G | CHORUSMART DOM.RANG. | 1DM03G01F | BASIC CHORUSMART | 1DM03G01F155 | CR TITANIUM DEVICES
GW14458 | CONECTOR PARA DIFUSION SONORA TITANIO | 53.5 | 1 | 1 | 24 | NR | 8011564719262 | 85366930 | 1DM02 | Building | 1DM | BUILDING | 1DM03G | CHORUSMART DOM.RANG. | 1DM03G01F | BASIC CHORUSMART | 1DM03G01F155 | CR TITANIUM DEVICES
GW14459 | CONECTOR USB TIPO A H-CONECTOR TITANIO | 63 | 1 | 1 | 24 | NR | 8011564780774 | 85366930 | 1DM02 | Building | 1DM | BUILDING | 1DM03G | CHORUSMART DOM.RANG. | 1DM03G01F | BASIC CHORUSMART | 1DM03G01F155 | CR TITANIUM DEVICES
GW14461 | INTERR.AUT.MAGN.1P C6 3KA 230V CA 1M T. | 57.5 | 1 | 1 | 12 | NR | 8011564265202 | 85362010 | 1DM02 | Building | 1DM | BUILDING | 1DM03G | CHORUSMART DOM.RANG. | 1DM03G01F | BASIC CHORUSMART | 1DM03G01F155 | CR TITANIUM DEVICES
GW14462 | INTERR.AUT.MAGN.1P C10 3KA 230V CA 1M T. | 57.5 | 1 | 1 | 12 | NR | 8011564267718 | 85362010 | 1DM02 | Building | 1DM | BUILDING | 1DM03G | CHORUSMART DOM.RANG. | 1DM03G01F | BASIC CHORUSMART | 1DM03G01F155 | CR TITANIUM DEVICES
GW14463 | INTERR.AUT.MAGN.1P C16 3KA 230V CA 1M T. | 57.5 | 1 | 1 | 12 | NR | 8011564267725 | 85362010 | 1DM02 | Building | 1DM | BUILDING | 1DM03G | CHORUSMART DOM.RANG. | 1DM03G01F | BASIC CHORUSMART | 1DM03G01F155 | CR TITANIUM DEVICES
GW14466 | INT.AUT.MAGN.1P+N C6 3KA 230V CA 1M T. | 74.5 | 1 | 1 | 12 | NR | 8011564267732 | 85362010 | 1DM02 | Building | 1DM | BUILDING | 1DM03G | CHORUSMART DOM.RANG. | 1DM03G01F | BASIC CHORUSMART | 1DM03G01F155 | CR TITANIUM DEVICES
GW14467 | INT.AUT.MAGN.1P+N C10 3KA 230V CA 1M T. | 74.5 | 1 | 1 | 12 | NR | 8011564267749 | 85362010 | 1DM02 | Building | 1DM | BUILDING | 1DM03G | CHORUSMART DOM.RANG. | 1DM03G01F | BASIC CHORUSMART | 1DM03G01F155 | CR TITANIUM DEVICES
GW14468 | INT.AUT.MAGN.1P+N C16 3KA 230V CA 1M T. | 74.5 | 1 | 1 | 12 | NR | 8011564267756 | 85362010 | 1DM02 | Building | 1DM | BUILDING | 1DM03G | CHORUSMART DOM.RANG. | 1DM03G01F | BASIC CHORUSMART | 1DM03G01F155 | CR TITANIUM DEVICES
GW14482 | INT.DIF.MAGN.1P+N C6 10mA 230V CA 3KA T. | 202.5 | 1 | 1 | 6 | NR | 8011564267763 | 85362010 | 1DM02 | Building | 1DM | BUILDING | 1DM03G | CHORUSMART DOM.RANG. | 1DM03G01F | BASIC CHORUSMART | 1DM03G01F155 | CR TITANIUM DEVICES
GW14483 | INT.DIF.MAGN.1P+N C6 30mA 230V CA 3KA T. | 202.5 | 1 | 1 | 6 | NR | 8011564267770 | 85362010 | 1DM02 | Building | 1DM | BUILDING | 1DM03G | CHORUSMART DOM.RANG. | 1DM03G01F | BASIC CHORUSMART | 1DM03G01F155 | CR TITANIUM DEVICES
GW14485 | INT.DIF.MAGN.1P+N C10 10mA 230V CA 3KA T | 202.5 | 1 | 1 | 6 | NR | 8011564267787 | 85362010 | 1DM02 | Building | 1DM | BUILDING | 1DM03G | CHORUSMART DOM.RANG. | 1DM03G01F | BASIC CHORUSMART | 1DM03G01F155 | CR TITANIUM DEVICES
GW14486 | INT.DIF.MAGN.1P+N C10 30mA 230V CA 3KA T | 202.5 | 1 | 1 | 6 | NR | 8011564267794 | 85362010 | 1DM02 | Building | 1DM | BUILDING | 1DM03G | CHORUSMART DOM.RANG. | 1DM03G01F | BASIC CHORUSMART | 1DM03G01F155 | CR TITANIUM DEVICES
GW14488 | INT.DIF.MAGN.1P+N C16 10mA 230V CA 3KA T | 202.5 | 1 | 1 | 6 | NR | 8011564267800 | 85362010 | 1DM02 | Building | 1DM | BUILDING | 1DM03G | CHORUSMART DOM.RANG. | 1DM03G01F | BASIC CHORUSMART | 1DM03G01F155 | CR TITANIUM DEVICES
GW14489 | INT.DIF.MAGN.1P+N C16 30mA 230V CA 3KA T | 202.5 | 1 | 1 | 6 | NR | 8011564267817 | 85362010 | 1DM02 | Building | 1DM | BUILDING | 1DM03G | CHORUSMART DOM.RANG. | 1DM03G01F | BASIC CHORUSMART | 1DM03G01F155 | CR TITANIUM DEVICES
GW14491 | PORTAFUSIBLE 16A 250V CA 1M TITANIO | 12.25 | 1 | 1 | 12 | NR | 8011564267824 | 85361050 | 1DM02 | Building | 1DM | BUILDING | 1DM03G | CHORUSMART DOM.RANG. | 1DM03G01F | BASIC CHORUSMART | 1DM03G01F155 | CR TITANIUM DEVICES
GW14492 | LIMITADOR DE SOBRETENSIONES 1M TITANIO | 34.9 | 1 | 1 | 12 | NR | 8011564267831 | 85389099 | 1DM02 | Building | 1DM | BUILDING | 1DM03G | CHORUSMART DOM.RANG. | 1DM03G01F | BASIC CHORUSMART | 1DM03G01F155 | CR TITANIUM DEVICES
GW14541 | TECLA INTERCAMBIABLE TITANIO | 5.75 | 1 | 4 | 48 | NR | 8011564267848 | 85389099 | 1DM02 | Building | 1DM | BUILDING | 1DM03G | CHORUSMART DOM.RANG. | 1DM03G01F | BASIC CHORUSMART | 1DM03G01F155 | CR TITANIUM DEVICES
GW14542 | TECLA INTERCAMBIABLE CON ETIQUETA TITAN. | 5.75 | 1 | 4 | 48 | NR | 8011564267855 | 85389099 | 1DM02 | Building | 1DM | BUILDING | 1DM03G | CHORUSMART DOM.RANG. | 1DM03G01F | BASIC CHORUSMART | 1DM03G01F155 | CR TITANIUM DEVICES
GW14543 | TECLA INTERCAMBIABLE ''LLAVE'' TITANIO | 5.75 | 1 | 4 | 48 | NR | 8011564267862 | 85389099 | 1DM02 | Building | 1DM | BUILDING | 1DM03G | CHORUSMART DOM.RANG. | 1DM03G01F | BASIC CHORUSMART | 1DM03G01F155 | CR TITANIUM DEVICES
GW14544 | TECLA INTERCAMBIABLE ''TIMBRE'' TITANIO | 5.75 | 1 | 4 | 48 | NR | 8011564267879 | 85389099 | 1DM02 | Building | 1DM | BUILDING | 1DM03G | CHORUSMART DOM.RANG. | 1DM03G01F | BASIC CHORUSMART | 1DM03G01F155 | CR TITANIUM DEVICES
GW14545 | TECLA INTERCAMB.'FLECHA VERT.' TITANIO | 5.75 | 1 | 4 | 48 | NR | 8011564267909 | 85389099 | 1DM02 | Building | 1DM | BUILDING | 1DM03G | CHORUSMART DOM.RANG. | 1DM03G01F | BASIC CHORUSMART | 1DM03G01F155 | CR TITANIUM DEVICES
GW14546 | TECLA INTERCAMB.'FLECHA HOR.' TITANIO | 5.75 | 1 | 4 | 48 | NR | 8011564267930 | 85389099 | 1DM02 | Building | 1DM | BUILDING | 1DM03G | CHORUSMART DOM.RANG. | 1DM03G01F | BASIC CHORUSMART | 1DM03G01F155 | CR TITANIUM DEVICES
GW14551 | TECLA SIMP. SÍMB. SIMP. P/PULS. KNX TI. | 1.95 | 1 | 4 | 48 | NR | 8011564891265 | 85389099 | 1DM03 | Building | 1DM | BUILDING | 1DM06G | SYSTEMS | 1DM06G39F | CHORUSMART KNX BUS | 1DM06G39F179 | CR BUILDING AUTOMAT.
GW14551S | TECLAS INTERCAMB. 1 LENTE 1M TITANIO | 1.95 | 1 | 1 | 48 | NR | 8034035098017 | 85389099 | 1DM04 | Building | 1DM | BUILDING | 1DM06G | SYSTEMS | 1DM06G14F | SMART HOME CHORUS | 1DM06G14F185 | SM.HOME ACCESSORIES
GW14552 | TECLA DOBL. SÍMB. SIMP. P/PULS. KNX TI. | 2.05 | 1 | 4 | 48 | NR | 8011564891272 | 85389099 | 1DM03 | Building | 1DM | BUILDING | 1DM06G | SYSTEMS | 1DM06G39F | CHORUSMART KNX BUS | 1DM06G39F179 | CR BUILDING AUTOMAT.
GW14552S | TECLAS INTERCAMB. 1 LENTE 2M TITANIO | 2.35 | 1 | 1 | 48 | NR | 8034035091018 | 85389099 | 1DM04 | Building | 1DM | BUILDING | 1DM06G | SYSTEMS | 1DM06G14F | SMART HOME CHORUS | 1DM06G14F185 | SM.HOME ACCESSORIES
GW14553 | TECLA SIMP. SÍMB. DOBL. P/PULS. KNX TI. | 1.95 | 1 | 4 | 48 | NR | 8011564891289 | 85389099 | 1DM03 | Building | 1DM | BUILDING | 1DM06G | SYSTEMS | 1DM06G39F | CHORUSMART KNX BUS | 1DM06G39F179 | CR BUILDING AUTOMAT.
GW14553S | TECLAS INTERCAMB. 2 LENTES 1M TITAN. | 1.95 | 1 | 1 | 48 | NR | 8034035098154 | 85389099 | 1DM04 | Building | 1DM | BUILDING | 1DM06G | SYSTEMS | 1DM06G14F | SMART HOME CHORUS | 1DM06G14F185 | SM.HOME ACCESSORIES
GW14554 | TECLA DOBL. SÍMB. DOBL. P/PULS. KNX TI. | 2.05 | 1 | 4 | 48 | NR | 8011564891296 | 85389099 | 1DM03 | Building | 1DM | BUILDING | 1DM06G | SYSTEMS | 1DM06G39F | CHORUSMART KNX BUS | 1DM06G39F179 | CR BUILDING AUTOMAT.
GW14554S | TECLAS INTERCAMB. 2 LENTES 2M TITAN. | 2.35 | 1 | 1 | 48 | NR | 8034035091025 | 85389099 | 1DM04 | Building | 1DM | BUILDING | 1DM06G | SYSTEMS | 1DM06G14F | SMART HOME CHORUS | 1DM06G14F185 | SM.HOME ACCESSORIES
GW14555S | TECLAS INTERCAMB. DIFUSOR 1M TITAN. | 1.95 | 1 | 1 | 48 | NR | 8034035098161 | 85389099 | 1DM04 | Building | 1DM | BUILDING | 1DM06G | SYSTEMS | 1DM06G14F | SMART HOME CHORUS | 1DM06G14F185 | SM.HOME ACCESSORIES
GW14556S | TECLAS INTERCAMB. DIFUSOR 2M TITAN. | 2.35 | 1 | 1 | 48 | NR | 8034035091032 | 85389099 | 1DM04 | Building | 1DM | BUILDING | 1DM06G | SYSTEMS | 1DM06G14F | SMART HOME CHORUS | 1DM06G14F185 | SM.HOME ACCESSORIES
GW14557 | TECLA SIMP. LOC. DOBL. P/PULS. KNX TI. | 2.15 | 1 | 4 | 48 | NR | 8011564891302 | 85389099 | 1DM03 | Building | 1DM | BUILDING | 1DM06G | SYSTEMS | 1DM06G39F | CHORUSMART KNX BUS | 1DM06G39F179 | CR BUILDING AUTOMAT.
GW14557S | TECLAS INTERCAMB. 2 DIFUSORES 1M TI | 1.95 | 1 | 1 | 48 | NR | 8034035097775 | 85389099 | 1DM04 | Building | 1DM | BUILDING | 1DM06G | SYSTEMS | 1DM06G14F | SMART HOME CHORUS | 1DM06G14F185 | SM.HOME ACCESSORIES
GW14558S | TECLAS INTERCAMB. 2 DIFUSORES 2M TI | 2.35 | 1 | 1 | 48 | NR | 8034035091049 | 85389099 | 1DM04 | Building | 1DM | BUILDING | 1DM06G | SYSTEMS | 1DM06G14F | SMART HOME CHORUS | 1DM06G14F185 | SM.HOME ACCESSORIES
GW14559 | TECLA CON LENTES 'DND+MUR' P PULS KNX T | 3.3 | 1 | 1 | 48 | NR | 8011564752269 | 85389099 | 1DM03 | Building | 1DM | BUILDING | 1DM06G | SYSTEMS | 1DM06G39F | CHORUSMART KNX BUS | 1DM06G39F179 | CR BUILDING AUTOMAT.
GW14564 | REGULADOR EL.ROTATIVO 1M 100-900W TIT. | 37.6 | 1 | 1 | 12 | NR | 8011564267978 | 85365080 | 1DM02 | Building | 1DM | BUILDING | 1DM03G | CHORUSMART DOM.RANG. | 1DM03G01F | BASIC CHORUSMART | 1DM03G01F155 | CR TITANIUM DEVICES
GW14567 | REGUL.EL.ROTATIVO CONM.1M 100-500W TIT | 75 | 1 | 1 | 12 | NR | 8011564267985 | 85365080 | 1DM02 | Building | 1DM | BUILDING | 1DM03G | CHORUSMART DOM.RANG. | 1DM03G01F | BASIC CHORUSMART | 1DM03G01F155 | CR TITANIUM DEVICES
GW14568 | REGULADOR EL.DE PULSADOR 1M 60-500W T. | 102 | 1 | 1 | 12 | NR | 8011564267992 | 85365080 | 1DM02 | Building | 1DM | BUILDING | 1DM03G | CHORUSMART DOM.RANG. | 1DM03G01F | BASIC CHORUSMART | 1DM03G01F155 | CR TITANIUM DEVICES
GW14572A | REGULADOR EL.UNIVERSAL 1M A PULS.TITANIO | 107 | 1 | 1 | 12 | NR | 8011564752665 | 85365080 | 1DM02 | Building | 1DM | BUILDING | 1DM03G | CHORUSMART DOM.RANG. | 1DM03G01F | BASIC CHORUSMART | 1DM03G01F155 | CR TITANIUM DEVICES
GW14573A | REGULADOR EL.UNIVERSAL 2M A PULS.TITANIO | 107 | 1 | 1 | 6 | NR | 8011564752702 | 85365080 | 1DM02 | Building | 1DM | BUILDING | 1DM03G | CHORUSMART DOM.RANG. | 1DM03G01F | BASIC CHORUSMART | 1DM03G01F155 | CR TITANIUM DEVICES
GW14575 | REGUL. ELECTR. ROTATIVOS 1M TITANIO | 80.5 | 1 | 1 | 12 | NR | 8034035091056 | 85365080 | 1DM02 | Building | 1DM | BUILDING | 1DM03G | CHORUSMART DOM.RANG. | 1DM03G01F | BASIC CHORUSMART | 1DM03G01F155 | CR TITANIUM DEVICES
GW14581 | PROGR.ELECTRÓNICO DIARIO/SEMAN.1C 2M T. | 309.5 | 1 | 1 | 2 | NR | 8011564268029 | 91070000 | 1DM02 | Building | 1DM | BUILDING | 1DM03G | CHORUSMART DOM.RANG. | 1DM03G01F | BASIC CHORUSMART | 1DM03G01F155 | CR TITANIUM DEVICES
GW14594 | DETECTOR MOV. 1M TITANIO | 129.5 | 1 | 1 | 4 | NR | 8034035091063 | 85365080 | 1DM02 | Building | 1DM | BUILDING | 1DM03G | CHORUSMART DOM.RANG. | 1DM03G01F | BASIC CHORUSMART | 1DM03G01F155 | CR TITANIUM DEVICES
GW14601 | TIMBRE 12VCA-50Hz 8VA 1M TITANIO | 29.65 | 1 | 1 | 24 | NR | 8011564268203 | 85318040 | 1DM02 | Building | 1DM | BUILDING | 1DM03G | CHORUSMART DOM.RANG. | 1DM03G01F | BASIC CHORUSMART | 1DM03G01F155 | CR TITANIUM DEVICES
GW14602 | TIMBRE 230VCA-50Hz 8VA 1M TITANIO | 33.5 | 1 | 1 | 24 | NR | 8011564268258 | 85318040 | 1DM02 | Building | 1DM | BUILDING | 1DM03G | CHORUSMART DOM.RANG. | 1DM03G01F | BASIC CHORUSMART | 1DM03G01F155 | CR TITANIUM DEVICES
GW14606 | ZUMBADOR 12VCA-50Hz 8VA 1M TITANIO | 25.75 | 1 | 1 | 24 | NR | 8011564268289 | 85318040 | 1DM02 | Building | 1DM | BUILDING | 1DM03G | CHORUSMART DOM.RANG. | 1DM03G01F | BASIC CHORUSMART | 1DM03G01F155 | CR TITANIUM DEVICES
GW14607 | ZUMBADOR 230VCA-50Hz 8VA 1M TITANIO | 28.1 | 1 | 1 | 24 | NR | 8011564268319 | 85318040 | 1DM02 | Building | 1DM | BUILDING | 1DM03G | CHORUSMART DOM.RANG. | 1DM03G01F | BASIC CHORUSMART | 1DM03G01F155 | CR TITANIUM DEVICES
GW14611 | TIMBRE 3 ENTR.INDEP.12V CA/CC 2M TITANIO | 196 | 1 | 1 | 6 | NR | 8011564268340 | 85318040 | 1DM02 | Building | 1DM | BUILDING | 1DM03G | CHORUSMART DOM.RANG. | 1DM03G01F | BASIC CHORUSMART | 1DM03G01F155 | CR TITANIUM DEVICES
GW14612 | TIMBRE 3 ENTR.INDEP.230VCA-50Hz 2M T. | 206 | 1 | 1 | 6 | NR | 8011564268371 | 85318040 | 1DM02 | Building | 1DM | BUILDING | 1DM03G | CHORUSMART DOM.RANG. | 1DM03G01F | BASIC CHORUSMART | 1DM03G01F155 | CR TITANIUM DEVICES
GW14621 | TESTIGO DE SEÑ.TRANSPARENTE 1M TITANIO | 9.7 | 1 | 1 | 24 | NR | 8011564268418 | 85308000 | 1DM02 | Building | 1DM | BUILDING | 1DM03G | CHORUSMART DOM.RANG. | 1DM03G01F | BASIC CHORUSMART | 1DM03G01F155 | CR TITANIUM DEVICES
GW14622 | TESTIGO DE SEÑ.VERDE 1M TITANIO | 9.7 | 1 | 1 | 24 | NR | 8011564268432 | 85308000 | 1DM02 | Building | 1DM | BUILDING | 1DM03G | CHORUSMART DOM.RANG. | 1DM03G01F | BASIC CHORUSMART | 1DM03G01F155 | CR TITANIUM DEVICES
GW14623 | TESTIGO DE SEÑ.ROJO 1M TITANIO | 9.7 | 1 | 1 | 24 | NR | 8011564268470 | 85308000 | 1DM02 | Building | 1DM | BUILDING | 1DM03G | CHORUSMART DOM.RANG. | 1DM03G01F | BASIC CHORUSMART | 1DM03G01F155 | CR TITANIUM DEVICES
GW14624 | TESTIGO DE SEÑ. ÁMBAR 1M TITANIO | 9.7 | 1 | 1 | 24 | NR | 8011564268500 | 85308000 | 1DM02 | Building | 1DM | BUILDING | 1DM03G | CHORUSMART DOM.RANG. | 1DM03G01F | BASIC CHORUSMART | 1DM03G01F155 | CR TITANIUM DEVICES
GW14628 | TESTIGO DE SEÑ. DOBLE TRANSPAR. TITANIO | 18.65 | 1 | 1 | 24 | NR | 8011564268524 | 85308000 | 1DM02 | Building | 1DM | BUILDING | 1DM03G | CHORUSMART DOM.RANG. | 1DM03G01F | BASIC CHORUSMART | 1DM03G01F155 | CR TITANIUM DEVICES
GW14629 | TESTIGO DE SEÑ. DOBLE ROJO/VERDE TITANIO | 18.65 | 1 | 1 | 24 | NR | 8011564268531 | 85308000 | 1DM02 | Building | 1DM | BUILDING | 1DM03G | CHORUSMART DOM.RANG. | 1DM03G01F | BASIC CHORUSMART | 1DM03G01F155 | CR TITANIUM DEVICES
GW14631 | TEST. SALIENTE TRASPARENTE 3W 2M TITANIO | 34.7 | 1 | 1 | 24 | NR | 8011564268548 | 85308000 | 1DM02 | Building | 1DM | BUILDING | 1DM03G | CHORUSMART DOM.RANG. | 1DM03G01F | BASIC CHORUSMART | 1DM03G01F155 | CR TITANIUM DEVICES
GW14632 | TEST. SALIENTE VERDE 3W 2M TITANIO | 34.7 | 1 | 1 | 24 | NR | 8011564268555 | 85308000 | 1DM02 | Building | 1DM | BUILDING | 1DM03G | CHORUSMART DOM.RANG. | 1DM03G01F | BASIC CHORUSMART | 1DM03G01F155 | CR TITANIUM DEVICES
GW14633 | TEST. SALIENTE ROJO 3W 2M TITANIO | 34.7 | 1 | 1 | 24 | NR | 8011564268586 | 85308000 | 1DM02 | Building | 1DM | BUILDING | 1DM03G | CHORUSMART DOM.RANG. | 1DM03G01F | BASIC CHORUSMART | 1DM03G01F155 | CR TITANIUM DEVICES
GW14634 | TEST. SALIENTE ÁMBAR 3W 2M TITANIO | 34.7 | 1 | 1 | 24 | NR | 8011564268593 | 85308000 | 1DM02 | Building | 1DM | BUILDING | 1DM03G | CHORUSMART DOM.RANG. | 1DM03G01F | BASIC CHORUSMART | 1DM03G01F155 | CR TITANIUM DEVICES
GW14641 | TESTIGO DE SEÑ.TRANSPARENTE 1/2M TITANIO | 9.15 | 1 | 2 | 48 | NR | 8011564268609 | 85308000 | 1DM02 | Building | 1DM | BUILDING | 1DM03G | CHORUSMART DOM.RANG. | 1DM03G01F | BASIC CHORUSMART | 1DM03G01F155 | CR TITANIUM DEVICES
GW14642 | TESTIGO DE SEÑ.VERDE 1/2M TITANIO | 9.15 | 1 | 2 | 48 | NR | 8011564268616 | 85308000 | 1DM02 | Building | 1DM | BUILDING | 1DM03G | CHORUSMART DOM.RANG. | 1DM03G01F | BASIC CHORUSMART | 1DM03G01F155 | CR TITANIUM DEVICES
GW14643 | TESTIGO DE SEÑ.ROJO 1/2M TITANIO | 9.15 | 1 | 2 | 48 | NR | 8011564268623 | 85308000 | 1DM02 | Building | 1DM | BUILDING | 1DM03G | CHORUSMART DOM.RANG. | 1DM03G01F | BASIC CHORUSMART | 1DM03G01F155 | CR TITANIUM DEVICES
GW14644 | TESTIGO DE SEÑ. ÁMBAR 1/2M TITANIO | 9.15 | 1 | 2 | 48 | NR | 8011564268630 | 85308000 | 1DM02 | Building | 1DM | BUILDING | 1DM03G | CHORUSMART DOM.RANG. | 1DM03G01F | BASIC CHORUSMART | 1DM03G01F155 | CR TITANIUM DEVICES
GW14651 | MARCA ACCESO 12VCA/CC-230VCA TRANSP.2M T | 69 | 1 | 1 | 24 | NR | 8011564268647 | 85308000 | 1DM02 | Building | 1DM | BUILDING | 1DM03G | CHORUSMART DOM.RANG. | 1DM03G01F | BASIC CHORUSMART | 1DM03G01F155 | CR TITANIUM DEVICES
GW14656 | MARCA ACCESO 12VCA/CC-230VCA TRANSP.4M T | 117 | 1 | 1 | 2 | NR | 8011564268654 | 85308000 | 1DM02 | Building | 1DM | BUILDING | 1DM03G | CHORUSMART DOM.RANG. | 1DM03G01F | BASIC CHORUSMART | 1DM03G01F155 | CR TITANIUM DEVICES
GW14661 | LÁMPARA EMERG. EXTR.230V CA 50/60Hz 2h T | 102 | 1 | 1 | 6 | NR | 8011564438309 | 85131000 | 1DM02 | Building | 1DM | BUILDING | 1DM03G | CHORUSMART DOM.RANG. | 1DM03G01F | BASIC CHORUSMART | 1DM03G01F155 | CR TITANIUM DEVICES
GW14662 | LÁMPARA ANTIPAGÓN 1MOD.TITANIO | 41.4 | 1 | 1 | 12 | NR | 8011564295049 | 85131000 | 1DM02 | Building | 1DM | BUILDING | 1DM03G | CHORUSMART DOM.RANG. | 1DM03G01F | BASIC CHORUSMART | 1DM03G01F155 | CR TITANIUM DEVICES
GW14663 | LAMP. AUTÓN.EMERG.230V 2M. T | 83.5 | 1 | 1 | 6 | NR | 8011564840249 | 85131000 | 1DM02 | Building | 1DM | BUILDING | 1DM03G | CHORUSMART DOM.RANG. | 1DM03G01F | BASIC CHORUSMART | 1DM03G01F155 | CR TITANIUM DEVICES
GW14666 | LÁMP. AUTÓN.EMERG.230V CA 50/60Hz 2h T. | 176 | 1 | 1 | 2 | NR | 8011564268661 | 85131000 | 1DM02 | Building | 1DM | BUILDING | 1DM03G | CHORUSMART DOM.RANG. | 1DM03G01F | BASIC CHORUSMART | 1DM03G01F155 | CR TITANIUM DEVICES
GW14703 | CRONOTERMOSTATO DE EMPOTR.2M 230VCA T. | 226 | 1 | 1 | 2 | NR | 8011564268685 | 90321020 | 1DM02 | Building | 1DM | BUILDING | 1DM03G | CHORUSMART DOM.RANG. | 1DM03G01F | BASIC CHORUSMART | 1DM03G01F155 | CR TITANIUM DEVICES
GW14705 | TERMOSTATO 2M 230VCA-50/60Hz TITANIO | 135 | 1 | 1 | 2 | NR | 8011564268692 | 90321020 | 1DM02 | Building | 1DM | BUILDING | 1DM03G | CHORUSMART DOM.RANG. | 1DM03G01F | BASIC CHORUSMART | 1DM03G01F155 | CR TITANIUM DEVICES
GW14709 | TERMOSTATO CONECTADO 2M TITANIO | 152.5 | 1 | 1 | 4 | NR | 8034035105159 | 90321020 | 1DM04 | Building | 1DM | BUILDING | 1DM06G | SYSTEMS | 1DM06G14F | SMART HOME CHORUS | 1DM06G14F147 | SH TITANIUM DEVICES
GW14711 | DETECTOR GLP 2M 12V CA/CC TITANIO | 276.5 | 1 | 1 | 2 | NR | 8011564268722 | 90271010 | 1DM02 | Building | 1DM | BUILDING | 1DM03G | CHORUSMART DOM.RANG. | 1DM03G01F | BASIC CHORUSMART | 1DM03G01F155 | CR TITANIUM DEVICES
GW14712 | DETECTOR CH4 2M 12V CA/CC TITANIO | 276.5 | 1 | 1 | 2 | NR | 8011564268739 | 90271010 | 1DM02 | Building | 1DM | BUILDING | 1DM03G | CHORUSMART DOM.RANG. | 1DM03G01F | BASIC CHORUSMART | 1DM03G01F155 | CR TITANIUM DEVICES
GW14721 | RELÉ PASO-PASO 1M 1P 10AX 230V TITANIO | 31.1 | 1 | 1 | 12 | NR | 8011564268791 | 85364900 | 1DM02 | Building | 1DM | BUILDING | 1DM03G | CHORUSMART DOM.RANG. | 1DM03G01F | BASIC CHORUSMART | 1DM03G01F155 | CR TITANIUM DEVICES
GW14723 | RELÉ PASO-PASO 4SEC.1M 2P 10AX TITANIO | 38.1 | 1 | 1 | 12 | NR | 8011564268821 | 85364900 | 1DM02 | Building | 1DM | BUILDING | 1DM03G | CHORUSMART DOM.RANG. | 1DM03G01F | BASIC CHORUSMART | 1DM03G01F155 | CR TITANIUM DEVICES
GW14724 | RELÉ MONOESTABLE 1M 1P 10A/4A TITANIO | 46.05 | 1 | 1 | 12 | NR | 8011564268852 | 85364900 | 1DM02 | Building | 1DM | BUILDING | 1DM03G | CHORUSMART DOM.RANG. | 1DM03G01F | BASIC CHORUSMART | 1DM03G01F155 | CR TITANIUM DEVICES
GW14726 | RELÉ DE LLAMADA 1M 1P 12V CA/CC TITANIO | 46.95 | 1 | 1 | 12 | NR | 8011564268876 | 85364190 | 1DM02 | Building | 1DM | BUILDING | 1DM03G | CHORUSMART DOM.RANG. | 1DM03G01F | BASIC CHORUSMART | 1DM03G01F155 | CR TITANIUM DEVICES
GW14731 | TECLA INTERCAMBIABLE 'DND' 1M TITANIO | 1.15 | 1 | 4 | 48 | NR | 8011564740570 | 85389099 | 1DM02 | Building | 1DM | BUILDING | 1DM03G | CHORUSMART DOM.RANG. | 1DM03G01F | BASIC CHORUSMART | 1DM03G01F155 | CR TITANIUM DEVICES
GW14732 | TECLA INTERCAMBIABLE 'MUR' 1M TITANIO | 1.15 | 1 | 4 | 48 | NR | 8011564740600 | 85389099 | 1DM02 | Building | 1DM | BUILDING | 1DM03G | CHORUSMART DOM.RANG. | 1DM03G01F | BASIC CHORUSMART | 1DM03G01F155 | CR TITANIUM DEVICES
GW14733 | TECLA INTERCAMB 'DND+MUR' 1M TITANIO | 1.15 | 1 | 4 | 48 | NR | 8011564740778 | 85389099 | 1DM02 | Building | 1DM | BUILDING | 1DM03G | CHORUSMART DOM.RANG. | 1DM03G01F | BASIC CHORUSMART | 1DM03G01F155 | CR TITANIUM DEVICES
GW14736 | TESTIGO DE SEÑALIZ DOBLE 'DND+MUR' 1M T | 18.35 | 1 | 1 | 24 | NR | 8011564752573 | 85308000 | 1DM02 | Building | 1DM | BUILDING | 1DM03G | CHORUSMART DOM.RANG. | 1DM03G01F | BASIC CHORUSMART | 1DM03G01F155 | CR TITANIUM DEVICES
GW14750 | T CIEGA PARA ALOJAR MÓDULOS ZIGBEE CH. T | 4 | 1 | 1 | 12 | NR | 8011564896543 | 85389099 | 1DM04 | Building | 1DM | BUILDING | 1DM06G | SYSTEMS | 1DM06G14F | SMART HOME CHORUS | 1DM06G14F147 | SH TITANIUM DEVICES
GW14751 | TAPA CIEGA INTERFACE 4 ENTRADAS TITANIO | 4.1 | 1 | 5 | 200 | NR | 8011564276918 | 85389099 | 1DM03 | Building | 1DM | BUILDING | 1DM06G | SYSTEMS | 1DM06G39F | CHORUSMART KNX BUS | 1DM06G39F179 | CR BUILDING AUTOMAT.
GW14762H | SENSOR TEMP+ HUMEDAD KN EASY 1 M TITANIO | 89 | 1 | 1 | 1 | NR | 8011564821996 | 90271010 | 1DM03 | Building | 1DM | BUILDING | 1DM06G | SYSTEMS | 1DM06G39F | CHORUSMART KNX BUS | 1DM06G39F177 | CR HOME AUTOMATION
GW14783A | PULS 6 CAN TECLAS Y SIMB. TITANIO KNX | 222 | 1 | 1 | 1 | NR | 8011564876347 | 85365080 | 1DM03 | Building | 1DM | BUILDING | 1DM06G | SYSTEMS | 1DM06G39F | CHORUSMART KNX BUS | 1DM06G39F179 | CR BUILDING AUTOMAT.
GW14784A | PULS 6 CAN TEC.Y SIMB.TI.+ ACT.KNX | 241 | 1 | 1 | 1 | NR | 8011564876354 | 85365080 | 1DM03 | Building | 1DM | BUILDING | 1DM06G | SYSTEMS | 1DM06G39F | CHORUSMART KNX BUS | 1DM06G39F179 | CR BUILDING AUTOMAT.
GW14785A | P.6 CAN TEC.Y SIMB.TI.+AC.PERS.KNX | 277.5 | 1 | 1 | 1 | NR | 8011564876361 | 85365080 | 1DM03 | Building | 1DM | BUILDING | 1DM06G | SYSTEMS | 1DM06G39F | CHORUSMART KNX BUS | 1DM06G39F179 | CR BUILDING AUTOMAT.
GW14786 | DETECTOR IR+CREPUSCULAR KNX TITANIO | 210 | 1 | 1 | 1 | NR | 8011564278769 | 85365080 | 1DM03 | Building | 1DM | BUILDING | 1DM06G | SYSTEMS | 1DM06G39F | CHORUSMART KNX BUS | 1DM06G39F179 | CR BUILDING AUTOMAT.
GW14787 | MULTIPULSADOR 4 CANALES KNX TITANIO | 143.5 | 1 | 1 | 1 | NR | 8011564895317 | 85389099 | 1DM03 | Building | 1DM | BUILDING | 1DM06G | SYSTEMS | 1DM06G39F | CHORUSMART KNX BUS | 1DM06G39F179 | CR BUILDING AUTOMAT.
GW14794H | CRONOTERM./PROGRAM.T+H KNX 3M EMP TITAN. | 409.5 | 1 | 1 | 1 | NR | 8011564825437 | 90321020 | 1DM03 | Building | 1DM | BUILDING | 1DM06G | SYSTEMS | 1DM06G39F | CHORUSMART KNX BUS | 1DM06G39F179 | CR BUILDING AUTOMAT.
GW14795H | TERMOSTATO T+H KNX EMP 2M TITANIO | 312.5 | 1 | 1 | 1 | NR | 8011564825499 | 90321020 | 1DM03 | Building | 1DM | BUILDING | 1DM06G | SYSTEMS | 1DM06G39F | CHORUSMART KNX BUS | 1DM06G39F179 | CR BUILDING AUTOMAT.
GW14796 | ACCIONADOR KNX 1 CANAL 16A 2M TITANIO | 174 | 1 | 1 | 1 | NR | 8011564278790 | 85364190 | 1DM03 | Building | 1DM | BUILDING | 1DM06G | SYSTEMS | 1DM06G39F | CHORUSMART KNX BUS | 1DM06G39F179 | CR BUILDING AUTOMAT.
GW14797 | ACC. MANDO MOTOR KNX 1 CANAL 8A 2M T. | 201.5 | 1 | 1 | 1 | NR | 8011564278806 | 85364190 | 1DM03 | Building | 1DM | BUILDING | 1DM06G | SYSTEMS | 1DM06G39F | CHORUSMART KNX BUS | 1DM06G39F179 | CR BUILDING AUTOMAT.
GW14799 | SONDA TEMPERATURA KNX EMP. 1M TITANIO | 195 | 1 | 1 | 1 | NR | 8011564785038 | 90329000 | 1DM03 | Building | 1DM | BUILDING | 1DM06G | SYSTEMS | 1DM06G39F | CHORUSMART KNX BUS | 1DM06G39F179 | CR BUILDING AUTOMAT.
GW14799H | SONDA TEMPERATURA/HUMEDAD KNX TITANIO | 243.5 | 1 | 1 | 1 | NR | 8011564809161 | 90329000 | 1DM03 | Building | 1DM | BUILDING | 1DM06G | SYSTEMS | 1DM06G39F | CHORUSMART KNX BUS | 1DM06G39F179 | CR BUILDING AUTOMAT.
GW14819 | TECLAS INTERCAMB. ECO 1M TITANIO | 2.6 | 1 | 2 | 48 | NR | 8034035098116 | 85389099 | 1DM04 | Building | 1DM | BUILDING | 1DM06G | SYSTEMS | 1DM06G14F | SMART HOME CHORUS | 1DM06G14F185 | SM.HOME ACCESSORIES
GW14820 | TECLAS INTERCAMB. ECO 2M TITANIO | 2.8 | 1 | 1 | 48 | NR | 8034035098062 | 85389099 | 1DM04 | Building | 1DM | BUILDING | 1DM06G | SYSTEMS | 1DM06G14F | SMART HOME CHORUS | 1DM06G14F185 | SM.HOME ACCESSORIES
GW14826 | ACTUADOR CONECT. MEDICIÓN ENERGÍA1M TI | 61.5 | 1 | 1 | 12 | NR | 8034035105050 | 85389099 | 1DM04 | Building | 1DM | BUILDING | 1DM06G | SYSTEMS | 1DM06G14F | SMART HOME CHORUS | 1DM06G14F147 | SH TITANIUM DEVICES
GW14840 | HOME GATEWAY 2M TITANIO | 126.5 | 1 | 1 | 2 | NR | 8034035098598 | 85389099 | 1DM04 | Building | 1DM | BUILDING | 1DM06G | SYSTEMS | 1DM06G14F | SMART HOME CHORUS | 1DM06G14F147 | SH TITANIUM DEVICES
GW14856 | SENSOR MOV. CONECT. 1M TITANIO | 131 | 1 | 1 | 12 | NR | 8034035091070 | 85365080 | 1DM04 | Building | 1DM | BUILDING | 1DM06G | SYSTEMS | 1DM06G14F | SMART HOME CHORUS | 1DM06G14F147 | SH TITANIUM DEVICES
GW14900 | SENSOR DE TEMPERAT. 1M NTC 10K TITANIO | 67.5 | 1 | 1 | 1 | NR | 8011564821934 | 90271010 | 1DM03 | Building | 1DM | BUILDING | 1DM06G | SYSTEMS | 1DM06G39F | CHORUSMART KNX BUS | 1DM06G39F177 | CR HOME AUTOMATION
GW14912 | PULSADOR ELECTRONICO 230V LED 1M CH/TI | 25.95 | 1 | 1 | 12 | NR | 8011564705128 | 85365080 | 1DM02 | Building | 1DM | BUILDING | 1DM03G | CHORUSMART DOM.RANG. | 1DM03G01F | BASIC CHORUSMART | 1DM03G01F155 | CR TITANIUM DEVICES
GW14913 | PULSADOR ELECTR.BUS/230V BILED 1M CH/TI | 24.3 | 1 | 1 | 12 | NR | 8011564705135 | 85365080 | 1DM02 | Building | 1DM | BUILDING | 1DM03G | CHORUSMART DOM.RANG. | 1DM03G01F | BASIC CHORUSMART | 1DM03G01F155 | CR TITANIUM DEVICES
GW14914 | PULSADOR ELECTR.BUS/230V DOBLE CH/TI | 29.45 | 1 | 1 | 12 | NR | 8011564705142 | 85365080 | 1DM02 | Building | 1DM | BUILDING | 1DM03G | CHORUSMART DOM.RANG. | 1DM03G01F | BASIC CHORUSMART | 1DM03G01F155 | CR TITANIUM DEVICES
GW14915 | PULSADOR ELECTRÓNICO 1M BUS/230V CH/TI | 10.9 | 1 | 1 | 12 | NR | 8011564764149 | 85365080 | 1DM02 | Building | 1DM | BUILDING | 1DM03G | CHORUSMART DOM.RANG. | 1DM03G01F | BASIC CHORUSMART | 1DM03G01F155 | CR TITANIUM DEVICES
GW14916 | PULSADOR ELEC. SEÑALIZ. 1M BUS/230V TI | 28.55 | 1 | 1 | 12 | NR | 8011564816473 | 85365080 | 1DM02 | Building | 1DM | BUILDING | 1DM03G | CHORUSMART DOM.RANG. | 1DM03G01F | BASIC CHORUSMART | 1DM03G01F155 | CR TITANIUM DEVICES
GW14917 | PULSADOR ELEC. LOCALIZ. 2M BUS/230V TI. | 30.3 | 1 | 1 | 6 | NR | 8011564816480 | 85365080 | 1DM02 | Building | 1DM | BUILDING | 1DM03G | CHORUSMART DOM.RANG. | 1DM03G01F | BASIC CHORUSMART | 1DM03G01F155 | CR TITANIUM DEVICES
GW14918 | PULSADOR ELEC. SEÑALIZ. 2M BUS/230V TI | 30.3 | 1 | 1 | 6 | NR | 8011564816497 | 85365080 | 1DM02 | Building | 1DM | BUILDING | 1DM03G | CHORUSMART DOM.RANG. | 1DM03G01F | BASIC CHORUSMART | 1DM03G01F155 | CR TITANIUM DEVICES
GW15001 | INTERRUPTOR 1M 1P 16AX BLANCO | 6.4 | 1 | 12 | 96 | NR | 8034035074356 | 85365080 | 1DM02 | Building | 1DM | BUILDING | 1DM03G | CHORUSMART DOM.RANG. | 1DM03G01F | BASIC CHORUSMART | 1DM03G01F131 | CR SATIN WHITE DEV.
GW15002 | INTERRUPTOR 1M 1P 16AX LUM. LOC.BLANCO | 9.8 | 1 | 12 | 24 | NR | 8034035074363 | 85365080 | 1DM02 | Building | 1DM | BUILDING | 1DM03G | CHORUSMART DOM.RANG. | 1DM03G01F | BASIC CHORUSMART | 1DM03G01F131 | CR SATIN WHITE DEV.
GW15003 | INTERRUPTOR 1M 1P 16AX LUM. SEÑAL.BLANCO | 9.8 | 1 | 12 | 24 | NR | 8034035074370 | 85365080 | 1DM02 | Building | 1DM | BUILDING | 1DM03G | CHORUSMART DOM.RANG. | 1DM03G01F | BASIC CHORUSMART | 1DM03G01F131 | CR SATIN WHITE DEV.
GW15004 | INTERRUPTOR 1M 2P 16AX BLANCO | 15.75 | 1 | 12 | 48 | NR | 8034035074387 | 85365080 | 1DM02 | Building | 1DM | BUILDING | 1DM03G | CHORUSMART DOM.RANG. | 1DM03G01F | BASIC CHORUSMART | 1DM03G01F131 | CR SATIN WHITE DEV.
GW15005 | INTERRUPTOR 1M 2P 16AX LUM. SEÑAL.BLANCO | 18.05 | 1 | 12 | 24 | NR | 8034035074394 | 85365080 | 1DM02 | Building | 1DM | BUILDING | 1DM03G | CHORUSMART DOM.RANG. | 1DM03G01F | BASIC CHORUSMART | 1DM03G01F131 | CR SATIN WHITE DEV.
GW15006 | INTERRUPTOR 1M 2P 10AX+LLAVE BLANCO | 72 | 1 | 1 | 12 | NR | 8034035074400 | 85365080 | 1DM02 | Building | 1DM | BUILDING | 1DM03G | CHORUSMART DOM.RANG. | 1DM03G01F | BASIC CHORUSMART | 1DM03G01F131 | CR SATIN WHITE DEV.
GW15007 | INTERRUPTOR 1M 2P 25AX USOS SEV. BLANCO | 57.5 | 1 | 12 | 24 | NR | 8034035074417 | 85365080 | 1DM02 | Building | 1DM | BUILDING | 1DM03G | CHORUSMART DOM.RANG. | 1DM03G01F | BASIC CHORUSMART | 1DM03G01F131 | CR SATIN WHITE DEV.
GW15021 | INTERRUPTOR 1/2M 1P 10AX BLANCO | 13.1 | 1 | 12 | 24 | NR | 8034035074424 | 85365080 | 1DM02 | Building | 1DM | BUILDING | 1DM03G | CHORUSMART DOM.RANG. | 1DM03G01F | BASIC CHORUSMART | 1DM03G01F131 | CR SATIN WHITE DEV.
GW15022 | INTERRUPTOR 1/2M 1P 10AX LUM. LOC.BLANCO | 14.85 | 1 | 6 | 24 | NR | 8034035074431 | 85365080 | 1DM02 | Building | 1DM | BUILDING | 1DM03G | CHORUSMART DOM.RANG. | 1DM03G01F | BASIC CHORUSMART | 1DM03G01F131 | CR SATIN WHITE DEV.
GW15031 | INTERRUPTOR 2M 1P 16AX BLANCO | 7.75 | 1 | 6 | 24 | NR | 8034035074448 | 85365080 | 1DM02 | Building | 1DM | BUILDING | 1DM03G | CHORUSMART DOM.RANG. | 1DM03G01F | BASIC CHORUSMART | 1DM03G01F131 | CR SATIN WHITE DEV.
GW15031F | INTERRUPTOR 2M 1P 16AX CON.RÁPIDA BLANCO | 11.35 | 1 | 6 | 24 | NR | 8034035074455 | 85365080 | 1DM02 | Building | 1DM | BUILDING | 1DM03G | CHORUSMART DOM.RANG. | 1DM03G01F | BASIC CHORUSMART | 1DM03G01F131 | CR SATIN WHITE DEV.
GW15032 | INTERRUPTOR 2M 1P 16AX LUM. LOC.BLANCO | 14.85 | 1 | 6 | 24 | NR | 8034035074462 | 85365080 | 1DM02 | Building | 1DM | BUILDING | 1DM03G | CHORUSMART DOM.RANG. | 1DM03G01F | BASIC CHORUSMART | 1DM03G01F131 | CR SATIN WHITE DEV.
GW15032F | INTERR. 2M 1P 16AX LUM.LOC.CON.RÁPIDA B. | 21.1 | 1 | 6 | 24 | NR | 8034035074479 | 85365080 | 1DM02 | Building | 1DM | BUILDING | 1DM03G | CHORUSMART DOM.RANG. | 1DM03G01F | BASIC CHORUSMART | 1DM03G01F131 | CR SATIN WHITE DEV.
GW15033 | INTERRUPTOR 2M 1P 16AX LUM. SEÑ. BLANCO | 14.85 | 1 | 6 | 24 | NR | 8034035074486 | 85365080 | 1DM02 | Building | 1DM | BUILDING | 1DM03G | CHORUSMART DOM.RANG. | 1DM03G01F | BASIC CHORUSMART | 1DM03G01F131 | CR SATIN WHITE DEV.
GW15033F | INTERR. 2M 1P 16AX LUM.SEÑ.CON.RÁPIDA B. | 21.1 | 1 | 6 | 24 | NR | 8034035074493 | 85365080 | 1DM02 | Building | 1DM | BUILDING | 1DM03G | CHORUSMART DOM.RANG. | 1DM03G01F | BASIC CHORUSMART | 1DM03G01F131 | CR SATIN WHITE DEV.
GW15034 | INTERRUPTOR 2M 2P 16AX BLANCO | 23.5 | 1 | 6 | 24 | NR | 8034035074509 | 85365080 | 1DM02 | Building | 1DM | BUILDING | 1DM03G | CHORUSMART DOM.RANG. | 1DM03G01F | BASIC CHORUSMART | 1DM03G01F131 | CR SATIN WHITE DEV.
GW15034F | INTERRUPTOR 2M 2P 16AX CON.RÁPIDA BLANCO | 28.55 | 1 | 6 | 24 | NR | 8034035074516 | 85365080 | 1DM02 | Building | 1DM | BUILDING | 1DM03G | CHORUSMART DOM.RANG. | 1DM03G01F | BASIC CHORUSMART | 1DM03G01F131 | CR SATIN WHITE DEV.
GW15035 | INTERRUPTOR 2M 2P 16AX LUM. SEÑ. BLANCO | 27 | 1 | 6 | 24 | NR | 8034035074523 | 85365080 | 1DM02 | Building | 1DM | BUILDING | 1DM03G | CHORUSMART DOM.RANG. | 1DM03G01F | BASIC CHORUSMART | 1DM03G01F131 | CR SATIN WHITE DEV.
GW15035F | INTERR. 2M 2P 16AX LUM.SEÑ.CON.RÁPIDA B. | 32.35 | 1 | 6 | 24 | NR | 8034035074530 | 85365080 | 1DM02 | Building | 1DM | BUILDING | 1DM03G | CHORUSMART DOM.RANG. | 1DM03G01F | BASIC CHORUSMART | 1DM03G01F131 | CR SATIN WHITE DEV.
GW15039 | INTERRUPTOR UNIV.DE TARJETA 2M BLANCO | 25.25 | 1 | 1 | 6 | NR | 8034035074547 | 85389099 | 1DM02 | Building | 1DM | BUILDING | 1DM03G | CHORUSMART DOM.RANG. | 1DM03G01F | BASIC CHORUSMART | 1DM03G01F131 | CR SATIN WHITE DEV.
GW15041 | INTERRUPTOR 3M 1P 16AX BLANCO | 14.85 | 1 | 4 | 12 | NR | 8034035074554 | 85365080 | 1DM02 | Building | 1DM | BUILDING | 1DM03G | CHORUSMART DOM.RANG. | 1DM03G01F | BASIC CHORUSMART | 1DM03G01F131 | CR SATIN WHITE DEV.
GW15042 | INTERRUPTOR 3M 1P 16AX LUM. LOC.BLANCO | 17 | 1 | 4 | 12 | NR | 8034035074561 | 85365080 | 1DM02 | Building | 1DM | BUILDING | 1DM03G | CHORUSMART DOM.RANG. | 1DM03G01F | BASIC CHORUSMART | 1DM03G01F131 | CR SATIN WHITE DEV.
GW15043 | INTERRUPTOR 3M 1P 16AX LUM. SEÑ. BLANCO | 17 | 1 | 4 | 12 | NR | 8034035074578 | 85365080 | 1DM02 | Building | 1DM | BUILDING | 1DM03G | CHORUSMART DOM.RANG. | 1DM03G01F | BASIC CHORUSMART | 1DM03G01F131 | CR SATIN WHITE DEV.
GW15051 | CONMUTADOR 1M 1P 16AX BLANCO | 7.5 | 1 | 12 | 96 | NR | 8034035074585 | 85365080 | 1DM02 | Building | 1DM | BUILDING | 1DM03G | CHORUSMART DOM.RANG. | 1DM03G01F | BASIC CHORUSMART | 1DM03G01F131 | CR SATIN WHITE DEV.
GW15052 | CONMUTADOR 1M 1P 16AX LUM. LOC.BLANCO | 11.65 | 1 | 12 | 24 | NR | 8034035074592 | 85365080 | 1DM02 | Building | 1DM | BUILDING | 1DM03G | CHORUSMART DOM.RANG. | 1DM03G01F | BASIC CHORUSMART | 1DM03G01F131 | CR SATIN WHITE DEV.
GW15053 | CONMUTADOR 1M 1P 16AX LUM. SEÑ. BLANCO | 11.65 | 1 | 12 | 24 | NR | 8034035074608 | 85365080 | 1DM02 | Building | 1DM | BUILDING | 1DM03G | CHORUSMART DOM.RANG. | 1DM03G01F | BASIC CHORUSMART | 1DM03G01F131 | CR SATIN WHITE DEV.
GW15054 | CONMUTADOR 1 M 1P 10AX + LLAVE BLANCO | 72 | 1 | 1 | 12 | NR | 8034035074615 | 85365080 | 1DM02 | Building | 1DM | BUILDING | 1DM03G | CHORUSMART DOM.RANG. | 1DM03G01F | BASIC CHORUSMART | 1DM03G01F131 | CR SATIN WHITE DEV.
GW15061 | CONMUTADOR 1/2M 1P 10AX BLANCO | 15.25 | 1 | 6 | 24 | NR | 8034035074622 | 85365080 | 1DM02 | Building | 1DM | BUILDING | 1DM03G | CHORUSMART DOM.RANG. | 1DM03G01F | BASIC CHORUSMART | 1DM03G01F131 | CR SATIN WHITE DEV.
GW15071 | CONMUTADOR 2M 1P 16AX BLANCO | 8.05 | 1 | 6 | 24 | NR | 8034035074639 | 85365080 | 1DM02 | Building | 1DM | BUILDING | 1DM03G | CHORUSMART DOM.RANG. | 1DM03G01F | BASIC CHORUSMART | 1DM03G01F131 | CR SATIN WHITE DEV.
GW15071F | CONMUTADOR 2M 1P 16AX CON.RÁPIDA BLANCO | 13.2 | 1 | 6 | 24 | NR | 8034035074646 | 85365080 | 1DM02 | Building | 1DM | BUILDING | 1DM03G | CHORUSMART DOM.RANG. | 1DM03G01F | BASIC CHORUSMART | 1DM03G01F131 | CR SATIN WHITE DEV.
GW15072 | CONMUTADOR 2M 1P 16AX LUM. LOC.BLANCO | 17.6 | 1 | 6 | 24 | NR | 8034035074653 | 85365080 | 1DM02 | Building | 1DM | BUILDING | 1DM03G | CHORUSMART DOM.RANG. | 1DM03G01F | BASIC CHORUSMART | 1DM03G01F131 | CR SATIN WHITE DEV.
GW15072F | CONMUT. 2M 1P 16AX LUM.LOC.CON.RÁPIDA B. | 20.4 | 1 | 6 | 24 | NR | 8034035074660 | 85365080 | 1DM02 | Building | 1DM | BUILDING | 1DM03G | CHORUSMART DOM.RANG. | 1DM03G01F | BASIC CHORUSMART | 1DM03G01F131 | CR SATIN WHITE DEV.
GW15073 | CONMUTADOR 2M 1P 16AX LUM. SEÑ.BLANCO | 17.6 | 1 | 6 | 24 | NR | 8034035074677 | 85365080 | 1DM02 | Building | 1DM | BUILDING | 1DM03G | CHORUSMART DOM.RANG. | 1DM03G01F | BASIC CHORUSMART | 1DM03G01F131 | CR SATIN WHITE DEV.
GW15073F | CONMUT. 2M 1P 16AX LUM.SEÑ.CON.RÁPIDA B. | 20.4 | 1 | 6 | 24 | NR | 8034035074684 | 85365080 | 1DM02 | Building | 1DM | BUILDING | 1DM03G | CHORUSMART DOM.RANG. | 1DM03G01F | BASIC CHORUSMART | 1DM03G01F131 | CR SATIN WHITE DEV.
GW15078F | DOBLE CONM. 2M 1P 16AX CON.RÁPIDA BLANCO | 18.15 | 1 | 6 | 24 | NR | 8034035074691 | 85365080 | 1DM02 | Building | 1DM | BUILDING | 1DM03G | CHORUSMART DOM.RANG. | 1DM03G01F | BASIC CHORUSMART | 1DM03G01F131 | CR SATIN WHITE DEV.
GW15081 | CONMUTADOR 3M 1P 16AX BLANCO | 17.3 | 1 | 4 | 12 | NR | 8034035074707 | 85365080 | 1DM02 | Building | 1DM | BUILDING | 1DM03G | CHORUSMART DOM.RANG. | 1DM03G01F | BASIC CHORUSMART | 1DM03G01F131 | CR SATIN WHITE DEV.
GW15082 | CONMUTADOR 3M 1P 16AX LUM. LOC.BLANCO | 20.1 | 1 | 4 | 12 | NR | 8034035074714 | 85365080 | 1DM02 | Building | 1DM | BUILDING | 1DM03G | CHORUSMART DOM.RANG. | 1DM03G01F | BASIC CHORUSMART | 1DM03G01F131 | CR SATIN WHITE DEV.
GW15083 | CONMUTADOR 3M 1P 16AX LUM. SEÑ.BLANCO | 20.1 | 1 | 4 | 12 | NR | 8034035074721 | 85365080 | 1DM02 | Building | 1DM | BUILDING | 1DM03G | CHORUSMART DOM.RANG. | 1DM03G01F | BASIC CHORUSMART | 1DM03G01F131 | CR SATIN WHITE DEV.
GW15091 | CRUZAMIENTO 1M 1P 16AX BLANCO | 16.7 | 1 | 12 | 48 | NR | 8034035074738 | 85365080 | 1DM02 | Building | 1DM | BUILDING | 1DM03G | CHORUSMART DOM.RANG. | 1DM03G01F | BASIC CHORUSMART | 1DM03G01F131 | CR SATIN WHITE DEV.
GW15092 | CRUZAMIENTO 1M 1P 16AX LUM. LOC.BLANCO | 23.5 | 1 | 12 | 24 | NR | 8034035074745 | 85365080 | 1DM02 | Building | 1DM | BUILDING | 1DM03G | CHORUSMART DOM.RANG. | 1DM03G01F | BASIC CHORUSMART | 1DM03G01F131 | CR SATIN WHITE DEV.
GW15093 | CRUZAMIENTO 1M 1P 16AX LUM. SEÑ. BLANCO | 23.5 | 1 | 12 | 24 | NR | 8034035074752 | 85365080 | 1DM02 | Building | 1DM | BUILDING | 1DM03G | CHORUSMART DOM.RANG. | 1DM03G01F | BASIC CHORUSMART | 1DM03G01F131 | CR SATIN WHITE DEV.
GW15101 | CRUZAMIENTO 2M 1P 16AX BLANCO | 19.25 | 1 | 6 | 12 | NR | 8034035074769 | 85365080 | 1DM02 | Building | 1DM | BUILDING | 1DM03G | CHORUSMART DOM.RANG. | 1DM03G01F | BASIC CHORUSMART | 1DM03G01F131 | CR SATIN WHITE DEV.
GW15101F | CRUZAMIENTO 2M 1P 16AX CON.RÁPIDA BLANCO | 22.15 | 1 | 6 | 12 | NR | 8034035074776 | 85365080 | 1DM02 | Building | 1DM | BUILDING | 1DM03G | CHORUSMART DOM.RANG. | 1DM03G01F | BASIC CHORUSMART | 1DM03G01F131 | CR SATIN WHITE DEV.
GW15102 | CRUZAMIENTO 2M 1P 16AX LUM. LOC.BLANCO | 35.85 | 1 | 6 | 12 | NR | 8034035074783 | 85365080 | 1DM02 | Building | 1DM | BUILDING | 1DM03G | CHORUSMART DOM.RANG. | 1DM03G01F | BASIC CHORUSMART | 1DM03G01F131 | CR SATIN WHITE DEV.
GW15102F | CRUZAM. 2M 1P 16AX LUM.LOC.CON.RÁPIDA B. | 41.9 | 1 | 6 | 12 | NR | 8034035074790 | 85365080 | 1DM02 | Building | 1DM | BUILDING | 1DM03G | CHORUSMART DOM.RANG. | 1DM03G01F | BASIC CHORUSMART | 1DM03G01F131 | CR SATIN WHITE DEV.
GW15103 | CRUZAMIENTO 2M 1P 16AX LUM. SEÑ.BLANCO | 35.85 | 1 | 6 | 12 | NR | 8034035074806 | 85365080 | 1DM02 | Building | 1DM | BUILDING | 1DM03G | CHORUSMART DOM.RANG. | 1DM03G01F | BASIC CHORUSMART | 1DM03G01F131 | CR SATIN WHITE DEV.
GW15103F | CRUZAM. 2M 1P 16AX LUM.SEÑ.CON.RÁPIDA B. | 41.9 | 1 | 6 | 12 | NR | 8034035074813 | 85365080 | 1DM02 | Building | 1DM | BUILDING | 1DM03G | CHORUSMART DOM.RANG. | 1DM03G01F | BASIC CHORUSMART | 1DM03G01F131 | CR SATIN WHITE DEV.
GW15111 | CRUZAMIENTO 3M 1P 16AX BLANCO | 34.8 | 1 | 4 | 12 | NR | 8034035074820 | 85365080 | 1DM02 | Building | 1DM | BUILDING | 1DM03G | CHORUSMART DOM.RANG. | 1DM03G01F | BASIC CHORUSMART | 1DM03G01F131 | CR SATIN WHITE DEV.
GW15112 | CRUZAMIENTO 3M 1P 16AX LUM. LOC.BLANCO | 39.65 | 1 | 4 | 12 | NR | 8034035074837 | 85365080 | 1DM02 | Building | 1DM | BUILDING | 1DM03G | CHORUSMART DOM.RANG. | 1DM03G01F | BASIC CHORUSMART | 1DM03G01F131 | CR SATIN WHITE DEV.
GW15113 | CRUZAMIENTO 3M 1P 16AX LUM. SEÑ.BLANCO | 39.65 | 1 | 4 | 12 | NR | 8034035074844 | 85365080 | 1DM02 | Building | 1DM | BUILDING | 1DM03G | CHORUSMART DOM.RANG. | 1DM03G01F | BASIC CHORUSMART | 1DM03G01F131 | CR SATIN WHITE DEV.
GW15121 | CONMUTADOR 1M 1P 10AX ARRIB-ABAJO BLANCO | 21.1 | 1 | 12 | 24 | NR | 8034035074851 | 85365080 | 1DM02 | Building | 1DM | BUILDING | 1DM03G | CHORUSMART DOM.RANG. | 1DM03G01F | BASIC CHORUSMART | 1DM03G01F131 | CR SATIN WHITE DEV.
GW15122 | CONMUTADOR 1M 2P 10AX 6 TERMINALES BLANC | 26.55 | 1 | 12 | 24 | NR | 8034035074868 | 85365080 | 1DM02 | Building | 1DM | BUILDING | 1DM03G | CHORUSMART DOM.RANG. | 1DM03G01F | BASIC CHORUSMART | 1DM03G01F131 | CR SATIN WHITE DEV.
GW15123 | CONMUTADOR 2M 1P 10AX ARRIB-ABAJO BLANCO | 27.3 | 1 | 6 | 24 | NR | 8034035074875 | 85365080 | 1DM02 | Building | 1DM | BUILDING | 1DM03G | CHORUSMART DOM.RANG. | 1DM03G01F | BASIC CHORUSMART | 1DM03G01F131 | CR SATIN WHITE DEV.
GW15131 | PULSADOR 1M 1P NA 16A BLANCO | 8.05 | 1 | 12 | 96 | NR | 8034035074882 | 85365080 | 1DM02 | Building | 1DM | BUILDING | 1DM03G | CHORUSMART DOM.RANG. | 1DM03G01F | BASIC CHORUSMART | 1DM03G01F131 | CR SATIN WHITE DEV.
GW15132 | PULSADOR 1M 1P NA 16A LUM. LOC.BLANCO | 10.3 | 1 | 12 | 24 | NR | 8034035074899 | 85365080 | 1DM02 | Building | 1DM | BUILDING | 1DM03G | CHORUSMART DOM.RANG. | 1DM03G01F | BASIC CHORUSMART | 1DM03G01F131 | CR SATIN WHITE DEV.
GW15133 | PULSADOR 1 M 1P NA 16A LUM. SEÑ. BLANCO | 10.2 | 1 | 12 | 24 | NR | 8034035074905 | 85365080 | 1DM02 | Building | 1DM | BUILDING | 1DM03G | CHORUSMART DOM.RANG. | 1DM03G01F | BASIC CHORUSMART | 1DM03G01F131 | CR SATIN WHITE DEV.
GW15134 | PULSADOR 1M 2P NA 16A BLANCO | 15.75 | 1 | 12 | 24 | NR | 8034035074912 | 85365080 | 1DM02 | Building | 1DM | BUILDING | 1DM03G | CHORUSMART DOM.RANG. | 1DM03G01F | BASIC CHORUSMART | 1DM03G01F131 | CR SATIN WHITE DEV.
GW15135 | PULSADOR 1M 2P NA 16A LUM. SEÑ. BLANCO | 18.05 | 1 | 12 | 24 | NR | 8034035074929 | 85365080 | 1DM02 | Building | 1DM | BUILDING | 1DM03G | CHORUSMART DOM.RANG. | 1DM03G01F | BASIC CHORUSMART | 1DM03G01F131 | CR SATIN WHITE DEV.
GW15136 | PULSADOR 1 M 1P NA 16A TIRANTE BLANCO | 23.6 | 1 | 1 | 12 | NR | 8034035074936 | 85365080 | 1DM02 | Building | 1DM | BUILDING | 1DM03G | CHORUSMART DOM.RANG. | 1DM03G01F | BASIC CHORUSMART | 1DM03G01F131 | CR SATIN WHITE DEV.
GW15137 | PULSADOR 1M 1P NC 16A BLANCO | 9.05 | 1 | 12 | 24 | NR | 8034035074943 | 85365080 | 1DM02 | Building | 1DM | BUILDING | 1DM03G | CHORUSMART DOM.RANG. | 1DM03G01F | BASIC CHORUSMART | 1DM03G01F131 | CR SATIN WHITE DEV.
GW15138 | PULSADOR 1 M 1P NC+NA 16A PARADA BLANCO | 16.15 | 1 | 12 | 24 | NR | 8034035074950 | 85365080 | 1DM02 | Building | 1DM | BUILDING | 1DM03G | CHORUSMART DOM.RANG. | 1DM03G01F | BASIC CHORUSMART | 1DM03G01F131 | CR SATIN WHITE DEV.
GW15139 | PULSADOR 1 M 1P NA+NC 16A MARCHA BLANCO | 16.15 | 1 | 12 | 24 | NR | 8034035074967 | 85365080 | 1DM02 | Building | 1DM | BUILDING | 1DM03G | CHORUSMART DOM.RANG. | 1DM03G01F | BASIC CHORUSMART | 1DM03G01F131 | CR SATIN WHITE DEV.
GW15140 | PULSADOR 1M 1P NA+NA 10A INTERBL. BLANCO | 17.2 | 1 | 12 | 24 | NR | 8034035074974 | 85365080 | 1DM02 | Building | 1DM | BUILDING | 1DM03G | CHORUSMART DOM.RANG. | 1DM03G01F | BASIC CHORUSMART | 1DM03G01F131 | CR SATIN WHITE DEV.
GW15141 | PULSADOR 1M DOBLE NA 16A BLANCO | 27.7 | 1 | 12 | 24 | NR | 8034035074981 | 85365080 | 1DM02 | Building | 1DM | BUILDING | 1DM03G | CHORUSMART DOM.RANG. | 1DM03G01F | BASIC CHORUSMART | 1DM03G01F131 | CR SATIN WHITE DEV.
GW15142 | PULSADOR 1M 1P NA 16A TEST. VERDE BLANCO | 21.1 | 1 | 12 | 24 | NR | 8034035074998 | 85365080 | 1DM02 | Building | 1DM | BUILDING | 1DM03G | CHORUSMART DOM.RANG. | 1DM03G01F | BASIC CHORUSMART | 1DM03G01F131 | CR SATIN WHITE DEV.
GW15143 | PULSADOR 1M 1P NA 16A TEST. ROJO BLANCO | 21.1 | 1 | 12 | 24 | NR | 8034035075001 | 85365080 | 1DM02 | Building | 1DM | BUILDING | 1DM03G | CHORUSMART DOM.RANG. | 1DM03G01F | BASIC CHORUSMART | 1DM03G01F131 | CR SATIN WHITE DEV.
GW15144 | PULSADOR 1M 1P NA 16A TEST.TRANSP.BLANCO | 21.1 | 1 | 12 | 24 | NR | 8034035075018 | 85365080 | 1DM02 | Building | 1DM | BUILDING | 1DM03G | CHORUSMART DOM.RANG. | 1DM03G01F | BASIC CHORUSMART | 1DM03G01F131 | CR SATIN WHITE DEV.
GW15145 | PULSADOR 1M 2P NA 10A +LLAVE BLANCO | 72 | 1 | 1 | 12 | NR | 8034035075025 | 85365080 | 1DM02 | Building | 1DM | BUILDING | 1DM03G | CHORUSMART DOM.RANG. | 1DM03G01F | BASIC CHORUSMART | 1DM03G01F131 | CR SATIN WHITE DEV.
GW15151 | PULSADOR 1M 1NA 16A ALUMB. BL | 9.6 | 1 | 12 | 24 | NR | 8034035075032 | 85365080 | 1DM02 | Building | 1DM | BUILDING | 1DM03G | CHORUSMART DOM.RANG. | 1DM03G01F | BASIC CHORUSMART | 1DM03G01F131 | CR SATIN WHITE DEV.
GW15152 | PULSADOR 1M 1NA 16A LLAVE BLA | 9.6 | 1 | 12 | 24 | NR | 8034035075049 | 85365080 | 1DM02 | Building | 1DM | BUILDING | 1DM03G | CHORUSMART DOM.RANG. | 1DM03G01F | BASIC CHORUSMART | 1DM03G01F131 | CR SATIN WHITE DEV.
GW15153 | PULSADOR 1M 1P NA 16A TIMBRE BLANCO | 9.6 | 1 | 12 | 24 | NR | 8034035075056 | 85365080 | 1DM02 | Building | 1DM | BUILDING | 1DM03G | CHORUSMART DOM.RANG. | 1DM03G01F | BASIC CHORUSMART | 1DM03G01F131 | CR SATIN WHITE DEV.
GW15159F | PULSADOR+CONM. 2M 1P NA 16AX A CON.RÁP.B | 33.35 | 1 | 6 | 24 | NR | 8034035075063 | 85365080 | 1DM02 | Building | 1DM | BUILDING | 1DM03G | CHORUSMART DOM.RANG. | 1DM03G01F | BASIC CHORUSMART | 1DM03G01F131 | CR SATIN WHITE DEV.
GW15160F | DOBLE PULS. 2M 1P NA 16A A CON.RÁPIDA B. | 33.35 | 1 | 6 | 24 | NR | 8034035075070 | 85365080 | 1DM02 | Building | 1DM | BUILDING | 1DM03G | CHORUSMART DOM.RANG. | 1DM03G01F | BASIC CHORUSMART | 1DM03G01F131 | CR SATIN WHITE DEV.
GW15161 | PULSADOR 1/2M 1P NA 10A BLANCO | 13.6 | 1 | 6 | 24 | NR | 8034035075087 | 85365080 | 1DM02 | Building | 1DM | BUILDING | 1DM03G | CHORUSMART DOM.RANG. | 1DM03G01F | BASIC CHORUSMART | 1DM03G01F131 | CR SATIN WHITE DEV.
GW15162 | PULSADOR 1/2M 1P NA 10A LUM. LOC.BLANCO | 16.15 | 1 | 6 | 24 | NR | 8034035075094 | 85365080 | 1DM02 | Building | 1DM | BUILDING | 1DM03G | CHORUSMART DOM.RANG. | 1DM03G01F | BASIC CHORUSMART | 1DM03G01F131 | CR SATIN WHITE DEV.
GW15171 | PULSADOR 2M 1P NA 16A BLANCO | 9.15 | 1 | 6 | 24 | NR | 8034035075100 | 85365080 | 1DM02 | Building | 1DM | BUILDING | 1DM03G | CHORUSMART DOM.RANG. | 1DM03G01F | BASIC CHORUSMART | 1DM03G01F131 | CR SATIN WHITE DEV.
GW15171F | PULSADOR 2M 1P NA 16A CON.RÁPIDA BLANCO | 11.85 | 1 | 6 | 24 | NR | 8034035075117 | 85365080 | 1DM02 | Building | 1DM | BUILDING | 1DM03G | CHORUSMART DOM.RANG. | 1DM03G01F | BASIC CHORUSMART | 1DM03G01F131 | CR SATIN WHITE DEV.
GW15172 | PULSADOR 2M 1P NA 16A LUM. LOC.BLANCO | 16.15 | 1 | 6 | 24 | NR | 8034035075124 | 85365080 | 1DM02 | Building | 1DM | BUILDING | 1DM03G | CHORUSMART DOM.RANG. | 1DM03G01F | BASIC CHORUSMART | 1DM03G01F131 | CR SATIN WHITE DEV.
GW15172F | PULS. 2M 1P NA 16A LUM.LOC.CON.RÁPIDA B. | 13.6 | 1 | 6 | 24 | NR | 8034035075131 | 85365080 | 1DM02 | Building | 1DM | BUILDING | 1DM03G | CHORUSMART DOM.RANG. | 1DM03G01F | BASIC CHORUSMART | 1DM03G01F131 | CR SATIN WHITE DEV.
GW15173 | PULSADOR 2M 1P NA 16A LUM. SEÑ.BLANCO | 16.15 | 1 | 6 | 24 | NR | 8034035075148 | 85365080 | 1DM02 | Building | 1DM | BUILDING | 1DM03G | CHORUSMART DOM.RANG. | 1DM03G01F | BASIC CHORUSMART | 1DM03G01F131 | CR SATIN WHITE DEV.
GW15173F | PULS. 2M 1P NA 16A LUM.SEÑ.CON.RÁPIDA B. | 13.6 | 1 | 6 | 24 | NR | 8034035075155 | 85365080 | 1DM02 | Building | 1DM | BUILDING | 1DM03G | CHORUSMART DOM.RANG. | 1DM03G01F | BASIC CHORUSMART | 1DM03G01F131 | CR SATIN WHITE DEV.
GW15181 | PULSADOR 3M 1P NA 16A BLANCO | 15.85 | 1 | 4 | 12 | NR | 8034035075162 | 85365080 | 1DM02 | Building | 1DM | BUILDING | 1DM03G | CHORUSMART DOM.RANG. | 1DM03G01F | BASIC CHORUSMART | 1DM03G01F131 | CR SATIN WHITE DEV.
GW15182 | PULSADOR 3M 1P NA 16A LUM. LOC.BLANCO | 18.35 | 1 | 4 | 12 | NR | 8034035075179 | 85365080 | 1DM02 | Building | 1DM | BUILDING | 1DM03G | CHORUSMART DOM.RANG. | 1DM03G01F | BASIC CHORUSMART | 1DM03G01F131 | CR SATIN WHITE DEV.
GW15183 | PULSADOR 3M 1P NA 16A LUM. SEÑ.BLANCO | 18.35 | 1 | 4 | 12 | NR | 8034035075186 | 85365080 | 1DM02 | Building | 1DM | BUILDING | 1DM03G | CHORUSMART DOM.RANG. | 1DM03G01F | BASIC CHORUSMART | 1DM03G01F131 | CR SATIN WHITE DEV.
GW15191 | PULS. 2M 1P NA 10A PLACA P.ETIQ.LUM. BL. | 21.75 | 1 | 6 | 24 | NR | 8034035075193 | 85365080 | 1DM02 | Building | 1DM | BUILDING | 1DM03G | CHORUSMART DOM.RANG. | 1DM03G01F | BASIC CHORUSMART | 1DM03G01F131 | CR SATIN WHITE DEV.
GW15192 | PULS. 3M 1P NA 10A PLACA P.ETIQ.LUM. BL. | 21.75 | 1 | 4 | 16 | NR | 8034035075209 | 85365080 | 1DM02 | Building | 1DM | BUILDING | 1DM03G | CHORUSMART DOM.RANG. | 1DM03G01F | BASIC CHORUSMART | 1DM03G01F131 | CR SATIN WHITE DEV.
GW15194 | TAPA CIEGA 2M SALIDA CABLE BLANCO | 5.25 | 1 | 6 | 48 | NR | 8034035075216 | 85389099 | 1DM02 | Building | 1DM | BUILDING | 1DM03G | CHORUSMART DOM.RANG. | 1DM03G01F | BASIC CHORUSMART | 1DM03G01F131 | CR SATIN WHITE DEV.
GW15195 | TAPA CIEGA 1M BLANCO | 1.75 | 1 | 10 | 200 | NR | 8034035075223 | 85389099 | 1DM02 | Building | 1DM | BUILDING | 1DM03G | CHORUSMART DOM.RANG. | 1DM03G01F | BASIC CHORUSMART | 1DM03G01F131 | CR SATIN WHITE DEV.
GW15196 | TAPA CIEGA 1M SALIDA CABLE BLANCO | 9.25 | 1 | 1 | 48 | NR | 8034035075230 | 85389099 | 1DM02 | Building | 1DM | BUILDING | 1DM03G | CHORUSMART DOM.RANG. | 1DM03G01F | BASIC CHORUSMART | 1DM03G01F131 | CR SATIN WHITE DEV.
GW15197 | TAPA CIEGA 1/2M BLANCO | 3.3 | 1 | 4 | 48 | NR | 8034035075247 | 85389099 | 1DM02 | Building | 1DM | BUILDING | 1DM03G | CHORUSMART DOM.RANG. | 1DM03G01F | BASIC CHORUSMART | 1DM03G01F131 | CR SATIN WHITE DEV.
GW15198 | TAPA CIEGA 2M BLANCO | 3.1 | 1 | 1 | 48 | NR | 8034035075254 | 85389099 | 1DM02 | Building | 1DM | BUILDING | 1DM03G | CHORUSMART DOM.RANG. | 1DM03G01F | BASIC CHORUSMART | 1DM03G01F131 | CR SATIN WHITE DEV.
GW15199 | TAPA CIEGA 3M BLANCO | 6.5 | 1 | 1 | 48 | NR | 8034035075261 | 85389099 | 1DM02 | Building | 1DM | BUILDING | 1DM03G | CHORUSMART DOM.RANG. | 1DM03G01F | BASIC CHORUSMART | 1DM03G01F131 | CR SATIN WHITE DEV.
GW15201 | BASE 1M 2P+T 10A P11 NOR.ITALIANA BLANCO | 9.05 | 1 | 12 | 96 | NR | 8034035075278 | 85366990 | 1DM02 | Building | 1DM | BUILDING | 1DM03G | CHORUSMART DOM.RANG. | 1DM03G01F | BASIC CHORUSMART | 1DM03G01F131 | CR SATIN WHITE DEV.
GW15203 | BASE 1M 2P+T 16A BIV.P17-11 NOR.ITA. BL. | 10.6 | 1 | 12 | 96 | NR | 8034035075285 | 85366990 | 1DM02 | Building | 1DM | BUILDING | 1DM03G | CHORUSMART DOM.RANG. | 1DM03G01F | BASIC CHORUSMART | 1DM03G01F131 | CR SATIN WHITE DEV.
GW15204 | BASE 2M 2P+T 16A BIV.P30-17 NOR.ITA/AL.B | 19.35 | 1 | 6 | 48 | NR | 8034035075292 | 85366990 | 1DM02 | Building | 1DM | BUILDING | 1DM03G | CHORUSMART DOM.RANG. | 1DM03G01F | BASIC CHORUSMART | 1DM03G01F131 | CR SATIN WHITE DEV.
GW15205 | BASE 2M 2P+T 16A P30 EST.ITA/AL.BLANCO | 16.7 | 1 | 6 | 48 | NR | 8034035075308 | 85366990 | 1DM02 | Building | 1DM | BUILDING | 1DM03G | CHORUSMART DOM.RANG. | 1DM03G01F | BASIC CHORUSMART | 1DM03G01F131 | CR SATIN WHITE DEV.
GW15208 | B.DOBLE 2P+T 16A P17-11 BIV. NOR.ITA. B | 29.35 | 1 | 6 | 24 | NR | 8034035075315 | 85366990 | 1DM02 | Building | 1DM | BUILDING | 1DM03G | CHORUSMART DOM.RANG. | 1DM03G01F | BASIC CHORUSMART | 1DM03G01F131 | CR SATIN WHITE DEV.
GW15209 | B.TRIPLE 2P+T 16A P17-11 BIV. NOR.ITA. B | 56.5 | 1 | 4 | 12 | NR | 8034035075322 | 85366990 | 1DM02 | Building | 1DM | BUILDING | 1DM03G | CHORUSMART DOM.RANG. | 1DM03G01F | BASIC CHORUSMART | 1DM03G01F131 | CR SATIN WHITE DEV.
GW15241 | BASE 2M 2P+T 16A NOR.ESPAÑOLA BLC | 7.85 | 1 | 6 | 48 | NR | 8034035075339 | 85366990 | 1DM02 | Building | 1DM | BUILDING | 1DM03G | CHORUSMART DOM.RANG. | 1DM03G01F | BASIC CHORUSMART | 1DM03G01F131 | CR SATIN WHITE DEV.
GW15241F | BASE 2M 2P+T 16A CON.FR.RÁPIDO NOR.ESP.B | 14.95 | 1 | 6 | 12 | NR | 8034035075346 | 85366990 | 1DM02 | Building | 1DM | BUILDING | 1DM03G | CHORUSMART DOM.RANG. | 1DM03G01F | BASIC CHORUSMART | 1DM03G01F131 | CR SATIN WHITE DEV.
GW15242 | BASE 2M 2P+T 16A NOR. ESP. CON TAPA B | 12.45 | 1 | 6 | 48 | NR | 8034035075353 | 85366990 | 1DM02 | Building | 1DM | BUILDING | 1DM03G | CHORUSMART DOM.RANG. | 1DM03G01F | BASIC CHORUSMART | 1DM03G01F131 | CR SATIN WHITE DEV.
GW15246 | BASE 2M 2P 16A NOR.FRANCESA BLANCO | 10.9 | 1 | 1 | 24 | NR | 8034035075360 | 85366990 | 1DM02 | Building | 1DM | BUILDING | 1DM03G | CHORUSMART DOM.RANG. | 1DM03G01F | BASIC CHORUSMART | 1DM03G01F131 | CR SATIN WHITE DEV.
GW15247 | BASE 2M 2P+T 16A NOR.FRANCESA BLANCO | 15.75 | 1 | 6 | 48 | NR | 8034035075377 | 85366990 | 1DM02 | Building | 1DM | BUILDING | 1DM03G | CHORUSMART DOM.RANG. | 1DM03G01F | BASIC CHORUSMART | 1DM03G01F131 | CR SATIN WHITE DEV.
GW15247F | BASE 2M 2P+T 16A+APR.CON.RÁPIDA NOR.FR.B | 17.6 | 1 | 6 | 12 | NR | 8034035075384 | 85366990 | 1DM02 | Building | 1DM | BUILDING | 1DM03G | CHORUSMART DOM.RANG. | 1DM03G01F | BASIC CHORUSMART | 1DM03G01F131 | CR SATIN WHITE DEV.
GW15248 | BASE 2M 2P+T 16A+APR.FR.BORNES NOR.FR.B | 17.6 | 1 | 6 | 12 | NR | 8034035075391 | 85366990 | 1DM02 | Building | 1DM | BUILDING | 1DM03G | CHORUSMART DOM.RANG. | 1DM03G01F | BASIC CHORUSMART | 1DM03G01F131 | CR SATIN WHITE DEV.
GW15281 | BASE 2M 2P+T 16A NOR.ISRAELÍ BLANCO | 13.1 | 1 | 24 | 40 | NR | 8034035075407 | 85366990 | 1DM02 | Building | 1DM | BUILDING | 1DM03G | CHORUSMART DOM.RANG. | 1DM03G01F | BASIC CHORUSMART | 1DM03G01F131 | CR SATIN WHITE DEV.
GW15282 | BASE 1M 2P 10A NOR.ISRAELÍ BLANCO | 20.1 | 1 | 1 | 48 | NR | 8034035075414 | 85366990 | 1DM02 | Building | 1DM | BUILDING | 1DM03G | CHORUSMART DOM.RANG. | 1DM03G01F | BASIC CHORUSMART | 1DM03G01F131 | CR SATIN WHITE DEV.
GW15286 | BASE 1M 2P+T 15A NOR. ESTADOUNID. BLANCO | 10.3 | 1 | 12 | 48 | NR | 8034035075421 | 85366990 | 1DM02 | Building | 1DM | BUILDING | 1DM03G | CHORUSMART DOM.RANG. | 1DM03G01F | BASIC CHORUSMART | 1DM03G01F131 | CR SATIN WHITE DEV.
GW15287 | BASE 1M 2P 15A NOR. EUROAMERIC. BLANCO | 7.85 | 1 | 12 | 48 | NR | 8034035075438 | 85366990 | 1DM02 | Building | 1DM | BUILDING | 1DM03G | CHORUSMART DOM.RANG. | 1DM03G01F | BASIC CHORUSMART | 1DM03G01F131 | CR SATIN WHITE DEV.
GW15288 | BASE 1M 2P+T 15A NOR. AMERIC. BLANCO | 12.55 | 1 | 12 | 48 | NR | 8034035075445 | 85366990 | 1DM02 | Building | 1DM | BUILDING | 1DM03G | CHORUSMART DOM.RANG. | 1DM03G01F | BASIC CHORUSMART | 1DM03G01F131 | CR SATIN WHITE DEV.
GW15296 | BASE 2M 2P+T 13A NOR.INGLESA BLANCO | 21.3 | 1 | 6 | 48 | NR | 8034035075452 | 85366990 | 1DM02 | Building | 1DM | BUILDING | 1DM03G | CHORUSMART DOM.RANG. | 1DM03G01F | BASIC CHORUSMART | 1DM03G01F131 | CR SATIN WHITE DEV.
GW15297 | BASE 2M 2P+T 15A NOR.INGLESA BLANCO | 21.3 | 1 | 6 | 48 | NR | 8034035075469 | 85366990 | 1DM02 | Building | 1DM | BUILDING | 1DM03G | CHORUSMART DOM.RANG. | 1DM03G01F | BASIC CHORUSMART | 1DM03G01F131 | CR SATIN WHITE DEV.
GW15298 | BASE 2M 2P+T 16A NORMA INDIA/SUDAFR.BL. | 25.55 | 1 | 6 | 48 | NR | 8034035075476 | 85366990 | 1DM02 | Building | 1DM | BUILDING | 1DM03G | CHORUSMART DOM.RANG. | 1DM03G01F | BASIC CHORUSMART | 1DM03G01F131 | CR SATIN WHITE DEV.
GW15299 | BASE 1M 2P+T 16A NORMA SUDAFRICANA B. | 13 | 1 | 12 | 240 | NR | 8034035075483 | 85366990 | 1DM02 | Building | 1DM | BUILDING | 1DM03G | CHORUSMART DOM.RANG. | 1DM03G01F | BASIC CHORUSMART | 1DM03G01F131 | CR SATIN WHITE DEV.
GW15301 | BASE 2M 2P+T 10A NOR.ARGENTINA BLANCO | 20.7 | 1 | 6 | 48 | NR | 8034035075490 | 85366990 | 1DM02 | Building | 1DM | BUILDING | 1DM03G | CHORUSMART DOM.RANG. | 1DM03G01F | BASIC CHORUSMART | 1DM03G01F131 | CR SATIN WHITE DEV.
GW15306 | BASE 2M 2P+T 10A NOR.AUSTRALIANA BLANCO | 20.7 | 1 | 6 | 48 | NR | 8034035075506 | 85366990 | 1DM02 | Building | 1DM | BUILDING | 1DM03G | CHORUSMART DOM.RANG. | 1DM03G01F | BASIC CHORUSMART | 1DM03G01F131 | CR SATIN WHITE DEV.
GW15307 | BASE 2M 2P+T 15A NOR.AUSTRALIANA BLANCO | 20.7 | 1 | 6 | 48 | NR | 8034035075513 | 85366990 | 1DM02 | Building | 1DM | BUILDING | 1DM03G | CHORUSMART DOM.RANG. | 1DM03G01F | BASIC CHORUSMART | 1DM03G01F131 | CR SATIN WHITE DEV.
GW15310 | T. DE FUERZA MULTIESTÁNDAR CH. BL. | 13.9 | 1 | 10 | 40 | NR | 8034035075520 | 85366990 | 1DM02 | Building | 1DM | BUILDING | 1DM03G | CHORUSMART DOM.RANG. | 1DM03G01F | BASIC CHORUSMART | 1DM03G01F131 | CR SATIN WHITE DEV.
GW15311 | B.INT.2M.+INTER.MAGN.1P+N 16A P17/11 B. | 122 | 1 | 1 | 6 | NR | 8034035075537 | 85366990 | 1DM02 | Building | 1DM | BUILDING | 1DM03G | CHORUSMART DOM.RANG. | 1DM03G01F | BASIC CHORUSMART | 1DM03G01F131 | CR SATIN WHITE DEV.
GW15312 | B.INT.3M.+INTER.MAGN.1P+N 16A P30/17 B. | 134 | 1 | 1 | 4 | NR | 8034035075544 | 85366990 | 1DM02 | Building | 1DM | BUILDING | 1DM03G | CHORUSMART DOM.RANG. | 1DM03G01F | BASIC CHORUSMART | 1DM03G01F131 | CR SATIN WHITE DEV.
GW15321 | B.INT.3M.+INTERR.DIF.1P+N 16A P17/11 B | 342 | 1 | 1 | 4 | NR | 8034035075551 | 85366990 | 1DM02 | Building | 1DM | BUILDING | 1DM03G | CHORUSMART DOM.RANG. | 1DM03G01F | BASIC CHORUSMART | 1DM03G01F131 | CR SATIN WHITE DEV.
GW15322 | B.INT.4M.+INT.M.DIF.1P+N 16A P30/17/11 B | 394.5 | 1 | 1 | 2 | NR | 8034035075568 | 85366990 | 1DM02 | Building | 1DM | BUILDING | 1DM03G | CHORUSMART DOM.RANG. | 1DM03G01F | BASIC CHORUSMART | 1DM03G01F131 | CR SATIN WHITE DEV.
GW15331 | BASE AFEIT.+ TRANSF. AISL. 3M BLANCO | 128.5 | 1 | 1 | 2 | NR | 8034035075575 | 85366990 | 1DM02 | Building | 1DM | BUILDING | 1DM03G | CHORUSMART DOM.RANG. | 1DM03G01F | BASIC CHORUSMART | 1DM03G01F131 | CR SATIN WHITE DEV.
GW15341 | BASE 2M 2P+T 16A+APR.FR.BORNES NOR.ESP.B | 8.15 | 1 | 6 | 12 | NR | 8034035075582 | 85366990 | 1DM02 | Building | 1DM | BUILDING | 1DM03G | CHORUSMART DOM.RANG. | 1DM03G01F | BASIC CHORUSMART | 1DM03G01F131 | CR SATIN WHITE DEV.
GW15361 | TOMA TV 1M DIRECTA CON. MACHO 9,5mm BL. | 20.3 | 1 | 1 | 48 | NR | 8034035075599 | 85366910 | 1DM02 | Building | 1DM | BUILDING | 1DM03G | CHORUSMART DOM.RANG. | 1DM03G01F | BASIC CHORUSMART | 1DM03G01F131 | CR SATIN WHITE DEV.
GW15362 | TOMA TV 1M PAS. 5dB CON. MACHO 9,5mm BL. | 33.7 | 1 | 1 | 24 | NR | 8034035075605 | 85366910 | 1DM02 | Building | 1DM | BUILDING | 1DM03G | CHORUSMART DOM.RANG. | 1DM03G01F | BASIC CHORUSMART | 1DM03G01F131 | CR SATIN WHITE DEV.
GW15363 | TOMA TV 1M PAS.10dB CON. MACHO 9,5mm BL. | 33.7 | 1 | 1 | 24 | NR | 8034035075612 | 85366910 | 1DM02 | Building | 1DM | BUILDING | 1DM03G | CHORUSMART DOM.RANG. | 1DM03G01F | BASIC CHORUSMART | 1DM03G01F131 | CR SATIN WHITE DEV.
GW15367 | TOMA TV 2M DIRECTA CON.MACHO 9,5mm BL. | 14.65 | 1 | 1 | 24 | NR | 8034035075629 | 85366910 | 1DM02 | Building | 1DM | BUILDING | 1DM03G | CHORUSMART DOM.RANG. | 1DM03G01F | BASIC CHORUSMART | 1DM03G01F131 | CR SATIN WHITE DEV.
GW15371 | TOMA TV/SAT 1M DIRECTA CON.F-HEMBRA BL. | 21.95 | 1 | 1 | 48 | NR | 8034035075636 | 85366910 | 1DM02 | Building | 1DM | BUILDING | 1DM03G | CHORUSMART DOM.RANG. | 1DM03G01F | BASIC CHORUSMART | 1DM03G01F131 | CR SATIN WHITE DEV.
GW15372 | TOMA TV/SAT 1M PAS. 5dB CON.F-HEMBRA BL. | 35.85 | 1 | 1 | 24 | NR | 8034035075643 | 85366910 | 1DM02 | Building | 1DM | BUILDING | 1DM03G | CHORUSMART DOM.RANG. | 1DM03G01F | BASIC CHORUSMART | 1DM03G01F131 | CR SATIN WHITE DEV.
GW15373 | TOMA TV/SAT 1M PAS.10dB CON.F-HEMBRA BL. | 35.85 | 1 | 1 | 24 | NR | 8034035075650 | 85366910 | 1DM02 | Building | 1DM | BUILDING | 1DM03G | CHORUSMART DOM.RANG. | 1DM03G01F | BASIC CHORUSMART | 1DM03G01F131 | CR SATIN WHITE DEV.
GW15377 | TOMA TV/SAT 2M DIRECTA CON.F-HEMBRA.BL. | 14.2 | 1 | 1 | 24 | NR | 8034035075667 | 85366910 | 1DM02 | Building | 1DM | BUILDING | 1DM03G | CHORUSMART DOM.RANG. | 1DM03G01F | BASIC CHORUSMART | 1DM03G01F131 | CR SATIN WHITE DEV.
GW15381 | TOMA TV+FM 2MS BLANCO | 37.4 | 1 | 1 | 24 | NR | 8034035075674 | 85366910 | 1DM02 | Building | 1DM | BUILDING | 1DM03G | CHORUSMART DOM.RANG. | 1DM03G01F | BASIC CHORUSMART | 1DM03G01F131 | CR SATIN WHITE DEV.
GW15382 | TOMA TV+FM +SAT 2M BLANCO | 41.3 | 1 | 1 | 24 | NR | 8034035075681 | 85366910 | 1DM02 | Building | 1DM | BUILDING | 1DM03G | CHORUSMART DOM.RANG. | 1DM03G01F | BASIC CHORUSMART | 1DM03G01F131 | CR SATIN WHITE DEV.
GW15383 | TOMA TV+SAT 2M BLANCO | 39.25 | 1 | 1 | 24 | NR | 8034035075698 | 85366910 | 1DM02 | Building | 1DM | BUILDING | 1DM03G | CHORUSMART DOM.RANG. | 1DM03G01F | BASIC CHORUSMART | 1DM03G01F131 | CR SATIN WHITE DEV.
GW15386 | SOPORTE PARA TOMA DE TV/R CH-WT | 3.4 | 1 | 1 | 24 | NR | 8034035075704 | 85389099 | 1DM02 | Building | 1DM | BUILDING | 1DM03G | CHORUSMART DOM.RANG. | 1DM03G01F | BASIC CHORUSMART | 1DM03G01F131 | CR SATIN WHITE DEV.
GW15387 | SOPORTE PARA TOMA DE TV-R-SAT CH/WT | 5.75 | 1 | 1 | 24 | NR | 8034035075711 | 85389099 | 1DM02 | Building | 1DM | BUILDING | 1DM03G | CHORUSMART DOM.RANG. | 1DM03G01F | BASIC CHORUSMART | 1DM03G01F131 | CR SATIN WHITE DEV.
GW15391 | T. DE FUERZA EST. CHINA 2P+T 10A CH/BL | 12.15 | 1 | 6 | 48 | NR | 8034035075728 | 85366990 | 1DM02 | Building | 1DM | BUILDING | 1DM03G | CHORUSMART DOM.RANG. | 1DM03G01F | BASIC CHORUSMART | 1DM03G01F131 | CR SATIN WHITE DEV.
GW15392 | T. DE FUERZA EST. CHINA 2P+T 16A CH/BL | 13.5 | 1 | 6 | 48 | NR | 8034035075735 | 85366990 | 1DM02 | Building | 1DM | BUILDING | 1DM03G | CHORUSMART DOM.RANG. | 1DM03G01F | BASIC CHORUSMART | 1DM03G01F131 | CR SATIN WHITE DEV.
GW15401 | CONECTOR TELFÓNICO RJ11 1 MOD. CH/BL | 22.05 | 1 | 1 | 24 | NR | 8034035075742 | 85366930 | 1DM02 | Building | 1DM | BUILDING | 1DM03G | CHORUSMART DOM.RANG. | 1DM03G01F | BASIC CHORUSMART | 1DM03G01F131 | CR SATIN WHITE DEV.
GW15406 | CON. TELEFÓNICO NOR. ISRAELITA BLANCO | 12.75 | 1 | 1 | 24 | NR | 8034035075759 | 85366930 | 1DM02 | Building | 1DM | BUILDING | 1DM03G | CHORUSMART DOM.RANG. | 1DM03G01F | BASIC CHORUSMART | 1DM03G01F131 | CR SATIN WHITE DEV.
GW15409 | CONECTOR TELEFÓNICO RJ11 2M BLANCO | 22.05 | 1 | 1 | 24 | NR | 8034035075766 | 85366930 | 1DM02 | Building | 1DM | BUILDING | 1DM03G | CHORUSMART DOM.RANG. | 1DM03G01F | BASIC CHORUSMART | 1DM03G01F131 | CR SATIN WHITE DEV.
GW15415 | USB C CARGADOR 30W BLANCO SATINADO | 14.8 | 1 | 12 | 300 | NR | 8034035169106 | 85044095 | 1DM02 | Building | 1DM | BUILDING | 1DM03G | CHORUSMART DOM.RANG. | 1DM03G01F | BASIC CHORUSMART | 1DM03G01F131 | CR SATIN WHITE DEV.
GW15417 | USB C+C CARGADOR 63W BLANCO SATINADO | 32.15 | 1 | 6 | 150 | NR | 8034035169151 | 85044095 | 1DM02 | Building | 1DM | BUILDING | 1DM03G | CHORUSMART DOM.RANG. | 1DM03G01F | BASIC CHORUSMART | 1DM03G01F131 | CR SATIN WHITE DEV.
GW15421 | CONECTOR RJ45 1M CATEG. 5E UTP BLANCO | 17 | 1 | 1 | 24 | NR | 8034035075773 | 85366930 | 1DM02 | Building | 1DM | BUILDING | 1DM03G | CHORUSMART DOM.RANG. | 1DM03G01F | BASIC CHORUSMART | 1DM03G01F131 | CR SATIN WHITE DEV.
GW15422 | CONECTOR RJ45 1M CATEG. 5E FTP BLANCO | 40.9 | 1 | 1 | 24 | NR | 8034035075780 | 85366930 | 1DM02 | Building | 1DM | BUILDING | 1DM03G | CHORUSMART DOM.RANG. | 1DM03G01F | BASIC CHORUSMART | 1DM03G01F131 | CR SATIN WHITE DEV.
GW15423 | CONECTOR RJ45 1M CATEG. 6 UTP BLANCO | 38.2 | 1 | 1 | 24 | NR | 8034035075797 | 85366930 | 1DM02 | Building | 1DM | BUILDING | 1DM03G | CHORUSMART DOM.RANG. | 1DM03G01F | BASIC CHORUSMART | 1DM03G01F131 | CR SATIN WHITE DEV.
GW15424 | CONECTOR RJ45 1M CATEG. 6 FTP BLANCO | 36.65 | 1 | 1 | 24 | NR | 8034035075803 | 85366930 | 1DM02 | Building | 1DM | BUILDING | 1DM03G | CHORUSMART DOM.RANG. | 1DM03G01F | BASIC CHORUSMART | 1DM03G01F131 | CR SATIN WHITE DEV.
GW15431 | CONTENE. VACIO 1M CONECTOR RJ45 BLANCO | 6.8 | 1 | 1 | 48 | NR | 8034035075810 | 85389099 | 1DM02 | Building | 1DM | BUILDING | 1DM03G | CHORUSMART DOM.RANG. | 1DM03G01F | BASIC CHORUSMART | 1DM03G01F131 | CR SATIN WHITE DEV.
GW15433 | CONTENEDOR VACÍO 2M CONEC. RJ 45 BLANCO | 6.8 | 1 | 4 | 100 | NR | 8034035075827 | 85389099 | 1DM02 | Building | 1DM | BUILDING | 1DM03G | CHORUSMART DOM.RANG. | 1DM03G01F | BASIC CHORUSMART | 1DM03G01F131 | CR SATIN WHITE DEV.
GW15434 | CONECTOR RJ45 2M CATEG. 5E UTP BLANCO | 17.4 | 1 | 1 | 24 | NR | 8034035075834 | 85366930 | 1DM02 | Building | 1DM | BUILDING | 1DM03G | CHORUSMART DOM.RANG. | 1DM03G01F | BASIC CHORUSMART | 1DM03G01F131 | CR SATIN WHITE DEV.
GW15435 | CONECTOR RJ45 2M CATEG. 6E UTP BLANCO | 38.2 | 1 | 1 | 24 | NR | 8034035075841 | 85366930 | 1DM02 | Building | 1DM | BUILDING | 1DM03G | CHORUSMART DOM.RANG. | 1DM03G01F | BASIC CHORUSMART | 1DM03G01F131 | CR SATIN WHITE DEV.
GW15436 | CONECTOR RJ45 2M CATEG. 5E FTP BLANCO | 40.9 | 1 | 1 | 24 | NR | 8034035075858 | 85366930 | 1DM02 | Building | 1DM | BUILDING | 1DM03G | CHORUSMART DOM.RANG. | 1DM03G01F | BASIC CHORUSMART | 1DM03G01F131 | CR SATIN WHITE DEV.
GW15437 | CONECTOR RJ45 2M CATEG. 6 FTP BLANCO | 53 | 1 | 1 | 24 | NR | 8034035075865 | 85366930 | 1DM02 | Building | 1DM | BUILDING | 1DM03G | CHORUSMART DOM.RANG. | 1DM03G01F | BASIC CHORUSMART | 1DM03G01F131 | CR SATIN WHITE DEV.
GW15438 | ADAPTADOR PARA RJ45 SYSTIMAX CH B. | 6.8 | 1 | 1 | 48 | NR | 8034035075872 | 85389099 | 1DM02 | Building | 1DM | BUILDING | 1DM03G | CHORUSMART DOM.RANG. | 1DM03G01F | BASIC CHORUSMART | 1DM03G01F131 | CR SATIN WHITE DEV.
GW15447 | CARGADOR DOBLE USB A+A 5V 3A 1M CH/BL | 48.2 | 1 | 10 | 300 | NR | 8034035088643 | 85044095 | 1DM02 | Building | 1DM | BUILDING | 1DM03G | CHORUSMART DOM.RANG. | 1DM03G01F | BASIC CHORUSMART | 1DM03G01F131 | CR SATIN WHITE DEV.
GW15449 | CARGADOR USB A+C 5V 3A 1M CH/BL MATE | 48.2 | 1 | 10 | 300 | NR | 8034035088698 | 85044095 | 1DM02 | Building | 1DM | BUILDING | 1DM03G | CHORUSMART DOM.RANG. | 1DM03G01F | BASIC CHORUSMART | 1DM03G01F131 | CR SATIN WHITE DEV.
GW15451 | TOMA SELV 2P 6A 24V 1M BLANCO | 14.4 | 1 | 12 | 24 | NR | 8034035075902 | 85366930 | 1DM02 | Building | 1DM | BUILDING | 1DM03G | CHORUSMART DOM.RANG. | 1DM03G01F | BASIC CHORUSMART | 1DM03G01F131 | CR SATIN WHITE DEV.
GW15452 | TOMA SELV 2P 6A 24V POLARIZADA 1M BL. | 14.4 | 1 | 12 | 24 | NR | 8034035075919 | 85366930 | 1DM02 | Building | 1DM | BUILDING | 1DM03G | CHORUSMART DOM.RANG. | 1DM03G01F | BASIC CHORUSMART | 1DM03G01F131 | CR SATIN WHITE DEV.
GW15453 | CONECTOR DOBLE RCA 1M CHORUS BLANCO | 14.85 | 1 | 1 | 24 | NR | 8034035075926 | 85366930 | 1DM02 | Building | 1DM | BUILDING | 1DM03G | CHORUSMART DOM.RANG. | 1DM03G01F | BASIC CHORUSMART | 1DM03G01F131 | CR SATIN WHITE DEV.
GW15454 | CONECTOR CIRCUITOS DE AUDIO 1M BLANCO | 14.85 | 1 | 1 | 24 | NR | 8034035075933 | 85366930 | 1DM02 | Building | 1DM | BUILDING | 1DM03G | CHORUSMART DOM.RANG. | 1DM03G01F | BASIC CHORUSMART | 1DM03G01F131 | CR SATIN WHITE DEV.
GW15458 | CONECTOR P/DIFUSION SONORA BLANCO | 66 | 1 | 1 | 24 | NR | 8034035075940 | 85366930 | 1DM02 | Building | 1DM | BUILDING | 1DM03G | CHORUSMART DOM.RANG. | 1DM03G01F | BASIC CHORUSMART | 1DM03G01F131 | CR SATIN WHITE DEV.
GW15459 | CONECTOR USB TIPO A H-CONECTOR BLANCO | 77 | 1 | 1 | 24 | NR | 8034035075957 | 85366930 | 1DM02 | Building | 1DM | BUILDING | 1DM03G | CHORUSMART DOM.RANG. | 1DM03G01F | BASIC CHORUSMART | 1DM03G01F131 | CR SATIN WHITE DEV.
GW15461 | INT.AUT.MAGN.1P C6 3KA 230V CA 1M B. | 73.5 | 1 | 1 | 12 | NR | 8034035075964 | 85362010 | 1DM02 | Building | 1DM | BUILDING | 1DM03G | CHORUSMART DOM.RANG. | 1DM03G01F | BASIC CHORUSMART | 1DM03G01F131 | CR SATIN WHITE DEV.
GW15462 | INT.AUT.MAGN.1P C10 3KA 230V CA 1M B. | 73.5 | 1 | 1 | 12 | NR | 8034035075971 | 85362010 | 1DM02 | Building | 1DM | BUILDING | 1DM03G | CHORUSMART DOM.RANG. | 1DM03G01F | BASIC CHORUSMART | 1DM03G01F131 | CR SATIN WHITE DEV.
GW15463 | INT.AUT.MAGN.1P C16 3KA 230V CA 1M B. | 73.5 | 1 | 1 | 12 | NR | 8034035075988 | 85362010 | 1DM02 | Building | 1DM | BUILDING | 1DM03G | CHORUSMART DOM.RANG. | 1DM03G01F | BASIC CHORUSMART | 1DM03G01F131 | CR SATIN WHITE DEV.
GW15466 | INT.AUT.MAGN.1P+N C6 3KA 230V CA 1M B. | 95.5 | 1 | 1 | 12 | NR | 8034035075995 | 85362010 | 1DM02 | Building | 1DM | BUILDING | 1DM03G | CHORUSMART DOM.RANG. | 1DM03G01F | BASIC CHORUSMART | 1DM03G01F131 | CR SATIN WHITE DEV.
GW15467 | INT.AUT.MAGN.1P+N C10 3KA 230V CA 1M B. | 95.5 | 1 | 1 | 12 | NR | 8034035076008 | 85362010 | 1DM02 | Building | 1DM | BUILDING | 1DM03G | CHORUSMART DOM.RANG. | 1DM03G01F | BASIC CHORUSMART | 1DM03G01F131 | CR SATIN WHITE DEV.
GW15468 | INT.AUT.MAGN.1P+N C16 3KA 230V CA 1M B. | 95.5 | 1 | 1 | 12 | NR | 8034035076015 | 85362010 | 1DM02 | Building | 1DM | BUILDING | 1DM03G | CHORUSMART DOM.RANG. | 1DM03G01F | BASIC CHORUSMART | 1DM03G01F131 | CR SATIN WHITE DEV.
GW15482 | INT.DIF.MAGN.1P+N C6 10mA 230V CA 3KA B. | 258.5 | 1 | 1 | 6 | NR | 8034035076022 | 85362010 | 1DM02 | Building | 1DM | BUILDING | 1DM03G | CHORUSMART DOM.RANG. | 1DM03G01F | BASIC CHORUSMART | 1DM03G01F131 | CR SATIN WHITE DEV.
GW15483 | INT.DIF.MAGN.1P+N C6 30mA 230V CA 3KA B. | 258.5 | 1 | 1 | 6 | NR | 8034035076039 | 85362010 | 1DM02 | Building | 1DM | BUILDING | 1DM03G | CHORUSMART DOM.RANG. | 1DM03G01F | BASIC CHORUSMART | 1DM03G01F131 | CR SATIN WHITE DEV.
GW15485 | INT.DIF.MAGN.1P+N C10 10mA 230V CA 3KA B | 258.5 | 1 | 1 | 6 | NR | 8034035076046 | 85362010 | 1DM02 | Building | 1DM | BUILDING | 1DM03G | CHORUSMART DOM.RANG. | 1DM03G01F | BASIC CHORUSMART | 1DM03G01F131 | CR SATIN WHITE DEV.
GW15486 | INT.DIF.MAGN.1P+N C10 30mA 230V CA 3KA B | 258.5 | 1 | 1 | 6 | NR | 8034035076053 | 85362010 | 1DM02 | Building | 1DM | BUILDING | 1DM03G | CHORUSMART DOM.RANG. | 1DM03G01F | BASIC CHORUSMART | 1DM03G01F131 | CR SATIN WHITE DEV.
GW15488 | INT.DIF.MAGN.1P+N C16 10mA 230V CA 3KA B | 258.5 | 1 | 1 | 6 | NR | 8034035076060 | 85362010 | 1DM02 | Building | 1DM | BUILDING | 1DM03G | CHORUSMART DOM.RANG. | 1DM03G01F | BASIC CHORUSMART | 1DM03G01F131 | CR SATIN WHITE DEV.
GW15489 | INT.DIF.MAGN.1P+N C16 30mA 230V CA 3KA B | 258.5 | 1 | 1 | 6 | NR | 8034035076077 | 85362010 | 1DM02 | Building | 1DM | BUILDING | 1DM03G | CHORUSMART DOM.RANG. | 1DM03G01F | BASIC CHORUSMART | 1DM03G01F131 | CR SATIN WHITE DEV.
GW15491 | PORTAFUSIBLE 16A 250V CA 1M BLANCO | 15.75 | 1 | 1 | 12 | NR | 8034035076084 | 85361050 | 1DM02 | Building | 1DM | BUILDING | 1DM03G | CHORUSMART DOM.RANG. | 1DM03G01F | BASIC CHORUSMART | 1DM03G01F131 | CR SATIN WHITE DEV.
GW15492 | LIMITADOR DE SOBRETENSIONES 1M BLANCO | 45.55 | 1 | 1 | 12 | NR | 8034035076091 | 85389099 | 1DM02 | Building | 1DM | BUILDING | 1DM03G | CHORUSMART DOM.RANG. | 1DM03G01F | BASIC CHORUSMART | 1DM03G01F131 | CR SATIN WHITE DEV.
GW15541 | TECLA INTERCAMBIABLE BLANCO | 6.2 | 1 | 4 | 48 | NR | 8034035076107 | 85389099 | 1DM02 | Building | 1DM | BUILDING | 1DM03G | CHORUSMART DOM.RANG. | 1DM03G01F | BASIC CHORUSMART | 1DM03G01F131 | CR SATIN WHITE DEV.
GW15542 | TECLA INTERCAMBIABLE CON ETIQUETA BLANCO | 6.2 | 1 | 4 | 48 | NR | 8034035076114 | 85389099 | 1DM02 | Building | 1DM | BUILDING | 1DM03G | CHORUSMART DOM.RANG. | 1DM03G01F | BASIC CHORUSMART | 1DM03G01F131 | CR SATIN WHITE DEV.
GW15543 | TECLA INTERCAMBIABLE 'LLAVE' BLANCO | 6.2 | 1 | 4 | 48 | NR | 8034035076121 | 85389099 | 1DM02 | Building | 1DM | BUILDING | 1DM03G | CHORUSMART DOM.RANG. | 1DM03G01F | BASIC CHORUSMART | 1DM03G01F131 | CR SATIN WHITE DEV.
GW15544 | TECLA INTERCAMBIABLE 'TIMBRE' BLANCO | 6.2 | 1 | 4 | 48 | NR | 8034035076138 | 85389099 | 1DM02 | Building | 1DM | BUILDING | 1DM03G | CHORUSMART DOM.RANG. | 1DM03G01F | BASIC CHORUSMART | 1DM03G01F131 | CR SATIN WHITE DEV.
GW15545 | TECLA INTERCAMB.'FLECHA VERT.' BLANCO | 6.2 | 1 | 4 | 48 | NR | 8034035076145 | 85389099 | 1DM02 | Building | 1DM | BUILDING | 1DM03G | CHORUSMART DOM.RANG. | 1DM03G01F | BASIC CHORUSMART | 1DM03G01F131 | CR SATIN WHITE DEV.
GW15546 | TECLA INTERCAMB.'FLECHA HORIZ.' BLANCO | 6.2 | 1 | 4 | 48 | NR | 8034035076152 | 85389099 | 1DM02 | Building | 1DM | BUILDING | 1DM03G | CHORUSMART DOM.RANG. | 1DM03G01F | BASIC CHORUSMART | 1DM03G01F131 | CR SATIN WHITE DEV.
GW15551 | TECLA SIMP. SÍMB. SIMP. P/PULS. KNX BL. | 1.55 | 1 | 4 | 48 | NR | 8034035076169 | 85389099 | 1DM03 | Building | 1DM | BUILDING | 1DM06G | SYSTEMS | 1DM06G39F | CHORUSMART KNX BUS | 1DM06G39F179 | CR BUILDING AUTOMAT.
GW15551S | TECLAS INTERCAMB. 1 LENTE 1M BL.SAT | 1.95 | 1 | 1 | 48 | NR | 8034035098178 | 85389099 | 1DM04 | Building | 1DM | BUILDING | 1DM06G | SYSTEMS | 1DM06G14F | SMART HOME CHORUS | 1DM06G14F185 | SM.HOME ACCESSORIES
GW15552 | TECLA DOBL. SÍMB. SIMP. P/PULS. KNX BL. | 1.95 | 1 | 4 | 48 | NR | 8034035076176 | 85389099 | 1DM03 | Building | 1DM | BUILDING | 1DM06G | SYSTEMS | 1DM06G39F | CHORUSMART KNX BUS | 1DM06G39F179 | CR BUILDING AUTOMAT.
GW15552S | TECLAS INTERCAMB. 1 LENTE 2M BL.SAT | 2.35 | 1 | 1 | 48 | NR | 8034035091087 | 85389099 | 1DM04 | Building | 1DM | BUILDING | 1DM06G | SYSTEMS | 1DM06G14F | SMART HOME CHORUS | 1DM06G14F185 | SM.HOME ACCESSORIES
GW15553 | TECLA SIMP. SÍMB. DOBL. P/PULS. KNX BL. | 1.55 | 1 | 4 | 48 | NR | 8034035076183 | 85389099 | 1DM03 | Building | 1DM | BUILDING | 1DM06G | SYSTEMS | 1DM06G39F | CHORUSMART KNX BUS | 1DM06G39F179 | CR BUILDING AUTOMAT.
GW15553S | TECLAS INTERCAMB. 2 LENTES 1M BL.SAT | 1.95 | 1 | 1 | 48 | NR | 8034035097928 | 85389099 | 1DM04 | Building | 1DM | BUILDING | 1DM06G | SYSTEMS | 1DM06G14F | SMART HOME CHORUS | 1DM06G14F185 | SM.HOME ACCESSORIES
GW15554 | TECLA DOBL. SÍMB. DOBL. P/PULS. KNX BL. | 1.95 | 1 | 4 | 48 | NR | 8034035076190 | 85389099 | 1DM03 | Building | 1DM | BUILDING | 1DM06G | SYSTEMS | 1DM06G39F | CHORUSMART KNX BUS | 1DM06G39F179 | CR BUILDING AUTOMAT.
GW15554S | TECLAS INTERCAMB. 2 LENTES 2M BL.SAT | 2.35 | 1 | 1 | 48 | NR | 8034035091094 | 85389099 | 1DM04 | Building | 1DM | BUILDING | 1DM06G | SYSTEMS | 1DM06G14F | SMART HOME CHORUS | 1DM06G14F185 | SM.HOME ACCESSORIES
GW15555S | TECLAS INTERCAMB. DIFUSOR 1M BL.SAT | 1.95 | 1 | 1 | 48 | NR | 8034035097584 | 85389099 | 1DM04 | Building | 1DM | BUILDING | 1DM06G | SYSTEMS | 1DM06G14F | SMART HOME CHORUS | 1DM06G14F185 | SM.HOME ACCESSORIES
GW15556S | TECLAS INTERCAMB. DIFUSOR 2M BL.SAT | 2.35 | 1 | 1 | 48 | NR | 8034035091100 | 85389099 | 1DM04 | Building | 1DM | BUILDING | 1DM06G | SYSTEMS | 1DM06G14F | SMART HOME CHORUS | 1DM06G14F185 | SM.HOME ACCESSORIES
GW15557 | TECLA SIMP. LOC. DOBL. P/PULS. KNX BL. | 1.65 | 1 | 4 | 48 | NR | 8034035076206 | 85389099 | 1DM03 | Building | 1DM | BUILDING | 1DM06G | SYSTEMS | 1DM06G39F | CHORUSMART KNX BUS | 1DM06G39F179 | CR BUILDING AUTOMAT.
GW15557S | TECLAS INTERCAMB. 2 DIFUSORES 1M BL.SAT | 1.95 | 1 | 1 | 48 | NR | 8034035097782 | 85389099 | 1DM04 | Building | 1DM | BUILDING | 1DM06G | SYSTEMS | 1DM06G14F | SMART HOME CHORUS | 1DM06G14F185 | SM.HOME ACCESSORIES
GW15558S | TECLAS INTERCAMB. 2 DIFUSORES 2M BL.SAT | 2.35 | 1 | 1 | 48 | NR | 8034035091117 | 85389099 | 1DM04 | Building | 1DM | BUILDING | 1DM06G | SYSTEMS | 1DM06G14F | SMART HOME CHORUS | 1DM06G14F185 | SM.HOME ACCESSORIES
GW15559 | TECLA CON LENTES 'DND+MUR' P PULS KNX B | 2.9 | 1 | 1 | 48 | NR | 8034035076213 | 85389099 | 1DM03 | Building | 1DM | BUILDING | 1DM06G | SYSTEMS | 1DM06G39F | CHORUSMART KNX BUS | 1DM06G39F179 | CR BUILDING AUTOMAT.
GW15564 | REGULADOR EL.ROTATIVO 1M 100-900W BLANCO | 47.9 | 1 | 1 | 12 | NR | 8034035076220 | 85365080 | 1DM02 | Building | 1DM | BUILDING | 1DM03G | CHORUSMART DOM.RANG. | 1DM03G01F | BASIC CHORUSMART | 1DM03G01F131 | CR SATIN WHITE DEV.
GW15567 | REGUL.EL.ROTATIVO CONM.1M 100-500W BL. | 95.5 | 1 | 1 | 12 | NR | 8034035076244 | 85365080 | 1DM02 | Building | 1DM | BUILDING | 1DM03G | CHORUSMART DOM.RANG. | 1DM03G01F | BASIC CHORUSMART | 1DM03G01F131 | CR SATIN WHITE DEV.
GW15568 | REGULADOR EL.DE PULSADOR 1M 60-500W BL. | 130.5 | 1 | 1 | 12 | NR | 8034035076251 | 85365080 | 1DM02 | Building | 1DM | BUILDING | 1DM03G | CHORUSMART DOM.RANG. | 1DM03G01F | BASIC CHORUSMART | 1DM03G01F131 | CR SATIN WHITE DEV.
GW15572A | REGULADOR EL.UNIVERSAL 1M A PULS.BLANCO | 134 | 1 | 1 | 12 | NR | 8034035076268 | 85365080 | 1DM02 | Building | 1DM | BUILDING | 1DM03G | CHORUSMART DOM.RANG. | 1DM03G01F | BASIC CHORUSMART | 1DM03G01F131 | CR SATIN WHITE DEV.
GW15573A | REGULADOR EL.UNIVERSAL 2M A PULS.BLANCO | 134 | 1 | 1 | 6 | NR | 8034035076275 | 85365080 | 1DM02 | Building | 1DM | BUILDING | 1DM03G | CHORUSMART DOM.RANG. | 1DM03G01F | BASIC CHORUSMART | 1DM03G01F131 | CR SATIN WHITE DEV.
GW15575 | REGUL. ELECTR. ROTATIVOS 1M BLANCO SAT. | 68.5 | 1 | 1 | 12 | NR | 8034035091124 | 85365080 | 1DM02 | Building | 1DM | BUILDING | 1DM03G | CHORUSMART DOM.RANG. | 1DM03G01F | BASIC CHORUSMART | 1DM03G01F131 | CR SATIN WHITE DEV.
GW15594 | DETECTOR MOV. 1M BLANCO SAT. | 112.5 | 1 | 1 | 4 | NR | 8034035091131 | 85365080 | 1DM02 | Building | 1DM | BUILDING | 1DM03G | CHORUSMART DOM.RANG. | 1DM03G01F | BASIC CHORUSMART | 1DM03G01F131 | CR SATIN WHITE DEV.
GW15601 | TIMBRE 12VCA-50Hz 8VA 1M BLANCO | 33.7 | 1 | 1 | 24 | NR | 8034035076312 | 85318040 | 1DM02 | Building | 1DM | BUILDING | 1DM03G | CHORUSMART DOM.RANG. | 1DM03G01F | BASIC CHORUSMART | 1DM03G01F131 | CR SATIN WHITE DEV.
GW15602 | TIMBRE 230VCA-50Hz 8VA 1M BLANCO | 38.4 | 1 | 1 | 24 | NR | 8034035076329 | 85318040 | 1DM02 | Building | 1DM | BUILDING | 1DM03G | CHORUSMART DOM.RANG. | 1DM03G01F | BASIC CHORUSMART | 1DM03G01F131 | CR SATIN WHITE DEV.
GW15606 | ZUMBADOR 12VCA-50Hz 8VA 1M BLANCO | 29.95 | 1 | 1 | 24 | NR | 8034035076336 | 85318040 | 1DM02 | Building | 1DM | BUILDING | 1DM03G | CHORUSMART DOM.RANG. | 1DM03G01F | BASIC CHORUSMART | 1DM03G01F131 | CR SATIN WHITE DEV.
GW15607 | ZUMBADOR 230VCA-50Hz 8VA 1M BLANCO | 32.35 | 1 | 1 | 24 | NR | 8034035076343 | 85318040 | 1DM02 | Building | 1DM | BUILDING | 1DM03G | CHORUSMART DOM.RANG. | 1DM03G01F | BASIC CHORUSMART | 1DM03G01F131 | CR SATIN WHITE DEV.
GW15611 | TIMBRE 3 ENTR.INDEP. 12V CA/CC 2M BLANCO | 229.5 | 1 | 1 | 6 | NR | 8034035076350 | 85318040 | 1DM02 | Building | 1DM | BUILDING | 1DM03G | CHORUSMART DOM.RANG. | 1DM03G01F | BASIC CHORUSMART | 1DM03G01F131 | CR SATIN WHITE DEV.
GW15612 | TIMBRE 3 ENTR.INDEP.230VCA-50Hz 2M BL. | 238 | 1 | 1 | 6 | NR | 8034035076367 | 85318040 | 1DM02 | Building | 1DM | BUILDING | 1DM03G | CHORUSMART DOM.RANG. | 1DM03G01F | BASIC CHORUSMART | 1DM03G01F131 | CR SATIN WHITE DEV.
GW15621 | TESTIGO DE SEÑ. TRANSPARENTE 1M BLANCO | 10 | 1 | 1 | 24 | NR | 8034035076374 | 85308000 | 1DM02 | Building | 1DM | BUILDING | 1DM03G | CHORUSMART DOM.RANG. | 1DM03G01F | BASIC CHORUSMART | 1DM03G01F131 | CR SATIN WHITE DEV.
GW15622 | TESTIGO DE SEÑ. VERDE 1M BLANCO | 10 | 1 | 1 | 24 | NR | 8034035076381 | 85308000 | 1DM02 | Building | 1DM | BUILDING | 1DM03G | CHORUSMART DOM.RANG. | 1DM03G01F | BASIC CHORUSMART | 1DM03G01F131 | CR SATIN WHITE DEV.
GW15623 | TESTIGO DE SEÑ. ROJO 1M BLANCO | 10 | 1 | 1 | 24 | NR | 8034035076398 | 85308000 | 1DM02 | Building | 1DM | BUILDING | 1DM03G | CHORUSMART DOM.RANG. | 1DM03G01F | BASIC CHORUSMART | 1DM03G01F131 | CR SATIN WHITE DEV.
GW15624 | TESTIGO DE SEÑ. ÁMBAR 1M BLANCO | 10 | 1 | 1 | 24 | NR | 8034035076404 | 85308000 | 1DM02 | Building | 1DM | BUILDING | 1DM03G | CHORUSMART DOM.RANG. | 1DM03G01F | BASIC CHORUSMART | 1DM03G01F131 | CR SATIN WHITE DEV.
GW15628 | TESTIGO DE SEÑ. DOBLE TRANSPAR. BLANCO | 19.35 | 1 | 1 | 24 | NR | 8034035076411 | 85308000 | 1DM02 | Building | 1DM | BUILDING | 1DM03G | CHORUSMART DOM.RANG. | 1DM03G01F | BASIC CHORUSMART | 1DM03G01F131 | CR SATIN WHITE DEV.
GW15629 | TESTIGO DE SEÑ. DOBLE ROJO/VERDE -BLANCO | 19.35 | 1 | 1 | 24 | NR | 8034035076428 | 85308000 | 1DM02 | Building | 1DM | BUILDING | 1DM03G | CHORUSMART DOM.RANG. | 1DM03G01F | BASIC CHORUSMART | 1DM03G01F131 | CR SATIN WHITE DEV.
GW15631 | TEST. SALIENTE TRASPARENTE 3W 2M BLANCO | 44.7 | 1 | 1 | 24 | NR | 8034035076435 | 85308000 | 1DM02 | Building | 1DM | BUILDING | 1DM03G | CHORUSMART DOM.RANG. | 1DM03G01F | BASIC CHORUSMART | 1DM03G01F131 | CR SATIN WHITE DEV.
GW15632 | TEST. SALIENTE VERDE 3W 2M BLANCO | 44.7 | 1 | 1 | 24 | NR | 8034035076442 | 85308000 | 1DM02 | Building | 1DM | BUILDING | 1DM03G | CHORUSMART DOM.RANG. | 1DM03G01F | BASIC CHORUSMART | 1DM03G01F131 | CR SATIN WHITE DEV.
GW15633 | TEST. SALIENTE ROJO 3W 2M BLANCO | 44.7 | 1 | 1 | 24 | NR | 8034035076459 | 85308000 | 1DM02 | Building | 1DM | BUILDING | 1DM03G | CHORUSMART DOM.RANG. | 1DM03G01F | BASIC CHORUSMART | 1DM03G01F131 | CR SATIN WHITE DEV.
GW15634 | TEST. SALIENTE ÁMBAR 3W 2M BLANCO | 44.7 | 1 | 1 | 24 | NR | 8034035076466 | 85308000 | 1DM02 | Building | 1DM | BUILDING | 1DM03G | CHORUSMART DOM.RANG. | 1DM03G01F | BASIC CHORUSMART | 1DM03G01F131 | CR SATIN WHITE DEV.
GW15641 | TESTIGO DE SEÑ. TRANSPARENTE 1/2M BLANCO | 9.7 | 1 | 2 | 48 | NR | 8034035076473 | 85308000 | 1DM02 | Building | 1DM | BUILDING | 1DM03G | CHORUSMART DOM.RANG. | 1DM03G01F | BASIC CHORUSMART | 1DM03G01F131 | CR SATIN WHITE DEV.
GW15642 | TESTIGO DE SEÑ. VERDE 1/2M BLANCO | 9.7 | 1 | 2 | 48 | NR | 8034035076480 | 85308000 | 1DM02 | Building | 1DM | BUILDING | 1DM03G | CHORUSMART DOM.RANG. | 1DM03G01F | BASIC CHORUSMART | 1DM03G01F131 | CR SATIN WHITE DEV.
GW15643 | TESTIGO DE SEÑ. ROJO 1/2M BLANCO | 9.7 | 1 | 2 | 48 | NR | 8034035076497 | 85308000 | 1DM02 | Building | 1DM | BUILDING | 1DM03G | CHORUSMART DOM.RANG. | 1DM03G01F | BASIC CHORUSMART | 1DM03G01F131 | CR SATIN WHITE DEV.
GW15644 | TESTIGO DE SEÑ. ÁMBAR 1/2M BLANCO | 9.7 | 1 | 2 | 48 | NR | 8034035076503 | 85308000 | 1DM02 | Building | 1DM | BUILDING | 1DM03G | CHORUSMART DOM.RANG. | 1DM03G01F | BASIC CHORUSMART | 1DM03G01F131 | CR SATIN WHITE DEV.
GW15651 | MARCA ACCESO 12VCA/CC-230VCA TRANS.2M B | 72 | 1 | 1 | 24 | NR | 8034035076510 | 85308000 | 1DM02 | Building | 1DM | BUILDING | 1DM03G | CHORUSMART DOM.RANG. | 1DM03G01F | BASIC CHORUSMART | 1DM03G01F131 | CR SATIN WHITE DEV.
GW15656 | MARCA ACCESO 12VCA/CC-230VCA TRANS.4M B | 122 | 1 | 1 | 2 | NR | 8034035076527 | 85308000 | 1DM02 | Building | 1DM | BUILDING | 1DM03G | CHORUSMART DOM.RANG. | 1DM03G01F | BASIC CHORUSMART | 1DM03G01F131 | CR SATIN WHITE DEV.
GW15662 | LÁMPARA ANTIPAGÓN 1M230V 50/60HZ 1H BL. | 53 | 1 | 1 | 12 | NR | 8034035076541 | 85131000 | 1DM02 | Building | 1DM | BUILDING | 1DM03G | CHORUSMART DOM.RANG. | 1DM03G01F | BASIC CHORUSMART | 1DM03G01F131 | CR SATIN WHITE DEV.
GW15663 | LÁMP. AUTÓN. EMERG.230V 2M BL. | 106 | 1 | 1 | 6 | NR | 8034035076558 | 85131000 | 1DM02 | Building | 1DM | BUILDING | 1DM03G | CHORUSMART DOM.RANG. | 1DM03G01F | BASIC CHORUSMART | 1DM03G01F131 | CR SATIN WHITE DEV.
GW15666 | LÁMP. AUTÓN.EMERG.230V CA 50/60Hz 2h BL. | 230.5 | 1 | 1 | 2 | NR | 8034035076565 | 85131000 | 1DM02 | Building | 1DM | BUILDING | 1DM03G | CHORUSMART DOM.RANG. | 1DM03G01F | BASIC CHORUSMART | 1DM03G01F131 | CR SATIN WHITE DEV.
GW15705 | TERMOSTATO 2M 230VCA-50/60Hz BLANCO | 210 | 1 | 1 | 2 | NR | 8034035076602 | 90321020 | 1DM02 | Building | 1DM | BUILDING | 1DM03G | CHORUSMART DOM.RANG. | 1DM03G01F | BASIC CHORUSMART | 1DM03G01F131 | CR SATIN WHITE DEV.
GW15709 | TERMOSTATO CONECTADO 2M BLANCO SAT. | 148 | 1 | 1 | 4 | NR | 8034035105166 | 90321020 | 1DM04 | Building | 1DM | BUILDING | 1DM06G | SYSTEMS | 1DM06G14F | SMART HOME CHORUS | 1DM06G14F125 | SH SATIN WHITE DEV.
GW15712 | DETECTOR CH4 2M 12V CA/CC BLANCO | 357 | 1 | 1 | 2 | NR | 8034035076619 | 90271010 | 1DM02 | Building | 1DM | BUILDING | 1DM03G | CHORUSMART DOM.RANG. | 1DM03G01F | BASIC CHORUSMART | 1DM03G01F131 | CR SATIN WHITE DEV.
GW15721 | RELÉ PASO-PASO 1M 1M 10AX 230V BLANCO | 39.95 | 1 | 1 | 12 | NR | 8034035076626 | 85364900 | 1DM02 | Building | 1DM | BUILDING | 1DM03G | CHORUSMART DOM.RANG. | 1DM03G01F | BASIC CHORUSMART | 1DM03G01F131 | CR SATIN WHITE DEV.
GW15723 | RELÉ PASO-PASO 4SEC.1M 2P 10AX BLANCO | 50 | 1 | 1 | 12 | NR | 8034035076633 | 85364900 | 1DM02 | Building | 1DM | BUILDING | 1DM03G | CHORUSMART DOM.RANG. | 1DM03G01F | BASIC CHORUSMART | 1DM03G01F131 | CR SATIN WHITE DEV.
GW15724 | RELÉ MONOESTABLE 1M 1M 10A/4A BLANCO | 59 | 1 | 1 | 12 | NR | 8034035076640 | 85364900 | 1DM02 | Building | 1DM | BUILDING | 1DM03G | CHORUSMART DOM.RANG. | 1DM03G01F | BASIC CHORUSMART | 1DM03G01F131 | CR SATIN WHITE DEV.
GW15726 | RELÉ DE LLAMADA 1M 1M 12V CA/CC BLANCO | 60 | 1 | 1 | 12 | NR | 8034035076657 | 85364190 | 1DM02 | Building | 1DM | BUILDING | 1DM03G | CHORUSMART DOM.RANG. | 1DM03G01F | BASIC CHORUSMART | 1DM03G01F131 | CR SATIN WHITE DEV.
GW15731 | TECLA INTERCAMBIABLE 'DND' 1M BLANCO | 1.15 | 1 | 4 | 48 | NR | 8034035076664 | 85389099 | 1DM02 | Building | 1DM | BUILDING | 1DM03G | CHORUSMART DOM.RANG. | 1DM03G01F | BASIC CHORUSMART | 1DM03G01F131 | CR SATIN WHITE DEV.
GW15732 | TECLA INTERCAMBIABLE 'MUR' 1M BLANCO | 1.15 | 1 | 4 | 48 | NR | 8034035076671 | 85389099 | 1DM02 | Building | 1DM | BUILDING | 1DM03G | CHORUSMART DOM.RANG. | 1DM03G01F | BASIC CHORUSMART | 1DM03G01F131 | CR SATIN WHITE DEV.
GW15733 | TECLA INTERCAMB 'DND-MUR' 1M BLANCO | 1.15 | 1 | 4 | 48 | NR | 8034035076688 | 85389099 | 1DM02 | Building | 1DM | BUILDING | 1DM03G | CHORUSMART DOM.RANG. | 1DM03G01F | BASIC CHORUSMART | 1DM03G01F131 | CR SATIN WHITE DEV.
GW15736 | TESTIGO DE SEÑALIZ DOBLE 'DND+MUR' 1M B. | 18.65 | 1 | 1 | 24 | NR | 8034035076695 | 85308000 | 1DM02 | Building | 1DM | BUILDING | 1DM03G | CHORUSMART DOM.RANG. | 1DM03G01F | BASIC CHORUSMART | 1DM03G01F131 | CR SATIN WHITE DEV.
GW15750 | T CIEGA PARA ALOJAR MÓDULOS ZIGBEE CH. B | 2.9 | 1 | 1 | 12 | NR | 8034035076701 | 85389099 | 1DM04 | Building | 1DM | BUILDING | 1DM06G | SYSTEMS | 1DM06G14F | SMART HOME CHORUS | 1DM06G14F125 | SH SATIN WHITE DEV.
GW15751 | TAPA CIEGA INTERFACE 4 ENTRADAS BLANCO | 3 | 1 | 5 | 200 | NR | 8034035076718 | 85389099 | 1DM03 | Building | 1DM | BUILDING | 1DM06G | SYSTEMS | 1DM06G39F | CHORUSMART KNX BUS | 1DM06G39F179 | CR BUILDING AUTOMAT.
GW15762H | SENSOR TEMPERATURA+HUMEDAD EMP. EASY BL. | 120 | 1 | 1 | 1 | NR | 8034035076787 | 90271010 | 1DM03 | Building | 1DM | BUILDING | 1DM06G | SYSTEMS | 1DM06G39F | CHORUSMART KNX BUS | 1DM06G39F177 | CR HOME AUTOMATION
GW15783A | PULS 6 CAN TECLAS Y SIMB. BLANCA KNX | 204.5 | 1 | 1 | 1 | NR | 8034035076862 | 85365080 | 1DM03 | Building | 1DM | BUILDING | 1DM06G | SYSTEMS | 1DM06G39F | CHORUSMART KNX BUS | 1DM06G39F179 | CR BUILDING AUTOMAT.
GW15784A | PULS 6 CAN TEC. Y SIMB. BL. + ACT. KNX | 219.5 | 1 | 1 | 1 | NR | 8034035076879 | 85365080 | 1DM03 | Building | 1DM | BUILDING | 1DM06G | SYSTEMS | 1DM06G39F | CHORUSMART KNX BUS | 1DM06G39F179 | CR BUILDING AUTOMAT.
GW15785A | P. 6 CAN TEC. Y SIMB. BL.+AC. PERS. KNX | 256 | 1 | 1 | 1 | NR | 8034035076886 | 85365080 | 1DM03 | Building | 1DM | BUILDING | 1DM06G | SYSTEMS | 1DM06G39F | CHORUSMART KNX BUS | 1DM06G39F179 | CR BUILDING AUTOMAT.
GW15786 | DET. IR+CREPUSCULAR KNX BLANCO | 190 | 1 | 1 | 1 | NR | 8034035076893 | 85365080 | 1DM03 | Building | 1DM | BUILDING | 1DM06G | SYSTEMS | 1DM06G39F | CHORUSMART KNX BUS | 1DM06G39F179 | CR BUILDING AUTOMAT.
GW15787 | MULTIPULSADOR 4 CANALES KNX BLANCO | 110 | 1 | 1 | 1 | NR | 8034035076909 | 85365080 | 1DM03 | Building | 1DM | BUILDING | 1DM06G | SYSTEMS | 1DM06G39F | CHORUSMART KNX BUS | 1DM06G39F179 | CR BUILDING AUTOMAT.
GW15794H | CRONOTERMOSTATO PROGRAM. T+H KNX EMP. BL | 404 | 1 | 1 | 1 | NR | 8034035076916 | 90321020 | 1DM03 | Building | 1DM | BUILDING | 1DM06G | SYSTEMS | 1DM06G39F | CHORUSMART KNX BUS | 1DM06G39F179 | CR BUILDING AUTOMAT.
GW15795H | TERMOSTATO TEMP+HUMEDAD KNX EMP. BL | 287.5 | 1 | 1 | 1 | NR | 8034035076923 | 90321020 | 1DM03 | Building | 1DM | BUILDING | 1DM06G | SYSTEMS | 1DM06G39F | CHORUSMART KNX BUS | 1DM06G39F179 | CR BUILDING AUTOMAT.
GW15796 | ACCIONADOR 1 CANAL 16A 2M BLANCO KNX | 149.5 | 1 | 1 | 1 | NR | 8034035076930 | 85364190 | 1DM03 | Building | 1DM | BUILDING | 1DM06G | SYSTEMS | 1DM06G39F | CHORUSMART KNX BUS | 1DM06G39F179 | CR BUILDING AUTOMAT.
GW15797 | ACC. MANDO MOTOR 1 CANAL 8A 2M B. KNX | 172.5 | 1 | 1 | 1 | NR | 8034035076947 | 85364190 | 1DM03 | Building | 1DM | BUILDING | 1DM06G | SYSTEMS | 1DM06G39F | CHORUSMART KNX BUS | 1DM06G39F179 | CR BUILDING AUTOMAT.
GW15799 | SONDA TEMPERATURA KNX EMP. 1M BLANCO | 192 | 1 | 1 | 1 | NR | 8034035076954 | 90329000 | 1DM03 | Building | 1DM | BUILDING | 1DM06G | SYSTEMS | 1DM06G39F | CHORUSMART KNX BUS | 1DM06G39F179 | CR BUILDING AUTOMAT.
GW15799H | SONDA TEMPERATURA+HUMEDAD KNX 1M. BLANCO | 255 | 1 | 1 | 1 | NR | 8034035076961 | 90329000 | 1DM03 | Building | 1DM | BUILDING | 1DM06G | SYSTEMS | 1DM06G39F | CHORUSMART KNX BUS | 1DM06G39F179 | CR BUILDING AUTOMAT.
GW15819 | TECLAS INTERCAMB. ECO 1M BLANCO SAT. | 2.25 | 1 | 2 | 48 | NR | 8034035098123 | 85389099 | 1DM04 | Building | 1DM | BUILDING | 1DM06G | SYSTEMS | 1DM06G14F | SMART HOME CHORUS | 1DM06G14F185 | SM.HOME ACCESSORIES
GW15820 | TECLAS INTERCAMB. ECO 2M BLANCO SAT. | 2.45 | 1 | 1 | 48 | NR | 8034035098079 | 85389099 | 1DM04 | Building | 1DM | BUILDING | 1DM06G | SYSTEMS | 1DM06G14F | SMART HOME CHORUS | 1DM06G14F185 | SM.HOME ACCESSORIES
GW15826 | ACTUADOR MEDICIÓN ENERGÍA1M BL.SAT. | 59.5 | 1 | 1 | 12 | NR | 8034035105067 | 85389099 | 1DM04 | Building | 1DM | BUILDING | 1DM06G | SYSTEMS | 1DM06G14F | SMART HOME CHORUS | 1DM06G14F125 | SH SATIN WHITE DEV.
GW15840 | HOME GATEWAY 2M BLANCO SAT. | 122 | 1 | 1 | 2 | NR | 8034035099304 | 85389099 | 1DM04 | Building | 1DM | BUILDING | 1DM06G | SYSTEMS | 1DM06G14F | SMART HOME CHORUS | 1DM06G14F125 | SH SATIN WHITE DEV.
GW15856 | SENSOR MOV. CONECT. 1M BLANCO SAT. | 127.5 | 1 | 1 | 12 | NR | 8034035091148 | 85365080 | 1DM04 | Building | 1DM | BUILDING | 1DM06G | SYSTEMS | 1DM06G14F | SMART HOME CHORUS | 1DM06G14F125 | SH SATIN WHITE DEV.
GW15900 | SENSOR DE TEMPERAT. 1M NTC 10K BLANCO | 61.5 | 1 | 1 | 1 | NR | 8034035076978 | 90271010 | 1DM03 | Building | 1DM | BUILDING | 1DM06G | SYSTEMS | 1DM06G39F | CHORUSMART KNX BUS | 1DM06G39F177 | CR HOME AUTOMATION
GW15912 | PULS. ELECTR. LUMINOSO 230V LED 1M CH/BL | 34.4 | 1 | 1 | 12 | NR | 8034035076985 | 85365080 | 1DM02 | Building | 1DM | BUILDING | 1DM03G | CHORUSMART DOM.RANG. | 1DM03G01F | BASIC CHORUSMART | 1DM03G01F131 | CR SATIN WHITE DEV.
GW15913 | PULSADOR ELECTR.BUS/230V BILED 1M CH/BL | 32.05 | 1 | 1 | 12 | NR | 8034035076992 | 85365080 | 1DM02 | Building | 1DM | BUILDING | 1DM03G | CHORUSMART DOM.RANG. | 1DM03G01F | BASIC CHORUSMART | 1DM03G01F131 | CR SATIN WHITE DEV.
GW15914 | PULSADOR ELECTR.BUS/230V DOBLE CH/BL | 38.65 | 1 | 1 | 12 | NR | 8034035077005 | 85365080 | 1DM02 | Building | 1DM | BUILDING | 1DM03G | CHORUSMART DOM.RANG. | 1DM03G01F | BASIC CHORUSMART | 1DM03G01F131 | CR SATIN WHITE DEV.
GW15915 | PULSADOR ELECTRÓNICO 1M BUS/230V CH/BL | 14.4 | 1 | 1 | 12 | NR | 8034035077012 | 85365080 | 1DM02 | Building | 1DM | BUILDING | 1DM03G | CHORUSMART DOM.RANG. | 1DM03G01F | BASIC CHORUSMART | 1DM03G01F131 | CR SATIN WHITE DEV.
GW15916 | PULSADOR ELEC. SEÑALIZ. 1M BUS/230V BL | 37.3 | 1 | 1 | 12 | NR | 8034035077029 | 85365080 | 1DM02 | Building | 1DM | BUILDING | 1DM03G | CHORUSMART DOM.RANG. | 1DM03G01F | BASIC CHORUSMART | 1DM03G01F131 | CR SATIN WHITE DEV.
GW15917 | PULSADOR ELEC. LOCALIZ. 2M BUS/230V BL | 39.65 | 1 | 1 | 6 | NR | 8034035077036 | 85365080 | 1DM02 | Building | 1DM | BUILDING | 1DM03G | CHORUSMART DOM.RANG. | 1DM03G01F | BASIC CHORUSMART | 1DM03G01F131 | CR SATIN WHITE DEV.
GW15918 | PULSADOR ELEC. SEÑALIZ. 2M BUS/230V BL | 39.65 | 1 | 1 | 6 | NR | 8034035077043 | 85365080 | 1DM02 | Building | 1DM | BUILDING | 1DM03G | CHORUSMART DOM.RANG. | 1DM03G01F | BASIC CHORUSMART | 1DM03G01F131 | CR SATIN WHITE DEV.
GW16001BR | PLACA EGO 1M BRONCE CLARO | 12.9 | 1 | 1 | 12 | NR | 8034035100567 | 85389099 | 1DM02 | Building | 1DM | BUILDING | 1DM03G | CHORUSMART DOM.RANG. | 1DM03G01F | BASIC CHORUSMART | 1DM03G01F164 | *
GW16001BS | PLACA EGO 1M MARRÓN SOMBRA | 12.9 | 1 | 1 | 12 | NR | 8034035100925 | 85389099 | 1DM02 | Building | 1DM | BUILDING | 1DM03G | CHORUSMART DOM.RANG. | 1DM03G01F | BASIC CHORUSMART | 1DM03G01F164 | *
GW16001CP | PLACA EGO 1M COBRE | 12.9 | 1 | 1 | 12 | NR | 8034035100819 | 85389099 | 1DM02 | Building | 1DM | BUILDING | 1DM03G | CHORUSMART DOM.RANG. | 1DM03G01F | BASIC CHORUSMART | 1DM03G01F164 | *
GW16001CS | PLACA EGO 1M COBRE SUAVE | 12.9 | 1 | 1 | 12 | NR | 8034035100765 | 85389099 | 1DM02 | Building | 1DM | BUILDING | 1DM03G | CHORUSMART DOM.RANG. | 1DM03G01F | BASIC CHORUSMART | 1DM03G01F164 | *
GW16001CY | PLACA EGO 1M ARCILLA | 9.25 | 1 | 1 | 12 | NR | 8034035098383 | 85389099 | 1DM02 | Building | 1DM | BUILDING | 1DM03G | CHORUSMART DOM.RANG. | 1DM03G01F | BASIC CHORUSMART | 1DM03G01F164 | *
GW16001DB | PLACA EGO 1M NEGRO SATIN. | 9.25 | 1 | 1 | 12 | NR | 8034035098345 | 85389099 | 1DM02 | Building | 1DM | BUILDING | 1DM03G | CHORUSMART DOM.RANG. | 1DM03G01F | BASIC CHORUSMART | 1DM03G01F164 | *
GW16001DS | PLACA EGO 1M ARENA OSCURA | 9.25 | 1 | 1 | 12 | NR | 8034035098307 | 85389099 | 1DM02 | Building | 1DM | BUILDING | 1DM03G | CHORUSMART DOM.RANG. | 1DM03G01F | BASIC CHORUSMART | 1DM03G01F164 | *
GW16001GR | PLACA EGO 1M GRIS MAGNÉTICO | 12.9 | 1 | 1 | 12 | NR | 8034035099182 | 85389099 | 1DM02 | Building | 1DM | BUILDING | 1DM03G | CHORUSMART DOM.RANG. | 1DM03G01F | BASIC CHORUSMART | 1DM03G01F164 | *
GW16001NB | PLACA EGO 1M BEIGE NATURAL | 9.25 | 1 | 1 | 12 | NR | 8034035098260 | 85389099 | 1DM02 | Building | 1DM | BUILDING | 1DM03G | CHORUSMART DOM.RANG. | 1DM03G01F | BASIC CHORUSMART | 1DM03G01F164 | *
GW16001PW | PLACA EGO 1M BLANCO SAT. | 9.25 | 1 | 1 | 12 | NR | 8034035098222 | 85389099 | 1DM02 | Building | 1DM | BUILDING | 1DM03G | CHORUSMART DOM.RANG. | 1DM03G01F | BASIC CHORUSMART | 1DM03G01F164 | *
GW16001SG | PLACA EGO 1M ORO | 12.9 | 1 | 1 | 12 | NR | 8034035100710 | 85389099 | 1DM02 | Building | 1DM | BUILDING | 1DM03G | CHORUSMART DOM.RANG. | 1DM03G01F | BASIC CHORUSMART | 1DM03G01F164 | *
GW16001ST | PLACA EGO 1M ACERO | 12.9 | 1 | 1 | 12 | NR | 8034035100635 | 85389099 | 1DM02 | Building | 1DM | BUILDING | 1DM03G | CHORUSMART DOM.RANG. | 1DM03G01F | BASIC CHORUSMART | 1DM03G01F164 | *
GW16002BR | PLACA EGO 2M BRONCE CLARO | 12.9 | 1 | 1 | 12 | NR | 8034035100574 | 85389099 | 1DM02 | Building | 1DM | BUILDING | 1DM03G | CHORUSMART DOM.RANG. | 1DM03G01F | BASIC CHORUSMART | 1DM03G01F164 | *
GW16002BS | PLACA EGO 2M MARRÓN SOMBRA | 12.9 | 1 | 1 | 12 | NR | 8034035100932 | 85389099 | 1DM02 | Building | 1DM | BUILDING | 1DM03G | CHORUSMART DOM.RANG. | 1DM03G01F | BASIC CHORUSMART | 1DM03G01F164 | *
GW16002CP | PLACA EGO 2M COBRE | 12.9 | 1 | 1 | 12 | NR | 8034035100826 | 85389099 | 1DM02 | Building | 1DM | BUILDING | 1DM03G | CHORUSMART DOM.RANG. | 1DM03G01F | BASIC CHORUSMART | 1DM03G01F164 | *
GW16002CS | PLACA EGO 2M COBRE SUAVE | 12.9 | 1 | 1 | 12 | NR | 8034035100772 | 85389099 | 1DM02 | Building | 1DM | BUILDING | 1DM03G | CHORUSMART DOM.RANG. | 1DM03G01F | BASIC CHORUSMART | 1DM03G01F164 | *
GW16002CY | PLACA EGO 2M ARCILLA | 9.25 | 1 | 1 | 12 | NR | 8034035098390 | 85389099 | 1DM02 | Building | 1DM | BUILDING | 1DM03G | CHORUSMART DOM.RANG. | 1DM03G01F | BASIC CHORUSMART | 1DM03G01F164 | *
GW16002DB | PLACA EGO 2M NEGRO SATIN. | 9.25 | 1 | 1 | 12 | NR | 8034035098352 | 85389099 | 1DM02 | Building | 1DM | BUILDING | 1DM03G | CHORUSMART DOM.RANG. | 1DM03G01F | BASIC CHORUSMART | 1DM03G01F164 | *
GW16002DS | PLACA EGO 2M ARENA OSCURA | 9.25 | 1 | 1 | 12 | NR | 8034035098314 | 85389099 | 1DM02 | Building | 1DM | BUILDING | 1DM03G | CHORUSMART DOM.RANG. | 1DM03G01F | BASIC CHORUSMART | 1DM03G01F164 | *
GW16002GR | PLACA EGO 2M GRIS MAGNÉTICO | 12.9 | 1 | 1 | 12 | NR | 8034035099199 | 85389099 | 1DM02 | Building | 1DM | BUILDING | 1DM03G | CHORUSMART DOM.RANG. | 1DM03G01F | BASIC CHORUSMART | 1DM03G01F164 | *
GW16002NB | PLACA EGO 2M BEIGE NATURAL | 9.25 | 1 | 1 | 96 | NR | 8034035098277 | 85389099 | 1DM02 | Building | 1DM | BUILDING | 1DM03G | CHORUSMART DOM.RANG. | 1DM03G01F | BASIC CHORUSMART | 1DM03G01F164 | *
GW16002PW | PLACA EGO 2M BLANCO SAT. | 9.25 | 1 | 1 | 96 | NR | 8034035098239 | 85389099 | 1DM02 | Building | 1DM | BUILDING | 1DM03G | CHORUSMART DOM.RANG. | 1DM03G01F | BASIC CHORUSMART | 1DM03G01F164 | *
GW16002SG | PLACA EGO 2M ORO | 12.9 | 1 | 1 | 12 | NR | 8034035100727 | 85389099 | 1DM02 | Building | 1DM | BUILDING | 1DM03G | CHORUSMART DOM.RANG. | 1DM03G01F | BASIC CHORUSMART | 1DM03G01F164 | *
GW16002ST | PLACA EGO 2M ACERO | 12.9 | 1 | 1 | 12 | NR | 8034035100642 | 85389099 | 1DM02 | Building | 1DM | BUILDING | 1DM03G | CHORUSMART DOM.RANG. | 1DM03G01F | BASIC CHORUSMART | 1DM03G01F164 | *
GW16003BR | PLACA EGO 3M BRONCE CLARO | 12.9 | 1 | 1 | 12 | NR | 8034035100581 | 85389099 | 1DM02 | Building | 1DM | BUILDING | 1DM03G | CHORUSMART DOM.RANG. | 1DM03G01F | BASIC CHORUSMART | 1DM03G01F164 | *
GW16003BS | PLACA EGO 3M MARRÓN SOMBRA | 12.9 | 1 | 1 | 12 | NR | 8034035100949 | 85389099 | 1DM02 | Building | 1DM | BUILDING | 1DM03G | CHORUSMART DOM.RANG. | 1DM03G01F | BASIC CHORUSMART | 1DM03G01F164 | *
GW16003CP | PLACA EGO 3M COBRE | 12.9 | 1 | 1 | 12 | NR | 8034035100833 | 85389099 | 1DM02 | Building | 1DM | BUILDING | 1DM03G | CHORUSMART DOM.RANG. | 1DM03G01F | BASIC CHORUSMART | 1DM03G01F164 | *
GW16003CS | PLACA EGO 3M COBRE SUAVE | 12.9 | 1 | 1 | 12 | NR | 8034035100789 | 85389099 | 1DM02 | Building | 1DM | BUILDING | 1DM03G | CHORUSMART DOM.RANG. | 1DM03G01F | BASIC CHORUSMART | 1DM03G01F164 | *
GW16003CY | PLACA EGO 3M ARCILLA | 9.25 | 1 | 1 | 24 | NR | 8034035096686 | 85389099 | 1DM02 | Building | 1DM | BUILDING | 1DM03G | CHORUSMART DOM.RANG. | 1DM03G01F | BASIC CHORUSMART | 1DM03G01F164 | *
GW16003DB | PLACA EGO 3M NEGRO SATIN. | 9.25 | 1 | 1 | 24 | NR | 8034035096679 | 85389099 | 1DM02 | Building | 1DM | BUILDING | 1DM03G | CHORUSMART DOM.RANG. | 1DM03G01F | BASIC CHORUSMART | 1DM03G01F164 | *
GW16003DS | PLACA EGO 3M ARENA OSCURA | 9.25 | 1 | 1 | 24 | NR | 8034035096662 | 85389099 | 1DM02 | Building | 1DM | BUILDING | 1DM03G | CHORUSMART DOM.RANG. | 1DM03G01F | BASIC CHORUSMART | 1DM03G01F164 | *
GW16003GR | PLACA EGO 3M GRIS MAGNÉTICO | 12.9 | 1 | 1 | 24 | NR | 8034035100604 | 85389099 | 1DM02 | Building | 1DM | BUILDING | 1DM03G | CHORUSMART DOM.RANG. | 1DM03G01F | BASIC CHORUSMART | 1DM03G01F164 | *
GW16003NB | PLACA EGO 3M BEIGE NATURAL | 9.25 | 1 | 1 | 96 | NR | 8034035096655 | 85389099 | 1DM02 | Building | 1DM | BUILDING | 1DM03G | CHORUSMART DOM.RANG. | 1DM03G01F | BASIC CHORUSMART | 1DM03G01F164 | *
GW16003PW | PLACA EGO 3M BLANCO SAT. | 9.25 | 1 | 1 | 96 | NR | 8034035096648 | 85389099 | 1DM02 | Building | 1DM | BUILDING | 1DM03G | CHORUSMART DOM.RANG. | 1DM03G01F | BASIC CHORUSMART | 1DM03G01F164 | *
GW16003SBR | PLACA EGO SMART 3M BRONCE CLARO | 128 | 1 | 1 | 6 | NR | 8034035101212 | 85389099 | 1DM04 | Building | 1DM | BUILDING | 1DM06G | SYSTEMS | 1DM06G14F | SMART HOME CHORUS | 1DM06G14F185 | SM.HOME ACCESSORIES
GW16003SBS | PLACA EGO SMART 3M MARRÓN SOMBRA | 128 | 1 | 1 | 6 | NR | 8034035101229 | 85389099 | 1DM04 | Building | 1DM | BUILDING | 1DM06G | SYSTEMS | 1DM06G14F | SMART HOME CHORUS | 1DM06G14F185 | SM.HOME ACCESSORIES
GW16003SCP | PLACA EGO SMART 3M COBRE | 128 | 1 | 1 | 6 | NR | 8034035101274 | 85389099 | 1DM04 | Building | 1DM | BUILDING | 1DM06G | SYSTEMS | 1DM06G14F | SMART HOME CHORUS | 1DM06G14F185 | SM.HOME ACCESSORIES
GW16003SCS | PLACA EGO SMART 3M COBRE SUAVE | 128 | 1 | 1 | 6 | NR | 8034035101281 | 85389099 | 1DM04 | Building | 1DM | BUILDING | 1DM06G | SYSTEMS | 1DM06G14F | SMART HOME CHORUS | 1DM06G14F185 | SM.HOME ACCESSORIES
GW16003SCY | PLACA EGO SMART 3M ARCILLA | 128 | 1 | 1 | 6 | NR | 8034035099380 | 85389099 | 1DM04 | Building | 1DM | BUILDING | 1DM06G | SYSTEMS | 1DM06G14F | SMART HOME CHORUS | 1DM06G14F185 | SM.HOME ACCESSORIES
GW16003SDB | PLACA EGO SMART 3M NEGRO SATIN. | 128 | 1 | 1 | 6 | NR | 8034035101120 | 85389099 | 1DM04 | Building | 1DM | BUILDING | 1DM06G | SYSTEMS | 1DM06G14F | SMART HOME CHORUS | 1DM06G14F185 | SM.HOME ACCESSORIES
GW16003SDS | PLACA EGO SMART 3M ARENA OSCURA | 128 | 1 | 1 | 6 | NR | 8034035101236 | 85389099 | 1DM04 | Building | 1DM | BUILDING | 1DM06G | SYSTEMS | 1DM06G14F | SMART HOME CHORUS | 1DM06G14F185 | SM.HOME ACCESSORIES
GW16003SG | PLACA EGO 3M ORO | 12.9 | 1 | 1 | 12 | NR | 8034035100734 | 85389099 | 1DM02 | Building | 1DM | BUILDING | 1DM03G | CHORUSMART DOM.RANG. | 1DM03G01F | BASIC CHORUSMART | 1DM03G01F164 | *
GW16003SGR | PLACA EGO SMART 3M GRIS MAGNÉTICO | 128 | 1 | 1 | 6 | NR | 8034035101243 | 85389099 | 1DM04 | Building | 1DM | BUILDING | 1DM06G | SYSTEMS | 1DM06G14F | SMART HOME CHORUS | 1DM06G14F185 | SM.HOME ACCESSORIES
GW16003SNB | PLACA EGO SMART 3M BEIGE NATURAL | 128 | 1 | 1 | 6 | NR | 8034035101250 | 85389099 | 1DM04 | Building | 1DM | BUILDING | 1DM06G | SYSTEMS | 1DM06G14F | SMART HOME CHORUS | 1DM06G14F185 | SM.HOME ACCESSORIES
GW16003SPW | PLACA EGO SMART 3M BLANCO SAT. | 128 | 1 | 1 | 6 | NR | 8034035101205 | 85389099 | 1DM04 | Building | 1DM | BUILDING | 1DM06G | SYSTEMS | 1DM06G14F | SMART HOME CHORUS | 1DM06G14F185 | SM.HOME ACCESSORIES
GW16003SSG | PLACA EGO SMART 3M ORO | 128 | 1 | 1 | 6 | NR | 8034035101267 | 85389099 | 1DM04 | Building | 1DM | BUILDING | 1DM06G | SYSTEMS | 1DM06G14F | SMART HOME CHORUS | 1DM06G14F185 | SM.HOME ACCESSORIES
GW16003SST | PLACA EGO SMART 3M ACERO | 128 | 1 | 1 | 6 | NR | 8034035099373 | 85389099 | 1DM04 | Building | 1DM | BUILDING | 1DM06G | SYSTEMS | 1DM06G14F | SMART HOME CHORUS | 1DM06G14F185 | SM.HOME ACCESSORIES
GW16003ST | PLACA EGO 3M ACERO | 12.9 | 1 | 1 | 12 | NR | 8034035100536 | 85389099 | 1DM02 | Building | 1DM | BUILDING | 1DM03G | CHORUSMART DOM.RANG. | 1DM03G01F | BASIC CHORUSMART | 1DM03G01F164 | *
GW16004BR | PLACA EGO 4M BRONCE CLARO | 16.4 | 1 | 1 | 12 | NR | 8034035100598 | 85389099 | 1DM02 | Building | 1DM | BUILDING | 1DM03G | CHORUSMART DOM.RANG. | 1DM03G01F | BASIC CHORUSMART | 1DM03G01F164 | *
GW16004BS | PLACA EGO 4M MARRÓN SOMBRA | 16.4 | 1 | 1 | 12 | NR | 8034035100956 | 85389099 | 1DM02 | Building | 1DM | BUILDING | 1DM03G | CHORUSMART DOM.RANG. | 1DM03G01F | BASIC CHORUSMART | 1DM03G01F164 | *
GW16004CP | PLACA EGO 4M COBRE | 16.4 | 1 | 1 | 12 | NR | 8034035100840 | 85389099 | 1DM02 | Building | 1DM | BUILDING | 1DM03G | CHORUSMART DOM.RANG. | 1DM03G01F | BASIC CHORUSMART | 1DM03G01F164 | *
GW16004CS | PLACA EGO 4M COBRE SUAVE | 16.4 | 1 | 1 | 12 | NR | 8034035100796 | 85389099 | 1DM02 | Building | 1DM | BUILDING | 1DM03G | CHORUSMART DOM.RANG. | 1DM03G01F | BASIC CHORUSMART | 1DM03G01F164 | *
GW16004CY | PLACA EGO 4M ARCILLA | 11.75 | 1 | 1 | 12 | NR | 8034035098406 | 85389099 | 1DM02 | Building | 1DM | BUILDING | 1DM03G | CHORUSMART DOM.RANG. | 1DM03G01F | BASIC CHORUSMART | 1DM03G01F164 | *
GW16004DB | PLACA EGO 4M NEGRO SATIN. | 11.75 | 1 | 1 | 12 | NR | 8034035098369 | 85389099 | 1DM02 | Building | 1DM | BUILDING | 1DM03G | CHORUSMART DOM.RANG. | 1DM03G01F | BASIC CHORUSMART | 1DM03G01F164 | *
GW16004DS | PLACA EGO 4M ARENA OSCURA | 11.75 | 1 | 1 | 12 | NR | 8034035098321 | 85389099 | 1DM02 | Building | 1DM | BUILDING | 1DM03G | CHORUSMART DOM.RANG. | 1DM03G01F | BASIC CHORUSMART | 1DM03G01F164 | *
GW16004GR | PLACA EGO 4M GRIS MAGNÉTICO | 16.4 | 1 | 1 | 12 | NR | 8034035100611 | 85389099 | 1DM02 | Building | 1DM | BUILDING | 1DM03G | CHORUSMART DOM.RANG. | 1DM03G01F | BASIC CHORUSMART | 1DM03G01F164 | *
GW16004NB | PLACA EGO 4M BEIGE NATURAL | 11.75 | 1 | 1 | 12 | NR | 8034035098284 | 85389099 | 1DM02 | Building | 1DM | BUILDING | 1DM03G | CHORUSMART DOM.RANG. | 1DM03G01F | BASIC CHORUSMART | 1DM03G01F164 | *
GW16004PW | PLACA EGO 4M BLANCO SAT. | 11.65 | 1 | 1 | 12 | NR | 8034035098246 | 85389099 | 1DM02 | Building | 1DM | BUILDING | 1DM03G | CHORUSMART DOM.RANG. | 1DM03G01F | BASIC CHORUSMART | 1DM03G01F164 | *
GW16004SBR | PLACA EGO SMART 4M BRONCE CLARO | 155.5 | 1 | 1 | 6 | NR | 8034035101328 | 85389099 | 1DM04 | Building | 1DM | BUILDING | 1DM06G | SYSTEMS | 1DM06G14F | SMART HOME CHORUS | 1DM06G14F185 | SM.HOME ACCESSORIES
GW16004SBS | PLACA EGO SMART 4M MARRÓN SOMBRA | 155.5 | 1 | 1 | 6 | NR | 8034035101335 | 85389099 | 1DM04 | Building | 1DM | BUILDING | 1DM06G | SYSTEMS | 1DM06G14F | SMART HOME CHORUS | 1DM06G14F185 | SM.HOME ACCESSORIES
GW16004SCP | PLACA EGO SMART 4M COBRE | 155.5 | 1 | 1 | 6 | NR | 8034035101397 | 85389099 | 1DM04 | Building | 1DM | BUILDING | 1DM06G | SYSTEMS | 1DM06G14F | SMART HOME CHORUS | 1DM06G14F185 | SM.HOME ACCESSORIES
GW16004SCS | PLACA EGO SMART 4M COBRE SUAVE | 155.5 | 1 | 1 | 6 | NR | 8034035101403 | 85389099 | 1DM04 | Building | 1DM | BUILDING | 1DM06G | SYSTEMS | 1DM06G14F | SMART HOME CHORUS | 1DM06G14F185 | SM.HOME ACCESSORIES
GW16004SCY | PLACA EGO SMART 4M ARCILLA | 155.5 | 1 | 1 | 6 | NR | 8034035101304 | 85389099 | 1DM04 | Building | 1DM | BUILDING | 1DM06G | SYSTEMS | 1DM06G14F | SMART HOME CHORUS | 1DM06G14F185 | SM.HOME ACCESSORIES
GW16004SDB | PLACA EGO SMART 4M NEGRO SATIN. | 155.5 | 1 | 1 | 6 | NR | 8034035101373 | 85389099 | 1DM04 | Building | 1DM | BUILDING | 1DM06G | SYSTEMS | 1DM06G14F | SMART HOME CHORUS | 1DM06G14F185 | SM.HOME ACCESSORIES
GW16004SDS | PLACA EGO SMART 4M ARENA OSCURA | 155.5 | 1 | 1 | 6 | NR | 8034035101342 | 85389099 | 1DM04 | Building | 1DM | BUILDING | 1DM06G | SYSTEMS | 1DM06G14F | SMART HOME CHORUS | 1DM06G14F185 | SM.HOME ACCESSORIES
GW16004SG | PLACA EGO 4M ORO | 16.4 | 1 | 1 | 12 | NR | 8034035100741 | 85389099 | 1DM02 | Building | 1DM | BUILDING | 1DM03G | CHORUSMART DOM.RANG. | 1DM03G01F | BASIC CHORUSMART | 1DM03G01F164 | *
GW16004SGR | PLACA EGO SMART 4M GRIS MAGNÉTICO | 155.5 | 1 | 1 | 6 | NR | 8034035101359 | 85389099 | 1DM04 | Building | 1DM | BUILDING | 1DM06G | SYSTEMS | 1DM06G14F | SMART HOME CHORUS | 1DM06G14F185 | SM.HOME ACCESSORIES
GW16004SNB | PLACA EGO SMART 4M BEIGE NATURAL | 155.5 | 1 | 1 | 6 | NR | 8034035101366 | 85389099 | 1DM04 | Building | 1DM | BUILDING | 1DM06G | SYSTEMS | 1DM06G14F | SMART HOME CHORUS | 1DM06G14F185 | SM.HOME ACCESSORIES
GW16004SPW | PLACA EGO SMART 4M BLANCO SAT. | 155.5 | 1 | 1 | 6 | NR | 8034035101311 | 85389099 | 1DM04 | Building | 1DM | BUILDING | 1DM06G | SYSTEMS | 1DM06G14F | SMART HOME CHORUS | 1DM06G14F185 | SM.HOME ACCESSORIES
GW16004SSG | PLACA EGO SMART 4M ORO | 155.5 | 1 | 1 | 6 | NR | 8034035101380 | 85389099 | 1DM04 | Building | 1DM | BUILDING | 1DM06G | SYSTEMS | 1DM06G14F | SMART HOME CHORUS | 1DM06G14F185 | SM.HOME ACCESSORIES
GW16004SST | PLACA EGO SMART 4M ACERO | 155.5 | 1 | 1 | 6 | NR | 8034035101298 | 85389099 | 1DM04 | Building | 1DM | BUILDING | 1DM06G | SYSTEMS | 1DM06G14F | SMART HOME CHORUS | 1DM06G14F185 | SM.HOME ACCESSORIES
GW16004ST | PLACA EGO 4M ACERO | 16.4 | 1 | 1 | 12 | NR | 8034035100543 | 85389099 | 1DM02 | Building | 1DM | BUILDING | 1DM03G | CHORUSMART DOM.RANG. | 1DM03G01F | BASIC CHORUSMART | 1DM03G01F164 | *
GW16007BR | PLACA EGO 7M BRONCE CLARO | 22.15 | 1 | 1 | 6 | NR | 8034035100703 | 85389099 | 1DM02 | Building | 1DM | BUILDING | 1DM03G | CHORUSMART DOM.RANG. | 1DM03G01F | BASIC CHORUSMART | 1DM03G01F164 | *
GW16007BS | PLACA EGO 7M MARRÓN SOMBRA | 22.15 | 1 | 1 | 6 | NR | 8034035100963 | 85389099 | 1DM02 | Building | 1DM | BUILDING | 1DM03G | CHORUSMART DOM.RANG. | 1DM03G01F | BASIC CHORUSMART | 1DM03G01F164 | *
GW16007CP | PLACA EGO 7M COBRE | 22.15 | 1 | 1 | 6 | NR | 8034035100857 | 85389099 | 1DM02 | Building | 1DM | BUILDING | 1DM03G | CHORUSMART DOM.RANG. | 1DM03G01F | BASIC CHORUSMART | 1DM03G01F164 | *
GW16007CS | PLACA EGO 7M COBRE SUAVE | 22.15 | 1 | 1 | 6 | NR | 8034035100802 | 85389099 | 1DM02 | Building | 1DM | BUILDING | 1DM03G | CHORUSMART DOM.RANG. | 1DM03G01F | BASIC CHORUSMART | 1DM03G01F164 | *
GW16007CY | PLACA EGO 7M ARCILLA | 15.85 | 1 | 1 | 6 | NR | 8034035098413 | 85389099 | 1DM02 | Building | 1DM | BUILDING | 1DM03G | CHORUSMART DOM.RANG. | 1DM03G01F | BASIC CHORUSMART | 1DM03G01F164 | *
GW16007DB | PLACA EGO 7M NEGRO SATIN. | 15.85 | 1 | 1 | 6 | NR | 8034035098376 | 85389099 | 1DM02 | Building | 1DM | BUILDING | 1DM03G | CHORUSMART DOM.RANG. | 1DM03G01F | BASIC CHORUSMART | 1DM03G01F164 | *
GW16007DS | PLACA EGO 7M ARENA OSCURA | 15.85 | 1 | 1 | 6 | NR | 8034035098338 | 85389099 | 1DM02 | Building | 1DM | BUILDING | 1DM03G | CHORUSMART DOM.RANG. | 1DM03G01F | BASIC CHORUSMART | 1DM03G01F164 | *
GW16007GR | PLACA EGO 7M GRIS MAGNÉTICO | 22.15 | 1 | 1 | 6 | NR | 8034035100628 | 85389099 | 1DM02 | Building | 1DM | BUILDING | 1DM03G | CHORUSMART DOM.RANG. | 1DM03G01F | BASIC CHORUSMART | 1DM03G01F164 | *
GW16007NB | PLACA EGO 7M BEIGE NATURAL | 15.85 | 1 | 1 | 6 | NR | 8034035098291 | 85389099 | 1DM02 | Building | 1DM | BUILDING | 1DM03G | CHORUSMART DOM.RANG. | 1DM03G01F | BASIC CHORUSMART | 1DM03G01F164 | *
GW16007PW | PLACA EGO 7M BLANCO SAT. | 15.85 | 1 | 1 | 6 | NR | 8034035098253 | 85389099 | 1DM02 | Building | 1DM | BUILDING | 1DM03G | CHORUSMART DOM.RANG. | 1DM03G01F | BASIC CHORUSMART | 1DM03G01F164 | *
GW16007SG | PLACA EGO 7M ORO | 22.15 | 1 | 1 | 6 | NR | 8034035100758 | 85389099 | 1DM02 | Building | 1DM | BUILDING | 1DM03G | CHORUSMART DOM.RANG. | 1DM03G01F | BASIC CHORUSMART | 1DM03G01F164 | *
GW16007ST | PLACA EGO 7M ACERO | 22.15 | 1 | 1 | 6 | NR | 8034035100550 | 85389099 | 1DM02 | Building | 1DM | BUILDING | 1DM03G | CHORUSMART DOM.RANG. | 1DM03G01F | BASIC CHORUSMART | 1DM03G01F164 | *
GW16022BR | PLACA EGO INT. 2M BRONCE CLARO | 11 | 1 | 1 | 12 | NR | 8034035104763 | 85389099 | 1DM02 | Building | 1DM | BUILDING | 1DM03G | CHORUSMART DOM.RANG. | 1DM03G01F | BASIC CHORUSMART | 1DM03G01F168 | *
GW16022BS | PLACA EGO INT. 2M MARRÓN SOMBRA | 11 | 1 | 1 | 12 | NR | 8034035104770 | 85389099 | 1DM02 | Building | 1DM | BUILDING | 1DM03G | CHORUSMART DOM.RANG. | 1DM03G01F | BASIC CHORUSMART | 1DM03G01F168 | *
GW16022CP | PLACA EGO INT. 2M COBRE | 11 | 1 | 1 | 12 | NR | 8034035104831 | 85389099 | 1DM02 | Building | 1DM | BUILDING | 1DM03G | CHORUSMART DOM.RANG. | 1DM03G01F | BASIC CHORUSMART | 1DM03G01F168 | *
GW16022CS | PLACA EGO INT. 2M COBRE SUAVE | 11 | 1 | 1 | 12 | NR | 8034035104848 | 85389099 | 1DM02 | Building | 1DM | BUILDING | 1DM03G | CHORUSMART DOM.RANG. | 1DM03G01F | BASIC CHORUSMART | 1DM03G01F168 | *
GW16022CY | PLACA EGO INT. 2M ARCILLA | 8.65 | 1 | 1 | 12 | NR | 8034035104749 | 85389099 | 1DM02 | Building | 1DM | BUILDING | 1DM03G | CHORUSMART DOM.RANG. | 1DM03G01F | BASIC CHORUSMART | 1DM03G01F168 | *
GW16022DB | PLACA EGO INT. 2M NEGRO SATIN. | 8.65 | 1 | 1 | 12 | NR | 8034035104817 | 85389099 | 1DM02 | Building | 1DM | BUILDING | 1DM03G | CHORUSMART DOM.RANG. | 1DM03G01F | BASIC CHORUSMART | 1DM03G01F168 | *
GW16022DS | PLACA EGO INT. 2M ARENA OSCURA | 8.65 | 1 | 1 | 12 | NR | 8034035104787 | 85389099 | 1DM02 | Building | 1DM | BUILDING | 1DM03G | CHORUSMART DOM.RANG. | 1DM03G01F | BASIC CHORUSMART | 1DM03G01F168 | *
GW16022GR | PLACA EGO INT. 2M GRIS MAGNÉTICO | 11 | 1 | 1 | 12 | NR | 8034035104794 | 85389099 | 1DM02 | Building | 1DM | BUILDING | 1DM03G | CHORUSMART DOM.RANG. | 1DM03G01F | BASIC CHORUSMART | 1DM03G01F168 | *
GW16022NB | PLACA EGO INT. 2M BEIGE NATURAL | 8.65 | 1 | 1 | 12 | NR | 8034035104800 | 85389099 | 1DM02 | Building | 1DM | BUILDING | 1DM03G | CHORUSMART DOM.RANG. | 1DM03G01F | BASIC CHORUSMART | 1DM03G01F168 | *
GW16022PW | PLACA EGO INT. 2M BLANCO SAT. | 8.55 | 1 | 1 | 12 | NR | 8034035104756 | 85389099 | 1DM02 | Building | 1DM | BUILDING | 1DM03G | CHORUSMART DOM.RANG. | 1DM03G01F | BASIC CHORUSMART | 1DM03G01F168 | *
GW16022SBR | PLACA EGO SMART INT. 2M BRONCE CLARO | 116 | 1 | 1 | 6 | NR | 8034035104916 | 85389099 | 1DM04 | Building | 1DM | BUILDING | 1DM06G | SYSTEMS | 1DM06G14F | SMART HOME CHORUS | 1DM06G14F185 | SM.HOME ACCESSORIES
GW16022SBS | PLACA EGO SMART INT. 2M MARRÓN SOMBRA | 116 | 1 | 1 | 6 | NR | 8034035104961 | 85389099 | 1DM04 | Building | 1DM | BUILDING | 1DM06G | SYSTEMS | 1DM06G14F | SMART HOME CHORUS | 1DM06G14F185 | SM.HOME ACCESSORIES
GW16022SCP | PLACA EGO SMART INT. 2M COBRE | 116 | 1 | 1 | 6 | NR | 8034035104954 | 85389099 | 1DM04 | Building | 1DM | BUILDING | 1DM06G | SYSTEMS | 1DM06G14F | SMART HOME CHORUS | 1DM06G14F185 | SM.HOME ACCESSORIES
GW16022SCS | PLACA EGO SMART INT. 2M COBRE SUAVE | 116 | 1 | 1 | 6 | NR | 8034035104930 | 85389099 | 1DM04 | Building | 1DM | BUILDING | 1DM06G | SYSTEMS | 1DM06G14F | SMART HOME CHORUS | 1DM06G14F185 | SM.HOME ACCESSORIES
GW16022SCY | PLACA EGO SMART INT. 2M ARCILLA | 116 | 1 | 1 | 6 | NR | 8034035104862 | 85389099 | 1DM04 | Building | 1DM | BUILDING | 1DM06G | SYSTEMS | 1DM06G14F | SMART HOME CHORUS | 1DM06G14F185 | SM.HOME ACCESSORIES
GW16022SDB | PLACA EGO SMART INT. 2M NEGRO SATIN. | 116 | 1 | 1 | 6 | NR | 8034035104893 | 85389099 | 1DM04 | Building | 1DM | BUILDING | 1DM06G | SYSTEMS | 1DM06G14F | SMART HOME CHORUS | 1DM06G14F185 | SM.HOME ACCESSORIES
GW16022SDS | PLACA EGO SMART INT. 2M ARENA OSCURA | 116 | 1 | 1 | 6 | NR | 8034035104886 | 85389099 | 1DM04 | Building | 1DM | BUILDING | 1DM06G | SYSTEMS | 1DM06G14F | SMART HOME CHORUS | 1DM06G14F185 | SM.HOME ACCESSORIES
GW16022SG | PLACA EGO INT. 2M ORO | 11 | 1 | 1 | 12 | NR | 8034035104824 | 85389099 | 1DM02 | Building | 1DM | BUILDING | 1DM03G | CHORUSMART DOM.RANG. | 1DM03G01F | BASIC CHORUSMART | 1DM03G01F168 | *
GW16022SGR | PLACA EGO SMART INT. 2M GRIS MAGNÉTICO | 116 | 1 | 1 | 6 | NR | 8034035104909 | 85389099 | 1DM04 | Building | 1DM | BUILDING | 1DM06G | SYSTEMS | 1DM06G14F | SMART HOME CHORUS | 1DM06G14F185 | SM.HOME ACCESSORIES
GW16022SNB | PLACA EGO SMART INT. 2M BEIGE NATURAL | 116 | 1 | 1 | 6 | NR | 8034035104879 | 85389099 | 1DM04 | Building | 1DM | BUILDING | 1DM06G | SYSTEMS | 1DM06G14F | SMART HOME CHORUS | 1DM06G14F185 | SM.HOME ACCESSORIES
GW16022SPW | PLACA EGO SMART INT. 2M BLANCO SAT. | 116 | 1 | 1 | 6 | NR | 8034035104855 | 85389099 | 1DM04 | Building | 1DM | BUILDING | 1DM06G | SYSTEMS | 1DM06G14F | SMART HOME CHORUS | 1DM06G14F185 | SM.HOME ACCESSORIES
GW16022SSG | PLACA EGO SMART INT. 2M ORO | 116 | 1 | 1 | 6 | NR | 8034035104947 | 85389099 | 1DM04 | Building | 1DM | BUILDING | 1DM06G | SYSTEMS | 1DM06G14F | SMART HOME CHORUS | 1DM06G14F185 | SM.HOME ACCESSORIES
GW16022SST | PLACA EGO SMART INT. 2M ACERO | 116 | 1 | 1 | 6 | NR | 8034035104923 | 85389099 | 1DM04 | Building | 1DM | BUILDING | 1DM06G | SYSTEMS | 1DM06G14F | SMART HOME CHORUS | 1DM06G14F185 | SM.HOME ACCESSORIES
GW16022ST | PLACA EGO INT. 2M ACERO | 11 | 1 | 1 | 12 | NR | 8034035104732 | 85389099 | 1DM02 | Building | 1DM | BUILDING | 1DM03G | CHORUSMART DOM.RANG. | 1DM03G01F | BASIC CHORUSMART | 1DM03G01F168 | *
GW16023BR | PLACA EGO INT. 2+2M H. BRONCE CLARO | 19.55 | 1 | 1 | 12 | NR | 8034035104527 | 85389099 | 1DM02 | Building | 1DM | BUILDING | 1DM03G | CHORUSMART DOM.RANG. | 1DM03G01F | BASIC CHORUSMART | 1DM03G01F168 | *
GW16023BS | PLACA EGO INT. 2+2M H. MARRÓN SOMBRA | 19.55 | 1 | 1 | 12 | NR | 8034035104534 | 85389099 | 1DM02 | Building | 1DM | BUILDING | 1DM03G | CHORUSMART DOM.RANG. | 1DM03G01F | BASIC CHORUSMART | 1DM03G01F168 | *
GW16023CP | PLACA EGO INT. 2+2M H. COBRE | 19.55 | 1 | 1 | 12 | NR | 8034035104596 | 85389099 | 1DM02 | Building | 1DM | BUILDING | 1DM03G | CHORUSMART DOM.RANG. | 1DM03G01F | BASIC CHORUSMART | 1DM03G01F168 | *
GW16023CS | PLACA EGO INT. 2+2M H. COBRE SUAVE | 19.55 | 1 | 1 | 12 | NR | 8034035104602 | 85389099 | 1DM02 | Building | 1DM | BUILDING | 1DM03G | CHORUSMART DOM.RANG. | 1DM03G01F | BASIC CHORUSMART | 1DM03G01F168 | *
GW16023CY | PLACA EGO INT. 2+2M H. ARCILLA | 15.35 | 1 | 1 | 12 | NR | 8034035104503 | 85389099 | 1DM02 | Building | 1DM | BUILDING | 1DM03G | CHORUSMART DOM.RANG. | 1DM03G01F | BASIC CHORUSMART | 1DM03G01F168 | *
GW16023DB | PLACA EGO INT. 2+2M H. NEGRO SATIN. | 15.35 | 1 | 1 | 12 | NR | 8034035104572 | 85389099 | 1DM02 | Building | 1DM | BUILDING | 1DM03G | CHORUSMART DOM.RANG. | 1DM03G01F | BASIC CHORUSMART | 1DM03G01F168 | *
GW16023DS | PLACA EGO INT. 2+2M H. ARENA OSCURA | 15.35 | 1 | 1 | 12 | NR | 8034035104541 | 85389099 | 1DM02 | Building | 1DM | BUILDING | 1DM03G | CHORUSMART DOM.RANG. | 1DM03G01F | BASIC CHORUSMART | 1DM03G01F168 | *
GW16023GR | PLACA EGO INT. 2+2M H. GRIS MAGNÉTICO | 19.55 | 1 | 1 | 12 | NR | 8034035104558 | 85389099 | 1DM02 | Building | 1DM | BUILDING | 1DM03G | CHORUSMART DOM.RANG. | 1DM03G01F | BASIC CHORUSMART | 1DM03G01F168 | *
GW16023NB | PLACA EGO INT. 2+2M H. BEIGE NATURAL | 15.35 | 1 | 1 | 12 | NR | 8034035104565 | 85389099 | 1DM02 | Building | 1DM | BUILDING | 1DM03G | CHORUSMART DOM.RANG. | 1DM03G01F | BASIC CHORUSMART | 1DM03G01F168 | *
GW16023PW | PLACA EGO INT. 2+2M H. BLANCO SAT. | 15.35 | 1 | 1 | 12 | NR | 8034035104510 | 85389099 | 1DM02 | Building | 1DM | BUILDING | 1DM03G | CHORUSMART DOM.RANG. | 1DM03G01F | BASIC CHORUSMART | 1DM03G01F168 | *
GW16023SG | PLACA EGO INT. 2+2M H. ORO | 19.55 | 1 | 1 | 12 | NR | 8034035104589 | 85389099 | 1DM02 | Building | 1DM | BUILDING | 1DM03G | CHORUSMART DOM.RANG. | 1DM03G01F | BASIC CHORUSMART | 1DM03G01F168 | *
GW16023ST | PLACA EGO INT. 2+2M H. ACERO | 19.55 | 1 | 1 | 12 | NR | 8034035104497 | 85389099 | 1DM02 | Building | 1DM | BUILDING | 1DM03G | CHORUSMART DOM.RANG. | 1DM03G01F | BASIC CHORUSMART | 1DM03G01F168 | *
GW16024BR | PLACA EGO INT. 2+2M V. BRONCE CLARO | 19.55 | 1 | 1 | 12 | NR | 8034035104640 | 85389099 | 1DM02 | Building | 1DM | BUILDING | 1DM03G | CHORUSMART DOM.RANG. | 1DM03G01F | BASIC CHORUSMART | 1DM03G01F168 | *
GW16024BS | PLACA EGO INT. 2+2M V. MARRÓN SOMBRA | 19.55 | 1 | 1 | 12 | NR | 8034035104657 | 85389099 | 1DM02 | Building | 1DM | BUILDING | 1DM03G | CHORUSMART DOM.RANG. | 1DM03G01F | BASIC CHORUSMART | 1DM03G01F168 | *
GW16024CP | PLACA EGO INT. 2+2M V. COBRE | 19.55 | 1 | 1 | 12 | NR | 8034035104718 | 85389099 | 1DM02 | Building | 1DM | BUILDING | 1DM03G | CHORUSMART DOM.RANG. | 1DM03G01F | BASIC CHORUSMART | 1DM03G01F168 | *
GW16024CS | PLACA EGO INT. 2+2M V. COBRE SUAVE | 19.55 | 1 | 1 | 12 | NR | 8034035104725 | 85389099 | 1DM02 | Building | 1DM | BUILDING | 1DM03G | CHORUSMART DOM.RANG. | 1DM03G01F | BASIC CHORUSMART | 1DM03G01F168 | *
GW16024CY | PLACA EGO INT. 2+2M V. ARCILLA | 15.35 | 1 | 1 | 12 | NR | 8034035104626 | 85389099 | 1DM02 | Building | 1DM | BUILDING | 1DM03G | CHORUSMART DOM.RANG. | 1DM03G01F | BASIC CHORUSMART | 1DM03G01F168 | *
GW16024DB | PLACA EGO INT. 2+2M V. NEGRO SATIN. | 15.35 | 1 | 1 | 12 | NR | 8034035104695 | 85389099 | 1DM02 | Building | 1DM | BUILDING | 1DM03G | CHORUSMART DOM.RANG. | 1DM03G01F | BASIC CHORUSMART | 1DM03G01F168 | *
GW16024DS | PLACA EGO INT. 2+2M V. ARENA OSCURA | 15.35 | 1 | 1 | 12 | NR | 8034035104664 | 85389099 | 1DM02 | Building | 1DM | BUILDING | 1DM03G | CHORUSMART DOM.RANG. | 1DM03G01F | BASIC CHORUSMART | 1DM03G01F168 | *
GW16024GR | PLACA EGO INT. 2+2M V. GRIS MAGNÉTICO | 19.55 | 1 | 1 | 12 | NR | 8034035104671 | 85389099 | 1DM02 | Building | 1DM | BUILDING | 1DM03G | CHORUSMART DOM.RANG. | 1DM03G01F | BASIC CHORUSMART | 1DM03G01F168 | *
GW16024NB | PLACA EGO INT. 2+2M V. BEIGE NATURAL | 15.35 | 1 | 1 | 12 | NR | 8034035104688 | 85389099 | 1DM02 | Building | 1DM | BUILDING | 1DM03G | CHORUSMART DOM.RANG. | 1DM03G01F | BASIC CHORUSMART | 1DM03G01F168 | *
GW16024PW | PLACA EGO INT. 2+2M V. BLANCO SAT. | 15.35 | 1 | 1 | 12 | NR | 8034035104633 | 85389099 | 1DM02 | Building | 1DM | BUILDING | 1DM03G | CHORUSMART DOM.RANG. | 1DM03G01F | BASIC CHORUSMART | 1DM03G01F168 | *
GW16024SG | PLACA EGO INT. 2+2M V. ORO | 19.55 | 1 | 1 | 12 | NR | 8034035104701 | 85389099 | 1DM02 | Building | 1DM | BUILDING | 1DM03G | CHORUSMART DOM.RANG. | 1DM03G01F | BASIC CHORUSMART | 1DM03G01F168 | *
GW16024ST | PLACA EGO INT. 2+2M V. ACERO | 19.55 | 1 | 1 | 12 | NR | 8034035104619 | 85389099 | 1DM02 | Building | 1DM | BUILDING | 1DM03G | CHORUSMART DOM.RANG. | 1DM03G01F | BASIC CHORUSMART | 1DM03G01F168 | *
GW16026BR | PLACA EGO INT. 2+2+2M H. BRONCE CLARO | 29.75 | 1 | 1 | 6 | NR | 8034035104404 | 85389099 | 1DM02 | Building | 1DM | BUILDING | 1DM03G | CHORUSMART DOM.RANG. | 1DM03G01F | BASIC CHORUSMART | 1DM03G01F168 | *
GW16026BS | PLACA EGO INT. 2+2+2M H. MARRÓN SOMBRA | 29.75 | 1 | 1 | 6 | NR | 8034035104411 | 85389099 | 1DM02 | Building | 1DM | BUILDING | 1DM03G | CHORUSMART DOM.RANG. | 1DM03G01F | BASIC CHORUSMART | 1DM03G01F168 | *
GW16026CP | PLACA EGO INT. 2+2+2M H. COBRE | 29.75 | 1 | 1 | 6 | NR | 8034035104473 | 85389099 | 1DM02 | Building | 1DM | BUILDING | 1DM03G | CHORUSMART DOM.RANG. | 1DM03G01F | BASIC CHORUSMART | 1DM03G01F168 | *
GW16026CS | PLACA EGO INT. 2+2+2M H. COBRE SUAVE | 29.75 | 1 | 1 | 6 | NR | 8034035104480 | 85389099 | 1DM02 | Building | 1DM | BUILDING | 1DM03G | CHORUSMART DOM.RANG. | 1DM03G01F | BASIC CHORUSMART | 1DM03G01F168 | *
GW16026CY | PLACA EGO INT. 2+2+2M H. ARCILLA | 23.3 | 1 | 1 | 6 | NR | 8034035103988 | 85389099 | 1DM02 | Building | 1DM | BUILDING | 1DM03G | CHORUSMART DOM.RANG. | 1DM03G01F | BASIC CHORUSMART | 1DM03G01F168 | *
GW16026DB | PLACA EGO INT. 2+2+2M H. NEGRO SATIN. | 23.3 | 1 | 1 | 6 | NR | 8034035104459 | 85389099 | 1DM02 | Building | 1DM | BUILDING | 1DM03G | CHORUSMART DOM.RANG. | 1DM03G01F | BASIC CHORUSMART | 1DM03G01F168 | *
GW16026DS | PLACA EGO INT. 2+2+2M H. ARENA OSCURA | 23.3 | 1 | 1 | 6 | NR | 8034035104428 | 85389099 | 1DM02 | Building | 1DM | BUILDING | 1DM03G | CHORUSMART DOM.RANG. | 1DM03G01F | BASIC CHORUSMART | 1DM03G01F168 | *
GW16026GR | PLACA EGO INT. 2+2+2M H. GRIS MAGNÉTICO | 29.75 | 1 | 1 | 6 | NR | 8034035104435 | 85389099 | 1DM02 | Building | 1DM | BUILDING | 1DM03G | CHORUSMART DOM.RANG. | 1DM03G01F | BASIC CHORUSMART | 1DM03G01F168 | *
GW16026NB | PLACA EGO INT. 2+2+2M H. BEIGE NATURAL | 23.3 | 1 | 1 | 6 | NR | 8034035104442 | 85389099 | 1DM02 | Building | 1DM | BUILDING | 1DM03G | CHORUSMART DOM.RANG. | 1DM03G01F | BASIC CHORUSMART | 1DM03G01F168 | *
GW16026PW | PLACA EGO INT. 2+2+2M H. BLANCO SAT. | 23.3 | 1 | 1 | 6 | NR | 8034035103995 | 85389099 | 1DM02 | Building | 1DM | BUILDING | 1DM03G | CHORUSMART DOM.RANG. | 1DM03G01F | BASIC CHORUSMART | 1DM03G01F168 | *
GW16026SG | PLACA EGO INT. 2+2+2M H. ORO | 29.75 | 1 | 1 | 6 | NR | 8034035104466 | 85389099 | 1DM02 | Building | 1DM | BUILDING | 1DM03G | CHORUSMART DOM.RANG. | 1DM03G01F | BASIC CHORUSMART | 1DM03G01F168 | *
GW16026ST | PLACA EGO INT. 2+2+2M H. ACERO | 29.75 | 1 | 1 | 6 | NR | 8034035103971 | 85389099 | 1DM02 | Building | 1DM | BUILDING | 1DM03G | CHORUSMART DOM.RANG. | 1DM03G01F | BASIC CHORUSMART | 1DM03G01F168 | *
GW16101AB | PLACA ONE 1M BLANCO ANTIBACTERIANO | 4.45 | 1 | 1 | 12 | NR | 8034035081644 | 85389099 | 1DM02 | Building | 1DM | BUILDING | 1DM03G | CHORUSMART DOM.RANG. | 1DM03G01F | BASIC CHORUSMART | 1DM03G01F157 | CR ONE ITAL. PLATES
GW16101TB | PLACA ONE 1M BLANCO | 2.45 | 1 | 96 | 96 | NR | 8011564806719 | 85389099 | 1DM02 | Building | 1DM | BUILDING | 1DM03G | CHORUSMART DOM.RANG. | 1DM03G01F | BASIC CHORUSMART | 1DM03G01F157 | CR ONE ITAL. PLATES
GW16101TC | PLACA ONE 1M CÁÑAMO | 2.8 | 1 | 12 | 12 | NR | 8011564806740 | 85389099 | 1DM02 | Building | 1DM | BUILDING | 1DM03G | CHORUSMART DOM.RANG. | 1DM03G01F | BASIC CHORUSMART | 1DM03G01F157 | CR ONE ITAL. PLATES
GW16101TI | PLACA ONE 1M MARFIL | 2.8 | 1 | 12 | 12 | NR | 8011564806733 | 85389099 | 1DM02 | Building | 1DM | BUILDING | 1DM03G | CHORUSMART DOM.RANG. | 1DM03G01F | BASIC CHORUSMART | 1DM03G01F157 | CR ONE ITAL. PLATES
GW16101TN | PLACA ONE 1M NEGRO TONER | 2.8 | 1 | 12 | 12 | NR | 8011564806726 | 85389099 | 1DM02 | Building | 1DM | BUILDING | 1DM03G | CHORUSMART DOM.RANG. | 1DM03G01F | BASIC CHORUSMART | 1DM03G01F157 | CR ONE ITAL. PLATES
GW16101VD | PLACA ONE 1M ROJO TOSCANO | 9.6 | 1 | 1 | 12 | NR | 8034035095924 | 85389099 | 1DM02 | Building | 1DM | BUILDING | 1DM03G | CHORUSMART DOM.RANG. | 1DM03G01F | BASIC CHORUSMART | 1DM03G01F157 | CR ONE ITAL. PLATES
GW16101VL | PLACA ONE 1M BEIGE NATURAL SATINADO | 4.35 | 1 | 1 | 12 | NR | 8034035081651 | 85389099 | 1DM02 | Building | 1DM | BUILDING | 1DM03G | CHORUSMART DOM.RANG. | 1DM03G01F | BASIC CHORUSMART | 1DM03G01F157 | CR ONE ITAL. PLATES
GW16101VN | PLACA ONE 1M NEGRO SATINADO | 4.1 | 1 | 12 | 12 | NR | 8034035051401 | 85389099 | 1DM02 | Building | 1DM | BUILDING | 1DM03G | CHORUSMART DOM.RANG. | 1DM03G01F | BASIC CHORUSMART | 1DM03G01F157 | CR ONE ITAL. PLATES
GW16101VO | PLACA ONE 1M ORO | 9.6 | 1 | 1 | 12 | NR | 8034035096389 | 85389099 | 1DM02 | Building | 1DM | BUILDING | 1DM03G | CHORUSMART DOM.RANG. | 1DM03G01F | BASIC CHORUSMART | 1DM03G01F157 | CR ONE ITAL. PLATES
GW16101VT | PLACA ONE 1M TITANIO | 5.55 | 1 | 12 | 12 | NR | 8011564806757 | 85389099 | 1DM02 | Building | 1DM | BUILDING | 1DM03G | CHORUSMART DOM.RANG. | 1DM03G01F | BASIC CHORUSMART | 1DM03G01F157 | CR ONE ITAL. PLATES
GW16101VW | PLACA ONE 1M BLANCO SATINADO | 4.35 | 1 | 1 | 96 | NR | 8034035081682 | 85389099 | 1DM02 | Building | 1DM | BUILDING | 1DM03G | CHORUSMART DOM.RANG. | 1DM03G01F | BASIC CHORUSMART | 1DM03G01F157 | CR ONE ITAL. PLATES
GW16101VX | PLACA ONE 1M COBRE SUAVE | 9.6 | 1 | 1 | 12 | NR | 8034035096372 | 85389099 | 1DM02 | Building | 1DM | BUILDING | 1DM03G | CHORUSMART DOM.RANG. | 1DM03G01F | BASIC CHORUSMART | 1DM03G01F157 | CR ONE ITAL. PLATES
GW16101VZ | PLACA ONE 1M VERDE AZULADO | 9.6 | 1 | 1 | 12 | NR | 8034035095917 | 85389099 | 1DM02 | Building | 1DM | BUILDING | 1DM03G | CHORUSMART DOM.RANG. | 1DM03G01F | BASIC CHORUSMART | 1DM03G01F157 | CR ONE ITAL. PLATES
GW16102AB | PLACA ONE 2M BLANCO ANTIBACTERIANO | 4.45 | 1 | 1 | 12 | NR | 8034035081699 | 85389099 | 1DM02 | Building | 1DM | BUILDING | 1DM03G | CHORUSMART DOM.RANG. | 1DM03G01F | BASIC CHORUSMART | 1DM03G01F157 | CR ONE ITAL. PLATES
GW16102TB | PLACA ONE 2M BLANCO | 2.45 | 1 | 96 | 96 | NR | 8011564271111 | 85389099 | 1DM02 | Building | 1DM | BUILDING | 1DM03G | CHORUSMART DOM.RANG. | 1DM03G01F | BASIC CHORUSMART | 1DM03G01F157 | CR ONE ITAL. PLATES
GW16102TC | PLACA ONE 2M CÁÑAMO | 2.8 | 1 | 12 | 12 | NR | 8011564766914 | 85389099 | 1DM02 | Building | 1DM | BUILDING | 1DM03G | CHORUSMART DOM.RANG. | 1DM03G01F | BASIC CHORUSMART | 1DM03G01F157 | CR ONE ITAL. PLATES
GW16102TI | PLACA ONE 2M MARFIL | 2.8 | 1 | 12 | 12 | NR | 8011564766877 | 85389099 | 1DM02 | Building | 1DM | BUILDING | 1DM03G | CHORUSMART DOM.RANG. | 1DM03G01F | BASIC CHORUSMART | 1DM03G01F157 | CR ONE ITAL. PLATES
GW16102TN | PLACA ONE 2M NEGRO TONER | 2.8 | 1 | 12 | 12 | NR | 8011564271173 | 85389099 | 1DM02 | Building | 1DM | BUILDING | 1DM03G | CHORUSMART DOM.RANG. | 1DM03G01F | BASIC CHORUSMART | 1DM03G01F157 | CR ONE ITAL. PLATES
GW16102VD | PLACA ONE 2M ROJO TOSCANO | 9.6 | 1 | 1 | 12 | NR | 8034035095931 | 85389099 | 1DM02 | Building | 1DM | BUILDING | 1DM03G | CHORUSMART DOM.RANG. | 1DM03G01F | BASIC CHORUSMART | 1DM03G01F157 | CR ONE ITAL. PLATES
GW16102VL | PLACA ONE 2M BEIGE NATURAL SATINADO | 4.35 | 1 | 1 | 12 | NR | 8034035081705 | 85389099 | 1DM02 | Building | 1DM | BUILDING | 1DM03G | CHORUSMART DOM.RANG. | 1DM03G01F | BASIC CHORUSMART | 1DM03G01F157 | CR ONE ITAL. PLATES
GW16102VN | PLACA ONE 2M NEGRO SATINADO | 4.1 | 1 | 12 | 12 | NR | 8034035051418 | 85389099 | 1DM02 | Building | 1DM | BUILDING | 1DM03G | CHORUSMART DOM.RANG. | 1DM03G01F | BASIC CHORUSMART | 1DM03G01F157 | CR ONE ITAL. PLATES
GW16102VO | PLACA ONE 2M ORO | 9.6 | 1 | 1 | 12 | NR | 8034035096402 | 85389099 | 1DM02 | Building | 1DM | BUILDING | 1DM03G | CHORUSMART DOM.RANG. | 1DM03G01F | BASIC CHORUSMART | 1DM03G01F157 | CR ONE ITAL. PLATES
GW16102VT | PLACA ONE 2MS TITANIO | 10.7 | 1 | 12 | 12 | NR | 8011564271234 | 85389099 | 1DM02 | Building | 1DM | BUILDING | 1DM03G | CHORUSMART DOM.RANG. | 1DM03G01F | BASIC CHORUSMART | 1DM03G01F157 | CR ONE ITAL. PLATES
GW16102VW | PLACA ONE 2M BLANCO SATINADO | 4.35 | 1 | 1 | 96 | NR | 8034035081712 | 85389099 | 1DM02 | Building | 1DM | BUILDING | 1DM03G | CHORUSMART DOM.RANG. | 1DM03G01F | BASIC CHORUSMART | 1DM03G01F157 | CR ONE ITAL. PLATES
GW16102VX | PLACA ONE 2M COBRE SUAVE | 9.6 | 1 | 1 | 12 | NR | 8034035096396 | 85389099 | 1DM02 | Building | 1DM | BUILDING | 1DM03G | CHORUSMART DOM.RANG. | 1DM03G01F | BASIC CHORUSMART | 1DM03G01F157 | CR ONE ITAL. PLATES
GW16102VZ | PLACA ONE 2M VERDE AZULADO | 9.6 | 1 | 1 | 12 | NR | 8011564271531 | 85389099 | 1DM02 | Building | 1DM | BUILDING | 1DM03G | CHORUSMART DOM.RANG. | 1DM03G01F | BASIC CHORUSMART | 1DM03G01F157 | CR ONE ITAL. PLATES
GW16103AB | PLACA ONE 3M BLANCO ANTIBACTERIANO | 4.45 | 1 | 1 | 12 | NR | 8034035081729 | 85389099 | 1DM02 | Building | 1DM | BUILDING | 1DM03G | CHORUSMART DOM.RANG. | 1DM03G01F | BASIC CHORUSMART | 1DM03G01F157 | CR ONE ITAL. PLATES
GW16103TB | PLACA ONE 3M BLANCO | 2.6 | 1 | 96 | 96 | NR | 8011564271128 | 85389099 | 1DM02 | Building | 1DM | BUILDING | 1DM03G | CHORUSMART DOM.RANG. | 1DM03G01F | BASIC CHORUSMART | 1DM03G01F157 | CR ONE ITAL. PLATES
GW16103TC | PLACA ONE 3M CÁÑAMO | 2.8 | 1 | 24 | 24 | NR | 8011564766921 | 85389099 | 1DM02 | Building | 1DM | BUILDING | 1DM03G | CHORUSMART DOM.RANG. | 1DM03G01F | BASIC CHORUSMART | 1DM03G01F157 | CR ONE ITAL. PLATES
GW16103TI | PLACA ONE 3M MARFIL | 2.8 | 1 | 24 | 24 | NR | 8011564766884 | 85389099 | 1DM02 | Building | 1DM | BUILDING | 1DM03G | CHORUSMART DOM.RANG. | 1DM03G01F | BASIC CHORUSMART | 1DM03G01F157 | CR ONE ITAL. PLATES
GW16103TN | PLACA ONE 3M NEGRO TONER | 2.8 | 1 | 24 | 24 | NR | 8011564271180 | 85389099 | 1DM02 | Building | 1DM | BUILDING | 1DM03G | CHORUSMART DOM.RANG. | 1DM03G01F | BASIC CHORUSMART | 1DM03G01F157 | CR ONE ITAL. PLATES
GW16103VD | PLACA ONE 3M ROJO TOSCANO | 9.6 | 1 | 1 | 24 | NR | 8034035095948 | 85389099 | 1DM02 | Building | 1DM | BUILDING | 1DM03G | CHORUSMART DOM.RANG. | 1DM03G01F | BASIC CHORUSMART | 1DM03G01F157 | CR ONE ITAL. PLATES
GW16103VL | PLACA ONE 3M BEIGE NATURAL SATINADO | 5.15 | 1 | 1 | 24 | NR | 8034035081057 | 85389099 | 1DM02 | Building | 1DM | BUILDING | 1DM03G | CHORUSMART DOM.RANG. | 1DM03G01F | BASIC CHORUSMART | 1DM03G01F157 | CR ONE ITAL. PLATES
GW16103VN | PLACA ONE 3M NEGRO SATINADO | 4 | 1 | 24 | 24 | NR | 8011564841451 | 85389099 | 1DM02 | Building | 1DM | BUILDING | 1DM03G | CHORUSMART DOM.RANG. | 1DM03G01F | BASIC CHORUSMART | 1DM03G01F157 | CR ONE ITAL. PLATES
GW16103VO | PLACA ONE 3M ORO | 9.6 | 1 | 1 | 12 | NR | 8034035096426 | 85389099 | 1DM02 | Building | 1DM | BUILDING | 1DM03G | CHORUSMART DOM.RANG. | 1DM03G01F | BASIC CHORUSMART | 1DM03G01F157 | CR ONE ITAL. PLATES
GW16103VT | PLACA ONE 3M TITANIO | 10.7 | 1 | 24 | 24 | NR | 8011564271241 | 85389099 | 1DM02 | Building | 1DM | BUILDING | 1DM03G | CHORUSMART DOM.RANG. | 1DM03G01F | BASIC CHORUSMART | 1DM03G01F157 | CR ONE ITAL. PLATES
GW16103VW | PLACA ONE 3M BLANCO SATINADO | 5.15 | 1 | 1 | 96 | NR | 8034035081736 | 85389099 | 1DM02 | Building | 1DM | BUILDING | 1DM03G | CHORUSMART DOM.RANG. | 1DM03G01F | BASIC CHORUSMART | 1DM03G01F157 | CR ONE ITAL. PLATES
GW16103VX | PLACA ONE 3M COBRE SUAVE | 9.6 | 1 | 1 | 12 | NR | 8034035096419 | 85389099 | 1DM02 | Building | 1DM | BUILDING | 1DM03G | CHORUSMART DOM.RANG. | 1DM03G01F | BASIC CHORUSMART | 1DM03G01F157 | CR ONE ITAL. PLATES
GW16103VZ | PLACA ONE 3M VERDE AZULADO | 9.6 | 1 | 1 | 24 | NR | 8011564271548 | 85389099 | 1DM02 | Building | 1DM | BUILDING | 1DM03G | CHORUSMART DOM.RANG. | 1DM03G01F | BASIC CHORUSMART | 1DM03G01F157 | CR ONE ITAL. PLATES
GW16104AB | PLACA ONE 4M BLANCO ANTIBACTERIANO | 7.3 | 1 | 1 | 12 | NR | 8034035081743 | 85389099 | 1DM02 | Building | 1DM | BUILDING | 1DM03G | CHORUSMART DOM.RANG. | 1DM03G01F | BASIC CHORUSMART | 1DM03G01F157 | CR ONE ITAL. PLATES
GW16104TB | PLACA ONE 4M BLANCO | 3.4 | 1 | 12 | 12 | NR | 8011564271135 | 85389099 | 1DM02 | Building | 1DM | BUILDING | 1DM03G | CHORUSMART DOM.RANG. | 1DM03G01F | BASIC CHORUSMART | 1DM03G01F157 | CR ONE ITAL. PLATES
GW16104TC | PLACA ONE 4M CÁÑAMO | 3.5 | 1 | 12 | 12 | NR | 8011564766938 | 85389099 | 1DM02 | Building | 1DM | BUILDING | 1DM03G | CHORUSMART DOM.RANG. | 1DM03G01F | BASIC CHORUSMART | 1DM03G01F157 | CR ONE ITAL. PLATES
GW16104TI | PLACA ONE 4M MARFIL | 3.5 | 1 | 12 | 12 | NR | 8011564766891 | 85389099 | 1DM02 | Building | 1DM | BUILDING | 1DM03G | CHORUSMART DOM.RANG. | 1DM03G01F | BASIC CHORUSMART | 1DM03G01F157 | CR ONE ITAL. PLATES
GW16104TN | PLACA ONE 4M NEGRO TONER | 3.5 | 1 | 12 | 12 | NR | 8011564271197 | 85389099 | 1DM02 | Building | 1DM | BUILDING | 1DM03G | CHORUSMART DOM.RANG. | 1DM03G01F | BASIC CHORUSMART | 1DM03G01F157 | CR ONE ITAL. PLATES
GW16104VD | PLACA ONE 4M ROJO TOSCANO | 12.15 | 1 | 1 | 12 | NR | 8034035095955 | 85389099 | 1DM02 | Building | 1DM | BUILDING | 1DM03G | CHORUSMART DOM.RANG. | 1DM03G01F | BASIC CHORUSMART | 1DM03G01F157 | CR ONE ITAL. PLATES
GW16104VL | PLACA ONE 4M BEIGE NATURAL SATINADO | 6.8 | 1 | 1 | 12 | NR | 8034035081750 | 85389099 | 1DM02 | Building | 1DM | BUILDING | 1DM03G | CHORUSMART DOM.RANG. | 1DM03G01F | BASIC CHORUSMART | 1DM03G01F157 | CR ONE ITAL. PLATES
GW16104VN | PLACA ONE 4M NEGRO SATINADO | 5.25 | 1 | 12 | 12 | NR | 8011564841468 | 85389099 | 1DM02 | Building | 1DM | BUILDING | 1DM03G | CHORUSMART DOM.RANG. | 1DM03G01F | BASIC CHORUSMART | 1DM03G01F157 | CR ONE ITAL. PLATES
GW16104VO | PLACA ONE 4M ORO | 12.15 | 1 | 1 | 12 | NR | 8034035096440 | 85389099 | 1DM02 | Building | 1DM | BUILDING | 1DM03G | CHORUSMART DOM.RANG. | 1DM03G01F | BASIC CHORUSMART | 1DM03G01F157 | CR ONE ITAL. PLATES
GW16104VT | PLACA ONE 4M TITANIO | 13.9 | 1 | 12 | 12 | NR | 8011564271258 | 85389099 | 1DM02 | Building | 1DM | BUILDING | 1DM03G | CHORUSMART DOM.RANG. | 1DM03G01F | BASIC CHORUSMART | 1DM03G01F157 | CR ONE ITAL. PLATES
GW16104VW | PLACA ONE 4M BLANCO SATINADO | 6.8 | 1 | 1 | 12 | NR | 8034035081767 | 85389099 | 1DM02 | Building | 1DM | BUILDING | 1DM03G | CHORUSMART DOM.RANG. | 1DM03G01F | BASIC CHORUSMART | 1DM03G01F157 | CR ONE ITAL. PLATES
GW16104VX | PLACA ONE 4M COBRE SUAVE | 12.15 | 1 | 1 | 12 | NR | 8034035096433 | 85389099 | 1DM02 | Building | 1DM | BUILDING | 1DM03G | CHORUSMART DOM.RANG. | 1DM03G01F | BASIC CHORUSMART | 1DM03G01F157 | CR ONE ITAL. PLATES
GW16104VZ | PLACA ONE 4M VERDE AZULADO | 12.15 | 1 | 1 | 12 | NR | 8011564271555 | 85389099 | 1DM02 | Building | 1DM | BUILDING | 1DM03G | CHORUSMART DOM.RANG. | 1DM03G01F | BASIC CHORUSMART | 1DM03G01F157 | CR ONE ITAL. PLATES
GW16106AB | PLACA ONE 6M BLANCO ANTIBACTERIANO | 10.2 | 1 | 1 | 6 | NR | 8034035081774 | 85389099 | 1DM02 | Building | 1DM | BUILDING | 1DM03G | CHORUSMART DOM.RANG. | 1DM03G01F | BASIC CHORUSMART | 1DM03G01F157 | CR ONE ITAL. PLATES
GW16106TB | PLACA ONE 6M BLANCO | 5.25 | 1 | 12 | 12 | NR | 8011564271142 | 85389099 | 1DM02 | Building | 1DM | BUILDING | 1DM03G | CHORUSMART DOM.RANG. | 1DM03G01F | BASIC CHORUSMART | 1DM03G01F157 | CR ONE ITAL. PLATES
GW16106TC | PLACA ONE 6M CÁÑAMO | 5.25 | 1 | 6 | 6 | NR | 8011564766945 | 85389099 | 1DM02 | Building | 1DM | BUILDING | 1DM03G | CHORUSMART DOM.RANG. | 1DM03G01F | BASIC CHORUSMART | 1DM03G01F157 | CR ONE ITAL. PLATES
GW16106TI | PLACA ONE 6M MARFIL | 5.25 | 1 | 6 | 6 | NR | 8011564766907 | 85389099 | 1DM02 | Building | 1DM | BUILDING | 1DM03G | CHORUSMART DOM.RANG. | 1DM03G01F | BASIC CHORUSMART | 1DM03G01F157 | CR ONE ITAL. PLATES
GW16106TN | PLACA ONE 6M NEGRO TONER | 5.25 | 1 | 6 | 6 | NR | 8011564271203 | 85389099 | 1DM02 | Building | 1DM | BUILDING | 1DM03G | CHORUSMART DOM.RANG. | 1DM03G01F | BASIC CHORUSMART | 1DM03G01F157 | CR ONE ITAL. PLATES
GW16106VD | PLACA ONE 6M ROJO TOSCANO | 17.5 | 1 | 1 | 6 | NR | 8034035095962 | 85389099 | 1DM02 | Building | 1DM | BUILDING | 1DM03G | CHORUSMART DOM.RANG. | 1DM03G01F | BASIC CHORUSMART | 1DM03G01F157 | CR ONE ITAL. PLATES
GW16106VL | PLACA ONE 6M BEIGE NATURAL SATINADO | 10.3 | 1 | 1 | 6 | NR | 8034035081781 | 85389099 | 1DM02 | Building | 1DM | BUILDING | 1DM03G | CHORUSMART DOM.RANG. | 1DM03G01F | BASIC CHORUSMART | 1DM03G01F157 | CR ONE ITAL. PLATES
GW16106VN | PLACA ONE 6M NEGRO SATINADO | 7.85 | 1 | 6 | 6 | NR | 8011564841475 | 85389099 | 1DM02 | Building | 1DM | BUILDING | 1DM03G | CHORUSMART DOM.RANG. | 1DM03G01F | BASIC CHORUSMART | 1DM03G01F157 | CR ONE ITAL. PLATES
GW16106VO | PLACA ONE 6M ORO | 17.5 | 1 | 1 | 6 | NR | 8034035096464 | 85389099 | 1DM02 | Building | 1DM | BUILDING | 1DM03G | CHORUSMART DOM.RANG. | 1DM03G01F | BASIC CHORUSMART | 1DM03G01F157 | CR ONE ITAL. PLATES
GW16106VT | PLACA ONE 6M TITANIO | 20.3 | 1 | 6 | 6 | NR | 8011564271265 | 85389099 | 1DM02 | Building | 1DM | BUILDING | 1DM03G | CHORUSMART DOM.RANG. | 1DM03G01F | BASIC CHORUSMART | 1DM03G01F157 | CR ONE ITAL. PLATES
GW16106VW | PLACA ONE 6M BLANCO SATINADO | 10.3 | 1 | 1 | 12 | NR | 8034035081798 | 85389099 | 1DM02 | Building | 1DM | BUILDING | 1DM03G | CHORUSMART DOM.RANG. | 1DM03G01F | BASIC CHORUSMART | 1DM03G01F157 | CR ONE ITAL. PLATES
GW16106VX | PLACA ONE 6M COBRE SUAVE | 17.5 | 1 | 1 | 6 | NR | 8034035096457 | 85389099 | 1DM02 | Building | 1DM | BUILDING | 1DM03G | CHORUSMART DOM.RANG. | 1DM03G01F | BASIC CHORUSMART | 1DM03G01F157 | CR ONE ITAL. PLATES
GW16106VZ | PLACA ONE 6M VERDE AZULADO | 17.5 | 1 | 1 | 6 | NR | 8011564271562 | 85389099 | 1DM02 | Building | 1DM | BUILDING | 1DM03G | CHORUSMART DOM.RANG. | 1DM03G01F | BASIC CHORUSMART | 1DM03G01F157 | CR ONE ITAL. PLATES
GW16108TB | PLACA ONE 4+4M BLANCO | 7.2 | 1 | 6 | 6 | NR | 8011564271159 | 85389099 | 1DM02 | Building | 1DM | BUILDING | 1DM03G | CHORUSMART DOM.RANG. | 1DM03G01F | BASIC CHORUSMART | 1DM03G01F157 | CR ONE ITAL. PLATES
GW16108VL | PLACA ONE 4+4M BEIGE NATURAL SATINADO | 13.7 | 1 | 1 | 6 | NR | 8034035081811 | 85389099 | 1DM02 | Building | 1DM | BUILDING | 1DM03G | CHORUSMART DOM.RANG. | 1DM03G01F | BASIC CHORUSMART | 1DM03G01F157 | CR ONE ITAL. PLATES
GW16108VN | PLACA ONE 4+4M NEGRO SATINADO | 10 | 1 | 1 | 6 | NR | 8034035083518 | 85389099 | 1DM02 | Building | 1DM | BUILDING | 1DM03G | CHORUSMART DOM.RANG. | 1DM03G01F | BASIC CHORUSMART | 1DM03G01F157 | CR ONE ITAL. PLATES
GW16108VT | PLACA ONE 8M TITANIO | 27.7 | 1 | 6 | 6 | NR | 8011564271272 | 85389099 | 1DM02 | Building | 1DM | BUILDING | 1DM03G | CHORUSMART DOM.RANG. | 1DM03G01F | BASIC CHORUSMART | 1DM03G01F157 | CR ONE ITAL. PLATES
GW16108VW | PLACA ONE 4+4M BLANCO SATINADO | 13.7 | 1 | 1 | 6 | NR | 8034035081828 | 85389099 | 1DM02 | Building | 1DM | BUILDING | 1DM03G | CHORUSMART DOM.RANG. | 1DM03G01F | BASIC CHORUSMART | 1DM03G01F157 | CR ONE ITAL. PLATES
GW16112TB | PLACA ONE 6+6M BLANCO | 10 | 1 | 6 | 6 | NR | 8011564271166 | 85389099 | 1DM02 | Building | 1DM | BUILDING | 1DM03G | CHORUSMART DOM.RANG. | 1DM03G01F | BASIC CHORUSMART | 1DM03G01F157 | CR ONE ITAL. PLATES
GW16112VL | PLACA ONE 6+6M BEIGE NATURAL SATINADO | 13.7 | 1 | 1 | 6 | NR | 8034035081842 | 85389099 | 1DM02 | Building | 1DM | BUILDING | 1DM03G | CHORUSMART DOM.RANG. | 1DM03G01F | BASIC CHORUSMART | 1DM03G01F157 | CR ONE ITAL. PLATES
GW16112VN | PLACA ONE 6+6M NEGRO SATINADO | 13.5 | 1 | 1 | 6 | NR | 8034035083525 | 85389099 | 1DM02 | Building | 1DM | BUILDING | 1DM03G | CHORUSMART DOM.RANG. | 1DM03G01F | BASIC CHORUSMART | 1DM03G01F157 | CR ONE ITAL. PLATES
GW16112VT | PLACA ONE 12M TITANIO | 38.85 | 1 | 6 | 6 | NR | 8011564271289 | 85389099 | 1DM02 | Building | 1DM | BUILDING | 1DM03G | CHORUSMART DOM.RANG. | 1DM03G01F | BASIC CHORUSMART | 1DM03G01F157 | CR ONE ITAL. PLATES
GW16112VW | PLACA ONE 6+6M BLANCO SATINADO | 13.7 | 1 | 1 | 6 | NR | 8034035081859 | 85389099 | 1DM02 | Building | 1DM | BUILDING | 1DM03G | CHORUSMART DOM.RANG. | 1DM03G01F | BASIC CHORUSMART | 1DM03G01F157 | CR ONE ITAL. PLATES
GW16122AB | PLACA ONE INT.2M BLANCO ANTIBACTERIANO | 4 | 1 | 1 | 12 | NR | 8034035069925 | 85389099 | 1DM02 | Building | 1DM | BUILDING | 1DM03G | CHORUSMART DOM.RANG. | 1DM03G01F | BASIC CHORUSMART | 1DM03G01F159 | CR ONE INT. PLATES
GW16122TB | PLACA ONE INT. 2M BLANCO | 1.95 | 1 | 12 | 12 | NR | 8011564271852 | 85389099 | 1DM02 | Building | 1DM | BUILDING | 1DM03G | CHORUSMART DOM.RANG. | 1DM03G01F | BASIC CHORUSMART | 1DM03G01F159 | CR ONE INT. PLATES
GW16122TC | PLACA ONE INT.2M CÁÑAMO | 2.6 | 1 | 12 | 12 | NR | 8011564767034 | 85389099 | 1DM02 | Building | 1DM | BUILDING | 1DM03G | CHORUSMART DOM.RANG. | 1DM03G01F | BASIC CHORUSMART | 1DM03G01F159 | CR ONE INT. PLATES
GW16122TI | PLACA ONE INT.2M MARFIL | 2.6 | 1 | 12 | 12 | NR | 8011564766952 | 85389099 | 1DM02 | Building | 1DM | BUILDING | 1DM03G | CHORUSMART DOM.RANG. | 1DM03G01F | BASIC CHORUSMART | 1DM03G01F159 | CR ONE INT. PLATES
GW16122TN | PLACA ONE INT.2M NEGRO TONER | 2.6 | 1 | 12 | 12 | NR | 8011564271913 | 85389099 | 1DM02 | Building | 1DM | BUILDING | 1DM03G | CHORUSMART DOM.RANG. | 1DM03G01F | BASIC CHORUSMART | 1DM03G01F159 | CR ONE INT. PLATES
GW16122VD | PLACA ONE INT. 2M ROJO TOSCANO | 8.05 | 1 | 1 | 12 | NR | 8034035101465 | 85389099 | 1DM02 | Building | 1DM | BUILDING | 1DM03G | CHORUSMART DOM.RANG. | 1DM03G01F | BASIC CHORUSMART | 1DM03G01F159 | CR ONE INT. PLATES
GW16122VL | PLACA ONE INT. 2M BEIGE NAT. | 3.3 | 1 | 1 | 12 | NR | 8034035101472 | 85389099 | 1DM02 | Building | 1DM | BUILDING | 1DM03G | CHORUSMART DOM.RANG. | 1DM03G01F | BASIC CHORUSMART | 1DM03G01F159 | CR ONE INT. PLATES
GW16122VN | PLACA ONE INT.2M NEGRO SATINADO | 3.3 | 1 | 12 | 12 | NR | 8034035051067 | 85389099 | 1DM02 | Building | 1DM | BUILDING | 1DM03G | CHORUSMART DOM.RANG. | 1DM03G01F | BASIC CHORUSMART | 1DM03G01F159 | CR ONE INT. PLATES
GW16122VO | PLACA ONE INT. 2M ORO | 8.05 | 1 | 1 | 12 | NR | 8034035101489 | 85389099 | 1DM02 | Building | 1DM | BUILDING | 1DM03G | CHORUSMART DOM.RANG. | 1DM03G01F | BASIC CHORUSMART | 1DM03G01F159 | CR ONE INT. PLATES
GW16122VT | PLACA ONE INT. 2M TITANIO | 5.55 | 1 | 12 | 12 | NR | 8011564271975 | 85389099 | 1DM02 | Building | 1DM | BUILDING | 1DM03G | CHORUSMART DOM.RANG. | 1DM03G01F | BASIC CHORUSMART | 1DM03G01F159 | CR ONE INT. PLATES
GW16122VW | PLACA ONE INT. 2M BLANCO SAT. | 3.3 | 1 | 1 | 12 | NR | 8034035101496 | 85389099 | 1DM02 | Building | 1DM | BUILDING | 1DM03G | CHORUSMART DOM.RANG. | 1DM03G01F | BASIC CHORUSMART | 1DM03G01F159 | CR ONE INT. PLATES
GW16122VX | PLACA ONE INT. 2M COBRE SUAVE | 8.05 | 1 | 1 | 12 | NR | 8034035101700 | 85389099 | 1DM02 | Building | 1DM | BUILDING | 1DM03G | CHORUSMART DOM.RANG. | 1DM03G01F | BASIC CHORUSMART | 1DM03G01F159 | CR ONE INT. PLATES
GW16122VZ | PLACA ONE INT. 2M VERDE AZULADO | 8.05 | 1 | 1 | 12 | NR | 8011564272330 | 85389099 | 1DM02 | Building | 1DM | BUILDING | 1DM03G | CHORUSMART DOM.RANG. | 1DM03G01F | BASIC CHORUSMART | 1DM03G01F159 | CR ONE INT. PLATES
GW16123AB | PLACA ONE INT.2+2M H.BLANCO ANTIBACT. | 8.75 | 1 | 1 | 12 | NR | 8034035069932 | 85389099 | 1DM02 | Building | 1DM | BUILDING | 1DM03G | CHORUSMART DOM.RANG. | 1DM03G01F | BASIC CHORUSMART | 1DM03G01F159 | CR ONE INT. PLATES
GW16123TB | PLACA ONE INT. 2+2M H. BLANCO | 3.5 | 1 | 12 | 12 | NR | 8011564271869 | 85389099 | 1DM02 | Building | 1DM | BUILDING | 1DM03G | CHORUSMART DOM.RANG. | 1DM03G01F | BASIC CHORUSMART | 1DM03G01F159 | CR ONE INT. PLATES
GW16123TC | PLACA ONE INT. 2+2M HO. CÁÑAMO | 4.55 | 1 | 12 | 12 | NR | 8011564767041 | 85389099 | 1DM02 | Building | 1DM | BUILDING | 1DM03G | CHORUSMART DOM.RANG. | 1DM03G01F | BASIC CHORUSMART | 1DM03G01F159 | CR ONE INT. PLATES
GW16123TI | PLACA ONE INT. 2+2M HO. MARFIL | 4.55 | 1 | 12 | 12 | NR | 8011564766969 | 85389099 | 1DM02 | Building | 1DM | BUILDING | 1DM03G | CHORUSMART DOM.RANG. | 1DM03G01F | BASIC CHORUSMART | 1DM03G01F159 | CR ONE INT. PLATES
GW16123TN | PLACA ONE INT. 2+2M HO. NEGRO TONER | 4.55 | 1 | 12 | 12 | NR | 8011564271920 | 85389099 | 1DM02 | Building | 1DM | BUILDING | 1DM03G | CHORUSMART DOM.RANG. | 1DM03G01F | BASIC CHORUSMART | 1DM03G01F159 | CR ONE INT. PLATES
GW16123VD | PLACA ONE INT. 2+2M H. ROJO TOSCANO | 14.4 | 1 | 1 | 12 | NR | 8034035101717 | 85389099 | 1DM02 | Building | 1DM | BUILDING | 1DM03G | CHORUSMART DOM.RANG. | 1DM03G01F | BASIC CHORUSMART | 1DM03G01F159 | CR ONE INT. PLATES
GW16123VL | PLACA ONE INT. 2+2M H. BEIGE NAT. | 5.55 | 1 | 1 | 12 | NR | 8034035101724 | 85389099 | 1DM02 | Building | 1DM | BUILDING | 1DM03G | CHORUSMART DOM.RANG. | 1DM03G01F | BASIC CHORUSMART | 1DM03G01F159 | CR ONE INT. PLATES
GW16123VN | PLACA ONE INT. 2+2M HO. NEGRO SATINADO | 5.55 | 1 | 12 | 12 | NR | 8034035051074 | 85389099 | 1DM02 | Building | 1DM | BUILDING | 1DM03G | CHORUSMART DOM.RANG. | 1DM03G01F | BASIC CHORUSMART | 1DM03G01F159 | CR ONE INT. PLATES
GW16123VO | PLACA ONE INT. 2+2M H. ORO | 14.4 | 1 | 1 | 12 | NR | 8034035101748 | 85389099 | 1DM02 | Building | 1DM | BUILDING | 1DM03G | CHORUSMART DOM.RANG. | 1DM03G01F | BASIC CHORUSMART | 1DM03G01F159 | CR ONE INT. PLATES
GW16123VT | PLACA ONE INT. 2+2M HO. TITANIO | 9.15 | 1 | 12 | 12 | NR | 8011564271982 | 85389099 | 1DM02 | Building | 1DM | BUILDING | 1DM03G | CHORUSMART DOM.RANG. | 1DM03G01F | BASIC CHORUSMART | 1DM03G01F159 | CR ONE INT. PLATES
GW16123VW | PLACA ONE INT. 2+2M H. BLANCO SAT. | 5.55 | 1 | 1 | 12 | NR | 8034035101731 | 85389099 | 1DM02 | Building | 1DM | BUILDING | 1DM03G | CHORUSMART DOM.RANG. | 1DM03G01F | BASIC CHORUSMART | 1DM03G01F159 | CR ONE INT. PLATES
GW16123VX | PLACA ONE INT. 2+2M H. COBRE SUAVE | 14.4 | 1 | 1 | 12 | NR | 8034035101755 | 85389099 | 1DM02 | Building | 1DM | BUILDING | 1DM03G | CHORUSMART DOM.RANG. | 1DM03G01F | BASIC CHORUSMART | 1DM03G01F159 | CR ONE INT. PLATES
GW16123VZ | PLACA ONE INT. 2+2M H. VERDE AZULADO | 14.4 | 1 | 1 | 12 | NR | 8011564272347 | 85389099 | 1DM02 | Building | 1DM | BUILDING | 1DM03G | CHORUSMART DOM.RANG. | 1DM03G01F | BASIC CHORUSMART | 1DM03G01F159 | CR ONE INT. PLATES
GW16124AB | PLACA ONE INT.2+2M V.BLANCO ANTIBACT. | 8.75 | 1 | 1 | 12 | NR | 8034035069949 | 85389099 | 1DM02 | Building | 1DM | BUILDING | 1DM03G | CHORUSMART DOM.RANG. | 1DM03G01F | BASIC CHORUSMART | 1DM03G01F159 | CR ONE INT. PLATES
GW16124TB | PLACA ONE INT. 2+2M V. BLANCO | 3.5 | 1 | 12 | 12 | NR | 8011564271876 | 85389099 | 1DM02 | Building | 1DM | BUILDING | 1DM03G | CHORUSMART DOM.RANG. | 1DM03G01F | BASIC CHORUSMART | 1DM03G01F159 | CR ONE INT. PLATES
GW16124TC | PLACA ONE INT. 2+2M V.71 CÁÑAMO | 4.55 | 1 | 12 | 12 | NR | 8011564767058 | 85389099 | 1DM02 | Building | 1DM | BUILDING | 1DM03G | CHORUSMART DOM.RANG. | 1DM03G01F | BASIC CHORUSMART | 1DM03G01F159 | CR ONE INT. PLATES
GW16124TI | PLACA ONE INT. 2+2M V.71 MARFIL | 4.55 | 1 | 12 | 12 | NR | 8011564766976 | 85389099 | 1DM02 | Building | 1DM | BUILDING | 1DM03G | CHORUSMART DOM.RANG. | 1DM03G01F | BASIC CHORUSMART | 1DM03G01F159 | CR ONE INT. PLATES
GW16124TN | PLACA ONE INT. 2+2M V.71 NEGRO TONER | 4.55 | 1 | 12 | 12 | NR | 8011564271937 | 85389099 | 1DM02 | Building | 1DM | BUILDING | 1DM03G | CHORUSMART DOM.RANG. | 1DM03G01F | BASIC CHORUSMART | 1DM03G01F159 | CR ONE INT. PLATES
GW16124VD | PLACA ONE INT. 2+2M V. ROJO TOSCANO | 14.5 | 1 | 1 | 12 | NR | 8034035101762 | 85389099 | 1DM02 | Building | 1DM | BUILDING | 1DM03G | CHORUSMART DOM.RANG. | 1DM03G01F | BASIC CHORUSMART | 1DM03G01F159 | CR ONE INT. PLATES
GW16124VL | PLACA ONE INT. 2+2M V. BEIGE NAT. | 8.15 | 1 | 1 | 12 | NR | 8034035101779 | 85389099 | 1DM02 | Building | 1DM | BUILDING | 1DM03G | CHORUSMART DOM.RANG. | 1DM03G01F | BASIC CHORUSMART | 1DM03G01F159 | CR ONE INT. PLATES
GW16124VN | PLACA ONE INT. 2+2M V.71 NEGRO SATINADO | 6.2 | 1 | 12 | 12 | NR | 8034035051081 | 85389099 | 1DM02 | Building | 1DM | BUILDING | 1DM03G | CHORUSMART DOM.RANG. | 1DM03G01F | BASIC CHORUSMART | 1DM03G01F159 | CR ONE INT. PLATES
GW16124VO | PLACA ONE INT. 2+2M V. ORO | 14.5 | 1 | 1 | 12 | NR | 8034035101786 | 85389099 | 1DM02 | Building | 1DM | BUILDING | 1DM03G | CHORUSMART DOM.RANG. | 1DM03G01F | BASIC CHORUSMART | 1DM03G01F159 | CR ONE INT. PLATES
GW16124VT | PLACA ONE INT. 2+2M V.71 TITANIO | 13.5 | 1 | 12 | 12 | NR | 8011564271999 | 85389099 | 1DM02 | Building | 1DM | BUILDING | 1DM03G | CHORUSMART DOM.RANG. | 1DM03G01F | BASIC CHORUSMART | 1DM03G01F159 | CR ONE INT. PLATES
GW16124VW | PLACA ONE INT. 2+2M V. BLANCO SAT. | 8.15 | 1 | 1 | 12 | NR | 8034035101793 | 85389099 | 1DM02 | Building | 1DM | BUILDING | 1DM03G | CHORUSMART DOM.RANG. | 1DM03G01F | BASIC CHORUSMART | 1DM03G01F159 | CR ONE INT. PLATES
GW16124VX | PLACA ONE INT. 2+2M V. COBRE SUAVE | 14.5 | 1 | 1 | 12 | NR | 8034035101809 | 85389099 | 1DM02 | Building | 1DM | BUILDING | 1DM03G | CHORUSMART DOM.RANG. | 1DM03G01F | BASIC CHORUSMART | 1DM03G01F159 | CR ONE INT. PLATES
GW16124VZ | PLACA ONE INT. 2+2M V. VERDE AZULADO | 14.5 | 1 | 1 | 12 | NR | 8011564272354 | 85389099 | 1DM02 | Building | 1DM | BUILDING | 1DM03G | CHORUSMART DOM.RANG. | 1DM03G01F | BASIC CHORUSMART | 1DM03G01F159 | CR ONE INT. PLATES
GW16126AB | PLACA ONE INT.2+2+2M H.BLANCO ANTIBACT. | 12.9 | 1 | 1 | 6 | NR | 8034035069956 | 85389099 | 1DM02 | Building | 1DM | BUILDING | 1DM03G | CHORUSMART DOM.RANG. | 1DM03G01F | BASIC CHORUSMART | 1DM03G01F159 | CR ONE INT. PLATES
GW16126TB | PLACA ONE INT. 2+2+2M H. BLANCO | 5.65 | 1 | 6 | 6 | NR | 8011564271890 | 85389099 | 1DM02 | Building | 1DM | BUILDING | 1DM03G | CHORUSMART DOM.RANG. | 1DM03G01F | BASIC CHORUSMART | 1DM03G01F159 | CR ONE INT. PLATES
GW16126TC | PLACA ONE INT. 2+2 +2M HO. CÁÑAMO | 7.2 | 1 | 6 | 6 | NR | 8011564767072 | 85389099 | 1DM02 | Building | 1DM | BUILDING | 1DM03G | CHORUSMART DOM.RANG. | 1DM03G01F | BASIC CHORUSMART | 1DM03G01F159 | CR ONE INT. PLATES
GW16126TI | PLACA ONE INT. 2+2 +2M HO. MARFIL | 7.2 | 1 | 6 | 6 | NR | 8011564766990 | 85389099 | 1DM02 | Building | 1DM | BUILDING | 1DM03G | CHORUSMART DOM.RANG. | 1DM03G01F | BASIC CHORUSMART | 1DM03G01F159 | CR ONE INT. PLATES
GW16126TN | PLACA ONE INT. 2+2 +2M HO. NEGRO TONER | 7.2 | 1 | 6 | 6 | NR | 8011564271951 | 85389099 | 1DM02 | Building | 1DM | BUILDING | 1DM03G | CHORUSMART DOM.RANG. | 1DM03G01F | BASIC CHORUSMART | 1DM03G01F159 | CR ONE INT. PLATES
GW16126VD | PLACA ONE INT. 2+2+2M H. ROJO TOSCANO | 21.85 | 1 | 1 | 6 | NR | 8034035101861 | 85389099 | 1DM02 | Building | 1DM | BUILDING | 1DM03G | CHORUSMART DOM.RANG. | 1DM03G01F | BASIC CHORUSMART | 1DM03G01F159 | CR ONE INT. PLATES
GW16126VL | PLACA ONE INT. 2+2+2M H. BEIGE NAT. | 8.05 | 1 | 1 | 6 | NR | 8034035101878 | 85389099 | 1DM02 | Building | 1DM | BUILDING | 1DM03G | CHORUSMART DOM.RANG. | 1DM03G01F | BASIC CHORUSMART | 1DM03G01F159 | CR ONE INT. PLATES
GW16126VN | PLACA ONE INT. 2+2+2M H. NEGRO SATINADO | 8.05 | 1 | 6 | 6 | NR | 8034035051098 | 85389099 | 1DM02 | Building | 1DM | BUILDING | 1DM03G | CHORUSMART DOM.RANG. | 1DM03G01F | BASIC CHORUSMART | 1DM03G01F159 | CR ONE INT. PLATES
GW16126VO | PLACA ONE INT. 2+2+2M H. ORO | 21.85 | 1 | 1 | 6 | NR | 8034035101892 | 85389099 | 1DM02 | Building | 1DM | BUILDING | 1DM03G | CHORUSMART DOM.RANG. | 1DM03G01F | BASIC CHORUSMART | 1DM03G01F159 | CR ONE INT. PLATES
GW16126VT | PLACA ONE INT. 2+2 +2M HO. TITANIO | 20.7 | 1 | 6 | 6 | NR | 8011564272019 | 85389099 | 1DM02 | Building | 1DM | BUILDING | 1DM03G | CHORUSMART DOM.RANG. | 1DM03G01F | BASIC CHORUSMART | 1DM03G01F159 | CR ONE INT. PLATES
GW16126VW | PLACA ONE INT. 2+2+2M H. BLANCO SAT. | 8.05 | 1 | 1 | 6 | NR | 8034035101885 | 85389099 | 1DM02 | Building | 1DM | BUILDING | 1DM03G | CHORUSMART DOM.RANG. | 1DM03G01F | BASIC CHORUSMART | 1DM03G01F159 | CR ONE INT. PLATES
GW16126VX | PLACA ONE INT. 2+2+2M H. COBRE SUAVE | 21.85 | 1 | 1 | 6 | NR | 8034035101908 | 85389099 | 1DM02 | Building | 1DM | BUILDING | 1DM03G | CHORUSMART DOM.RANG. | 1DM03G01F | BASIC CHORUSMART | 1DM03G01F159 | CR ONE INT. PLATES
GW16126VZ | PLACA ONE INT. 2+2+2M H. VERDE AZULADO | 21.85 | 1 | 1 | 6 | NR | 8011564272378 | 85389099 | 1DM02 | Building | 1DM | BUILDING | 1DM03G | CHORUSMART DOM.RANG. | 1DM03G01F | BASIC CHORUSMART | 1DM03G01F159 | CR ONE INT. PLATES
GW16127AB | PLACA ONE INT.2+2+2M V.BLANCO ANTIBACT. | 12.9 | 1 | 1 | 6 | NR | 8034035070242 | 85389099 | 1DM02 | Building | 1DM | BUILDING | 1DM03G | CHORUSMART DOM.RANG. | 1DM03G01F | BASIC CHORUSMART | 1DM03G01F159 | CR ONE INT. PLATES
GW16127TB | PLACA ONE INT. 2+2+2M V. BLANCO | 5.65 | 1 | 6 | 6 | NR | 8011564271906 | 85389099 | 1DM02 | Building | 1DM | BUILDING | 1DM03G | CHORUSMART DOM.RANG. | 1DM03G01F | BASIC CHORUSMART | 1DM03G01F159 | CR ONE INT. PLATES
GW16127TC | PLACA ONE INT. 2+2 +2M V. CÁÑAMO | 7.2 | 1 | 6 | 6 | NR | 8011564767089 | 85389099 | 1DM02 | Building | 1DM | BUILDING | 1DM03G | CHORUSMART DOM.RANG. | 1DM03G01F | BASIC CHORUSMART | 1DM03G01F159 | CR ONE INT. PLATES
GW16127TI | PLACA ONE INT. 2+2 +2M V. MARFIL | 7.2 | 1 | 6 | 6 | NR | 8011564767003 | 85389099 | 1DM02 | Building | 1DM | BUILDING | 1DM03G | CHORUSMART DOM.RANG. | 1DM03G01F | BASIC CHORUSMART | 1DM03G01F159 | CR ONE INT. PLATES
GW16127TN | PLACA ONE INT. 2+2 +2M V. NEGRO TONER | 7.2 | 1 | 6 | 6 | NR | 8011564271968 | 85389099 | 1DM02 | Building | 1DM | BUILDING | 1DM03G | CHORUSMART DOM.RANG. | 1DM03G01F | BASIC CHORUSMART | 1DM03G01F159 | CR ONE INT. PLATES
GW16127VD | PLACA ONE INT. 2+2+2M V. ROJO TOSCANO | 21.95 | 1 | 1 | 6 | NR | 8034035101816 | 85389099 | 1DM02 | Building | 1DM | BUILDING | 1DM03G | CHORUSMART DOM.RANG. | 1DM03G01F | BASIC CHORUSMART | 1DM03G01F159 | CR ONE INT. PLATES
GW16127VL | PLACA ONE INT. 2+2+2M V. BEIGE NAT. | 12.05 | 1 | 1 | 6 | NR | 8034035101823 | 85389099 | 1DM02 | Building | 1DM | BUILDING | 1DM03G | CHORUSMART DOM.RANG. | 1DM03G01F | BASIC CHORUSMART | 1DM03G01F159 | CR ONE INT. PLATES
GW16127VN | PLACA ONE INT. 2+2+2M V. NEGRO SATINADO | 8.75 | 1 | 6 | 6 | NR | 8034035051807 | 85389099 | 1DM02 | Building | 1DM | BUILDING | 1DM03G | CHORUSMART DOM.RANG. | 1DM03G01F | BASIC CHORUSMART | 1DM03G01F159 | CR ONE INT. PLATES
GW16127VO | PLACA ONE INT. 2+2+2M V. ORO | 21.95 | 1 | 1 | 6 | NR | 8034035101847 | 85389099 | 1DM02 | Building | 1DM | BUILDING | 1DM03G | CHORUSMART DOM.RANG. | 1DM03G01F | BASIC CHORUSMART | 1DM03G01F159 | CR ONE INT. PLATES
GW16127VT | PLACA ONE INT. 2+2+2M V. TITANIO | 20.7 | 1 | 6 | 6 | NR | 8011564272026 | 85389099 | 1DM02 | Building | 1DM | BUILDING | 1DM03G | CHORUSMART DOM.RANG. | 1DM03G01F | BASIC CHORUSMART | 1DM03G01F159 | CR ONE INT. PLATES
GW16127VW | PLACA ONE INT. 2+2+2M V. BLANCO SAT. | 12.05 | 1 | 1 | 6 | NR | 8034035101830 | 85389099 | 1DM02 | Building | 1DM | BUILDING | 1DM03G | CHORUSMART DOM.RANG. | 1DM03G01F | BASIC CHORUSMART | 1DM03G01F159 | CR ONE INT. PLATES
GW16127VX | PLACA ONE INT. 2+2+2M V. COBRE SUAVE | 21.95 | 1 | 1 | 6 | NR | 8034035101854 | 85389099 | 1DM02 | Building | 1DM | BUILDING | 1DM03G | CHORUSMART DOM.RANG. | 1DM03G01F | BASIC CHORUSMART | 1DM03G01F159 | CR ONE INT. PLATES
GW16127VZ | PLACA ONE INT. 2+2+2M V. VERDE AZULADO | 21.95 | 1 | 1 | 6 | NR | 8011564272385 | 85389099 | 1DM02 | Building | 1DM | BUILDING | 1DM03G | CHORUSMART DOM.RANG. | 1DM03G01F | BASIC CHORUSMART | 1DM03G01F159 | CR ONE INT. PLATES
GW16128TB | PLACA ONE INT. 2+2+2+2M H. BLANCO | 8.55 | 1 | 12 | 12 | NR | 8011564293793 | 85389099 | 1DM02 | Building | 1DM | BUILDING | 1DM03G | CHORUSMART DOM.RANG. | 1DM03G01F | BASIC CHORUSMART | 1DM03G01F159 | CR ONE INT. PLATES
GW16128TC | PLACA ONE INT.2 +2 +2+2M.H.CÁÑAMO | 9.35 | 1 | 6 | 6 | NR | 8011564767096 | 85389099 | 1DM02 | Building | 1DM | BUILDING | 1DM03G | CHORUSMART DOM.RANG. | 1DM03G01F | BASIC CHORUSMART | 1DM03G01F159 | CR ONE INT. PLATES
GW16128TI | PLACA ONE INT.2 +2 +2+2M.H.MARFIL | 9.35 | 1 | 12 | 12 | NR | 8011564767010 | 85389099 | 1DM02 | Building | 1DM | BUILDING | 1DM03G | CHORUSMART DOM.RANG. | 1DM03G01F | BASIC CHORUSMART | 1DM03G01F159 | CR ONE INT. PLATES
GW16128TN | PLACA ONE INT.2 +2 +2+2M.H.NEGRO TONER | 9.35 | 1 | 12 | 12 | NR | 8011564293809 | 85389099 | 1DM02 | Building | 1DM | BUILDING | 1DM03G | CHORUSMART DOM.RANG. | 1DM03G01F | BASIC CHORUSMART | 1DM03G01F159 | CR ONE INT. PLATES
GW16128VD | PLACA ONE INT. 2+2+2+2M H. ROJO TOSCANO | 28 | 1 | 1 | 12 | NR | 8034035101977 | 85389099 | 1DM02 | Building | 1DM | BUILDING | 1DM03G | CHORUSMART DOM.RANG. | 1DM03G01F | BASIC CHORUSMART | 1DM03G01F159 | CR ONE INT. PLATES
GW16128VL | PLACA ONE INT. 2+2+2+2M H. BEIGE NAT. | 11.55 | 1 | 1 | 12 | NR | 8034035101984 | 85389099 | 1DM02 | Building | 1DM | BUILDING | 1DM03G | CHORUSMART DOM.RANG. | 1DM03G01F | BASIC CHORUSMART | 1DM03G01F159 | CR ONE INT. PLATES
GW16128VN | PLACA ONE INT. 2+2+2+2M H.NEGRO SATINADO | 11.55 | 1 | 12 | 12 | NR | 8034035051814 | 85389099 | 1DM02 | Building | 1DM | BUILDING | 1DM03G | CHORUSMART DOM.RANG. | 1DM03G01F | BASIC CHORUSMART | 1DM03G01F159 | CR ONE INT. PLATES
GW16128VO | PLACA ONE INT. 2+2+2+2M H. ORO | 28 | 1 | 1 | 12 | NR | 8034035101991 | 85389099 | 1DM02 | Building | 1DM | BUILDING | 1DM03G | CHORUSMART DOM.RANG. | 1DM03G01F | BASIC CHORUSMART | 1DM03G01F159 | CR ONE INT. PLATES
GW16128VT | PLACA ONE INT.2 +2 +2+2M.H.TITANIO | 26.8 | 1 | 12 | 12 | NR | 8011564293977 | 85389099 | 1DM02 | Building | 1DM | BUILDING | 1DM03G | CHORUSMART DOM.RANG. | 1DM03G01F | BASIC CHORUSMART | 1DM03G01F159 | CR ONE INT. PLATES
GW16128VW | PLACA ONE INT. 2+2+2+2M H. BLANCO SAT. | 11.55 | 1 | 1 | 12 | NR | 8034035102004 | 85389099 | 1DM02 | Building | 1DM | BUILDING | 1DM03G | CHORUSMART DOM.RANG. | 1DM03G01F | BASIC CHORUSMART | 1DM03G01F159 | CR ONE INT. PLATES
GW16128VX | PLACA ONE INT. 2+2+2+2M H. COBRE SUAVE | 28 | 1 | 1 | 12 | NR | 8034035102011 | 85389099 | 1DM02 | Building | 1DM | BUILDING | 1DM03G | CHORUSMART DOM.RANG. | 1DM03G01F | BASIC CHORUSMART | 1DM03G01F159 | CR ONE INT. PLATES
GW16128VZ | PLACA ONE INT. 2+2+2+2M H. VERDE AZULADO | 28 | 1 | 1 | 12 | NR | 8034035102028 | 85389099 | 1DM02 | Building | 1DM | BUILDING | 1DM03G | CHORUSMART DOM.RANG. | 1DM03G01F | BASIC CHORUSMART | 1DM03G01F159 | CR ONE INT. PLATES
GW16129TB | PLACA ONE INT. 2+2+2+2M V. BLANCO | 7.5 | 1 | 6 | 6 | NR | 8011564294011 | 85389099 | 1DM02 | Building | 1DM | BUILDING | 1DM03G | CHORUSMART DOM.RANG. | 1DM03G01F | BASIC CHORUSMART | 1DM03G01F159 | CR ONE INT. PLATES
GW16129TC | PLACA ONE INT.2 +2 +2+2M.V.CÁÑAMO | 9.35 | 1 | 6 | 6 | NR | 8011564767102 | 85389099 | 1DM02 | Building | 1DM | BUILDING | 1DM03G | CHORUSMART DOM.RANG. | 1DM03G01F | BASIC CHORUSMART | 1DM03G01F159 | CR ONE INT. PLATES
GW16129TI | PLACA ONE INT.2 +2 +2+2M.V.MARFIL | 9.35 | 1 | 6 | 6 | NR | 8011564767027 | 85389099 | 1DM02 | Building | 1DM | BUILDING | 1DM03G | CHORUSMART DOM.RANG. | 1DM03G01F | BASIC CHORUSMART | 1DM03G01F159 | CR ONE INT. PLATES
GW16129TN | PLACA ONE INT.2 +2 +2+2M.V.NEGRO TONER | 9.35 | 1 | 6 | 6 | NR | 8011564294028 | 85389099 | 1DM02 | Building | 1DM | BUILDING | 1DM03G | CHORUSMART DOM.RANG. | 1DM03G01F | BASIC CHORUSMART | 1DM03G01F159 | CR ONE INT. PLATES
GW16129VD | PLACA ONE INT. 2+2+2+2M V. ROJO TOSCANO | 28 | 1 | 1 | 12 | NR | 8034035101915 | 85389099 | 1DM02 | Building | 1DM | BUILDING | 1DM03G | CHORUSMART DOM.RANG. | 1DM03G01F | BASIC CHORUSMART | 1DM03G01F159 | CR ONE INT. PLATES
GW16129VL | PLACA ONE INT. 2+2+2+2M V. BEIGE NAT. | 15.25 | 1 | 1 | 12 | NR | 8034035101922 | 85389099 | 1DM02 | Building | 1DM | BUILDING | 1DM03G | CHORUSMART DOM.RANG. | 1DM03G01F | BASIC CHORUSMART | 1DM03G01F159 | CR ONE INT. PLATES
GW16129VN | PLACA ONE INT. 2+2+2+2M V.NEGRO SATINADO | 11.35 | 1 | 6 | 6 | NR | 8034035051821 | 85389099 | 1DM02 | Building | 1DM | BUILDING | 1DM03G | CHORUSMART DOM.RANG. | 1DM03G01F | BASIC CHORUSMART | 1DM03G01F159 | CR ONE INT. PLATES
GW16129VO | PLACA ONE INT. 2+2+2+2M V. ORO | 28 | 1 | 1 | 12 | NR | 8034035101953 | 85389099 | 1DM02 | Building | 1DM | BUILDING | 1DM03G | CHORUSMART DOM.RANG. | 1DM03G01F | BASIC CHORUSMART | 1DM03G01F159 | CR ONE INT. PLATES
GW16129VT | PLACA ONE INT.2 +2 +2+2M.V.TITANIO | 26.8 | 1 | 6 | 6 | NR | 8011564294097 | 85389099 | 1DM02 | Building | 1DM | BUILDING | 1DM03G | CHORUSMART DOM.RANG. | 1DM03G01F | BASIC CHORUSMART | 1DM03G01F159 | CR ONE INT. PLATES
GW16129VW | PLACA ONE INT. 2+2+2+2M V. BLANCO SAT. | 15.25 | 1 | 1 | 12 | NR | 8034035101939 | 85389099 | 1DM02 | Building | 1DM | BUILDING | 1DM03G | CHORUSMART DOM.RANG. | 1DM03G01F | BASIC CHORUSMART | 1DM03G01F159 | CR ONE INT. PLATES
GW16129VX | PLACA ONE INT. 2+2+2+2M V. COBRE SUAVE | 28 | 1 | 1 | 12 | NR | 8034035101960 | 85389099 | 1DM02 | Building | 1DM | BUILDING | 1DM03G | CHORUSMART DOM.RANG. | 1DM03G01F | BASIC CHORUSMART | 1DM03G01F159 | CR ONE INT. PLATES
GW16129VZ | PLACA ONE INT. 2+2+2+2M V. VERDE AZULADO | 28 | 1 | 1 | 12 | NR | 8034035101946 | 85389099 | 1DM02 | Building | 1DM | BUILDING | 1DM03G | CHORUSMART DOM.RANG. | 1DM03G01F | BASIC CHORUSMART | 1DM03G01F159 | CR ONE INT. PLATES
GW16202GP | PLACA LUX 2M CRISTAL GRIS PERLA | 66 | 1 | 1 | 16 | NR | 8034035095092 | 85389099 | 1DM02 | Building | 1DM | BUILDING | 1DM03G | CHORUSMART DOM.RANG. | 1DM03G01F | BASIC CHORUSMART | 1DM03G01F161 | CR LUX ITAL. PLATES
GW16202GT | PLACA LUX 2M CRISTAL REFLEJO NATURAL | 66 | 1 | 1 | 16 | NR | 8034035095436 | 85389099 | 1DM02 | Building | 1DM | BUILDING | 1DM03G | CHORUSMART DOM.RANG. | 1DM03G01F | BASIC CHORUSMART | 1DM03G01F161 | CR LUX ITAL. PLATES
GW16202TB | PLACA LUX 2M BLANCO | 11.25 | 1 | 12 | 12 | NR | 8011564272637 | 85389099 | 1DM02 | Building | 1DM | BUILDING | 1DM03G | CHORUSMART DOM.RANG. | 1DM03G01F | BASIC CHORUSMART | 1DM03G01F161 | CR LUX ITAL. PLATES
GW16202TN | PLACA LUX 2M NEGRO TONER | 11.35 | 1 | 12 | 12 | NR | 8011564272675 | 85389099 | 1DM02 | Building | 1DM | BUILDING | 1DM03G | CHORUSMART DOM.RANG. | 1DM03G01F | BASIC CHORUSMART | 1DM03G01F161 | CR LUX ITAL. PLATES
GW16202VA | PLACA LUX 2M PIZARRA | 17 | 1 | 6 | 6 | NR | 8011564272750 | 85389099 | 1DM02 | Building | 1DM | BUILDING | 1DM03G | CHORUSMART DOM.RANG. | 1DM03G01F | BASIC CHORUSMART | 1DM03G01F161 | CR LUX ITAL. PLATES
GW16202VT | PLACA LUX 2M TITANIO | 17 | 1 | 12 | 12 | NR | 8011564272712 | 85389099 | 1DM02 | Building | 1DM | BUILDING | 1DM03G | CHORUSMART DOM.RANG. | 1DM03G01F | BASIC CHORUSMART | 1DM03G01F161 | CR LUX ITAL. PLATES
GW16202WK | PLACA LUX 2M MADERA ROBLE CLARO | 66 | 1 | 1 | 16 | NR | 8034035093364 | 85389099 | 1DM02 | Building | 1DM | BUILDING | 1DM03G | CHORUSMART DOM.RANG. | 1DM03G01F | BASIC CHORUSMART | 1DM03G01F161 | CR LUX ITAL. PLATES
GW16202WS | PLACA LUX 2 M ALUMINIO CEPILLADO | 28.95 | 1 | 6 | 6 | NR | 8034035058691 | 85389099 | 1DM02 | Building | 1DM | BUILDING | 1DM03G | CHORUSMART DOM.RANG. | 1DM03G01F | BASIC CHORUSMART | 1DM03G01F161 | CR LUX ITAL. PLATES
GW16202WU | PLACA LUX 2M MADERA NOGAL | 66 | 1 | 1 | 16 | NR | 8034035093142 | 85389099 | 1DM02 | Building | 1DM | BUILDING | 1DM03G | CHORUSMART DOM.RANG. | 1DM03G01F | BASIC CHORUSMART | 1DM03G01F161 | CR LUX ITAL. PLATES
GW16202XA | PLACA 2M LUX MET. ALUMINIO MONOCROMO | 22.55 | 1 | 6 | 6 | NR | 8011564870253 | 85389099 | 1DM02 | Building | 1DM | BUILDING | 1DM03G | CHORUSMART DOM.RANG. | 1DM03G01F | BASIC CHORUSMART | 1DM03G01F161 | CR LUX ITAL. PLATES
GW16202XE | PLACA LUX 2M METAL COBRE SUAVE | 23.4 | 1 | 1 | 6 | NR | 8034035095122 | 85389099 | 1DM02 | Building | 1DM | BUILDING | 1DM03G | CHORUSMART DOM.RANG. | 1DM03G01F | BASIC CHORUSMART | 1DM03G01F161 | CR LUX ITAL. PLATES
GW16202XF | PLACA LUX 2M METAL PAVONADO | 23.4 | 1 | 1 | 6 | NR | 8034035093074 | 85389099 | 1DM02 | Building | 1DM | BUILDING | 1DM03G | CHORUSMART DOM.RANG. | 1DM03G01F | BASIC CHORUSMART | 1DM03G01F161 | CR LUX ITAL. PLATES
GW16202XG | PLACA LUX 2M METAL ORO | 23.4 | 1 | 1 | 6 | NR | 8034035095054 | 85389099 | 1DM02 | Building | 1DM | BUILDING | 1DM03G | CHORUSMART DOM.RANG. | 1DM03G01F | BASIC CHORUSMART | 1DM03G01F161 | CR LUX ITAL. PLATES
GW16202XL | PLACA LUX 2M METAL BEIGE NAT.SAT. MONO | 21.1 | 1 | 1 | 6 | NR | 8034035070280 | 85389099 | 1DM02 | Building | 1DM | BUILDING | 1DM03G | CHORUSMART DOM.RANG. | 1DM03G01F | BASIC CHORUSMART | 1DM03G01F161 | CR LUX ITAL. PLATES
GW16202XM | PLACA LUX 2M METAL NEGRO SATINADO MONO | 21.1 | 1 | 1 | 6 | NR | 8034035070297 | 85389099 | 1DM02 | Building | 1DM | BUILDING | 1DM03G | CHORUSMART DOM.RANG. | 1DM03G01F | BASIC CHORUSMART | 1DM03G01F161 | CR LUX ITAL. PLATES
GW16202XP | PLACA LUX 2M METAL BRONCE PERLADO | 23.4 | 1 | 1 | 6 | NR | 8034035093036 | 85389099 | 1DM02 | Building | 1DM | BUILDING | 1DM03G | CHORUSMART DOM.RANG. | 1DM03G01F | BASIC CHORUSMART | 1DM03G01F161 | CR LUX ITAL. PLATES
GW16202XQ | PLACA LUX 2M METAL BRONCE PERLADO | 23.4 | 1 | 1 | 6 | NR | 8034035095269 | 85389099 | 1DM02 | Building | 1DM | BUILDING | 1DM03G | CHORUSMART DOM.RANG. | 1DM03G01F | BASIC CHORUSMART | 1DM03G01F161 | CR LUX ITAL. PLATES
GW16202XR | PLACA LUX 2M METAL GRIS MAGNÉTICO | 23.4 | 1 | 1 | 6 | NR | 8034035095207 | 85389099 | 1DM02 | Building | 1DM | BUILDING | 1DM03G | CHORUSMART DOM.RANG. | 1DM03G01F | BASIC CHORUSMART | 1DM03G01F161 | CR LUX ITAL. PLATES
GW16202XS | PLACA LUX 2M METAL ALUMINIO CEPILLADO | 23.4 | 1 | 1 | 6 | NR | 8034035092992 | 85389099 | 1DM02 | Building | 1DM | BUILDING | 1DM03G | CHORUSMART DOM.RANG. | 1DM03G01F | BASIC CHORUSMART | 1DM03G01F161 | CR LUX ITAL. PLATES
GW16202XV | PLACA LUX 2M METAL MARRÓN ANODIZADO | 23.4 | 1 | 1 | 6 | NR | 8034035092794 | 85389099 | 1DM02 | Building | 1DM | BUILDING | 1DM03G | CHORUSMART DOM.RANG. | 1DM03G01F | BASIC CHORUSMART | 1DM03G01F161 | CR LUX ITAL. PLATES
GW16202XW | PLACA LUX 2M METAL BLANCO SAT. MONOCHR | 21.1 | 1 | 1 | 6 | NR | 8034035070303 | 85389099 | 1DM02 | Building | 1DM | BUILDING | 1DM03G | CHORUSMART DOM.RANG. | 1DM03G01F | BASIC CHORUSMART | 1DM03G01F161 | CR LUX ITAL. PLATES
GW16202YA | PLACA LUX 2M PIZARRA | 16.6 | 1 | 1 | 12 | NR | 8034035092954 | 85389099 | 1DM02 | Building | 1DM | BUILDING | 1DM03G | CHORUSMART DOM.RANG. | 1DM03G01F | BASIC CHORUSMART | 1DM03G01F161 | CR LUX ITAL. PLATES
GW16202YB | PLACA LUX 2M BLANCO MONOCHROMO | 13 | 1 | 1 | 12 | NR | 8034035070310 | 85389099 | 1DM02 | Building | 1DM | BUILDING | 1DM03G | CHORUSMART DOM.RANG. | 1DM03G01F | BASIC CHORUSMART | 1DM03G01F161 | CR LUX ITAL. PLATES
GW16202YN | PLACA LUX 2M NEGRO TONER - LAVADO | 12.35 | 1 | 1 | 12 | NR | 8034035092916 | 85389099 | 1DM02 | Building | 1DM | BUILDING | 1DM03G | CHORUSMART DOM.RANG. | 1DM03G01F | BASIC CHORUSMART | 1DM03G01F161 | CR LUX ITAL. PLATES
GW16202YT | PLACA LUX 2M TITANIO MONOCHROMO | 17.6 | 1 | 1 | 12 | NR | 8034035070327 | 85389099 | 1DM02 | Building | 1DM | BUILDING | 1DM03G | CHORUSMART DOM.RANG. | 1DM03G01F | BASIC CHORUSMART | 1DM03G01F161 | CR LUX ITAL. PLATES
GW16203GP | PLACA LUX 3M CRISTAL GRIS PERLA | 66 | 1 | 1 | 16 | NR | 8034035095405 | 85389099 | 1DM02 | Building | 1DM | BUILDING | 1DM03G | CHORUSMART DOM.RANG. | 1DM03G01F | BASIC CHORUSMART | 1DM03G01F161 | CR LUX ITAL. PLATES
GW16203GT | PLACA LUX 3M CRISTAL REFLEJO NATURAL | 66 | 1 | 1 | 16 | NR | 8034035095450 | 85389099 | 1DM02 | Building | 1DM | BUILDING | 1DM03G | CHORUSMART DOM.RANG. | 1DM03G01F | BASIC CHORUSMART | 1DM03G01F161 | CR LUX ITAL. PLATES
GW16203TB | PLACA LUX 3M BLANCO | 11.25 | 1 | 12 | 12 | NR | 8011564272644 | 85389099 | 1DM02 | Building | 1DM | BUILDING | 1DM03G | CHORUSMART DOM.RANG. | 1DM03G01F | BASIC CHORUSMART | 1DM03G01F161 | CR LUX ITAL. PLATES
GW16203TN | PLACA LUX 3M NEGRO TONER | 11.35 | 1 | 12 | 12 | NR | 8011564272682 | 85389099 | 1DM02 | Building | 1DM | BUILDING | 1DM03G | CHORUSMART DOM.RANG. | 1DM03G01F | BASIC CHORUSMART | 1DM03G01F161 | CR LUX ITAL. PLATES
GW16203VA | PLACA LUX 3M PIZARRA | 17 | 1 | 6 | 6 | NR | 8011564272767 | 85389099 | 1DM02 | Building | 1DM | BUILDING | 1DM03G | CHORUSMART DOM.RANG. | 1DM03G01F | BASIC CHORUSMART | 1DM03G01F161 | CR LUX ITAL. PLATES
GW16203VT | PLACA LUX 3M TITANIO | 17 | 1 | 12 | 12 | NR | 8011564272729 | 85389099 | 1DM02 | Building | 1DM | BUILDING | 1DM03G | CHORUSMART DOM.RANG. | 1DM03G01F | BASIC CHORUSMART | 1DM03G01F161 | CR LUX ITAL. PLATES
GW16203WK | PLACA LUX 3M MADERA ROBLE CLARO | 66 | 1 | 1 | 16 | NR | 8034035093371 | 85389099 | 1DM02 | Building | 1DM | BUILDING | 1DM03G | CHORUSMART DOM.RANG. | 1DM03G01F | BASIC CHORUSMART | 1DM03G01F161 | CR LUX ITAL. PLATES
GW16203WS | PLACA LUX 3 M ALUMINIO CEPILLADO | 28.95 | 1 | 6 | 6 | NR | 8034035058806 | 85389099 | 1DM02 | Building | 1DM | BUILDING | 1DM03G | CHORUSMART DOM.RANG. | 1DM03G01F | BASIC CHORUSMART | 1DM03G01F161 | CR LUX ITAL. PLATES
GW16203WU | PLACA LUX 3M MADERA NOGAL | 66 | 1 | 1 | 16 | NR | 8034035093159 | 85389099 | 1DM02 | Building | 1DM | BUILDING | 1DM03G | CHORUSMART DOM.RANG. | 1DM03G01F | BASIC CHORUSMART | 1DM03G01F161 | CR LUX ITAL. PLATES
GW16203XA | PLACA 3M LUX MET. ALUMINIO MONOCROMO | 22.55 | 1 | 6 | 6 | NR | 8011564870260 | 85389099 | 1DM02 | Building | 1DM | BUILDING | 1DM03G | CHORUSMART DOM.RANG. | 1DM03G01F | BASIC CHORUSMART | 1DM03G01F161 | CR LUX ITAL. PLATES
GW16203XE | PLACA LUX 3M METAL COBRE SUAVE | 23.4 | 1 | 1 | 6 | NR | 8034035095139 | 85389099 | 1DM02 | Building | 1DM | BUILDING | 1DM03G | CHORUSMART DOM.RANG. | 1DM03G01F | BASIC CHORUSMART | 1DM03G01F161 | CR LUX ITAL. PLATES
GW16203XF | PLACA LUX 3M METAL PAVONADO | 23.4 | 1 | 1 | 6 | NR | 8034035093081 | 85389099 | 1DM02 | Building | 1DM | BUILDING | 1DM03G | CHORUSMART DOM.RANG. | 1DM03G01F | BASIC CHORUSMART | 1DM03G01F161 | CR LUX ITAL. PLATES
GW16203XG | PLACA LUX 3M METAL ORO | 23.4 | 1 | 1 | 6 | NR | 8034035095061 | 85389099 | 1DM02 | Building | 1DM | BUILDING | 1DM03G | CHORUSMART DOM.RANG. | 1DM03G01F | BASIC CHORUSMART | 1DM03G01F161 | CR LUX ITAL. PLATES
GW16203XL | PLACA LUX 3M METAL BEIGE NAT.SAT. MONO | 21.1 | 1 | 1 | 6 | NR | 8034035070334 | 85389099 | 1DM02 | Building | 1DM | BUILDING | 1DM03G | CHORUSMART DOM.RANG. | 1DM03G01F | BASIC CHORUSMART | 1DM03G01F161 | CR LUX ITAL. PLATES
GW16203XM | PLACA LUX 3M METAL NEGRO SATINADO MONO | 21.1 | 1 | 1 | 6 | NR | 8034035070341 | 85389099 | 1DM02 | Building | 1DM | BUILDING | 1DM03G | CHORUSMART DOM.RANG. | 1DM03G01F | BASIC CHORUSMART | 1DM03G01F161 | CR LUX ITAL. PLATES
GW16203XP | PLACA LUX 3M METAL BRONCE PERLADO | 23.4 | 1 | 1 | 6 | NR | 8034035093043 | 85389099 | 1DM02 | Building | 1DM | BUILDING | 1DM03G | CHORUSMART DOM.RANG. | 1DM03G01F | BASIC CHORUSMART | 1DM03G01F161 | CR LUX ITAL. PLATES
GW16203XQ | PLACA LUX 3M METAL BRONCE PERLADO | 23.4 | 1 | 1 | 6 | NR | 8034035095276 | 85389099 | 1DM02 | Building | 1DM | BUILDING | 1DM03G | CHORUSMART DOM.RANG. | 1DM03G01F | BASIC CHORUSMART | 1DM03G01F161 | CR LUX ITAL. PLATES
GW16203XR | PLACA LUX 3M METAL GRIS MAGNÉTICO | 23.4 | 1 | 1 | 6 | NR | 8034035095214 | 85389099 | 1DM02 | Building | 1DM | BUILDING | 1DM03G | CHORUSMART DOM.RANG. | 1DM03G01F | BASIC CHORUSMART | 1DM03G01F161 | CR LUX ITAL. PLATES
GW16203XS | PLACA LUX 3M METAL ALUMINIO CEPILLADO | 23.4 | 1 | 1 | 6 | NR | 8034035093005 | 85389099 | 1DM02 | Building | 1DM | BUILDING | 1DM03G | CHORUSMART DOM.RANG. | 1DM03G01F | BASIC CHORUSMART | 1DM03G01F161 | CR LUX ITAL. PLATES
GW16203XV | PLACA LUX 3M METAL MARRÓN ANODIZADO | 23.4 | 1 | 1 | 6 | NR | 8034035093302 | 85389099 | 1DM02 | Building | 1DM | BUILDING | 1DM03G | CHORUSMART DOM.RANG. | 1DM03G01F | BASIC CHORUSMART | 1DM03G01F161 | CR LUX ITAL. PLATES
GW16203XW | PLACA LUX 3M METAL BLANCO SAT. MONOCHR | 21.1 | 1 | 1 | 6 | NR | 8034035070358 | 85389099 | 1DM02 | Building | 1DM | BUILDING | 1DM03G | CHORUSMART DOM.RANG. | 1DM03G01F | BASIC CHORUSMART | 1DM03G01F161 | CR LUX ITAL. PLATES
GW16203YA | PLACA LUX 3M PIZARRA | 16.6 | 1 | 1 | 12 | NR | 8034035092961 | 85389099 | 1DM02 | Building | 1DM | BUILDING | 1DM03G | CHORUSMART DOM.RANG. | 1DM03G01F | BASIC CHORUSMART | 1DM03G01F161 | CR LUX ITAL. PLATES
GW16203YB | PLACA LUX 3M BLANCO MONOCHROMO | 13 | 1 | 1 | 12 | NR | 8034035070365 | 85389099 | 1DM02 | Building | 1DM | BUILDING | 1DM03G | CHORUSMART DOM.RANG. | 1DM03G01F | BASIC CHORUSMART | 1DM03G01F161 | CR LUX ITAL. PLATES
GW16203YN | PLACA LUX 3M NEGRO TONER - LAVADO | 12.35 | 1 | 1 | 12 | NR | 8034035092923 | 85389099 | 1DM02 | Building | 1DM | BUILDING | 1DM03G | CHORUSMART DOM.RANG. | 1DM03G01F | BASIC CHORUSMART | 1DM03G01F161 | CR LUX ITAL. PLATES
GW16203YT | PLACA LUX 3M TITANIO MONOCHROMO | 17.6 | 1 | 1 | 12 | NR | 8034035070372 | 85389099 | 1DM02 | Building | 1DM | BUILDING | 1DM03G | CHORUSMART DOM.RANG. | 1DM03G01F | BASIC CHORUSMART | 1DM03G01F161 | CR LUX ITAL. PLATES
GW16204GP | PLACA LUX 4M CRISTAL GRIS PERLA | 83 | 1 | 1 | 16 | NR | 8034035095412 | 85389099 | 1DM02 | Building | 1DM | BUILDING | 1DM03G | CHORUSMART DOM.RANG. | 1DM03G01F | BASIC CHORUSMART | 1DM03G01F161 | CR LUX ITAL. PLATES
GW16204GT | PLACA LUX 4M CRISTAL REFLEJO NATURAL | 83 | 1 | 1 | 16 | NR | 8034035095443 | 85389099 | 1DM02 | Building | 1DM | BUILDING | 1DM03G | CHORUSMART DOM.RANG. | 1DM03G01F | BASIC CHORUSMART | 1DM03G01F161 | CR LUX ITAL. PLATES
GW16204TB | PLACA LUX 4M BLANCO | 14.1 | 1 | 12 | 12 | NR | 8011564272651 | 85389099 | 1DM02 | Building | 1DM | BUILDING | 1DM03G | CHORUSMART DOM.RANG. | 1DM03G01F | BASIC CHORUSMART | 1DM03G01F161 | CR LUX ITAL. PLATES
GW16204TN | PLACA LUX 4M NEGRO TONER | 14.1 | 1 | 12 | 12 | NR | 8011564272699 | 85389099 | 1DM02 | Building | 1DM | BUILDING | 1DM03G | CHORUSMART DOM.RANG. | 1DM03G01F | BASIC CHORUSMART | 1DM03G01F161 | CR LUX ITAL. PLATES
GW16204VA | PLACA LUX 4M PIZARRA | 21.4 | 1 | 6 | 6 | NR | 8011564272774 | 85389099 | 1DM02 | Building | 1DM | BUILDING | 1DM03G | CHORUSMART DOM.RANG. | 1DM03G01F | BASIC CHORUSMART | 1DM03G01F161 | CR LUX ITAL. PLATES
GW16204VT | PLACA LUX 4M TITANIO | 21.4 | 1 | 12 | 12 | NR | 8011564272736 | 85389099 | 1DM02 | Building | 1DM | BUILDING | 1DM03G | CHORUSMART DOM.RANG. | 1DM03G01F | BASIC CHORUSMART | 1DM03G01F161 | CR LUX ITAL. PLATES
GW16204WK | PLACA LUX 4M MADERA ROBLE CLARO | 83 | 1 | 1 | 16 | NR | 8034035093388 | 85389099 | 1DM02 | Building | 1DM | BUILDING | 1DM03G | CHORUSMART DOM.RANG. | 1DM03G01F | BASIC CHORUSMART | 1DM03G01F161 | CR LUX ITAL. PLATES
GW16204WS | PLACA LUX 4 M ALUMINIO CEPILLADO | 35.65 | 1 | 6 | 6 | NR | 8034035058813 | 85389099 | 1DM02 | Building | 1DM | BUILDING | 1DM03G | CHORUSMART DOM.RANG. | 1DM03G01F | BASIC CHORUSMART | 1DM03G01F161 | CR LUX ITAL. PLATES
GW16204WU | PLACA LUX 4M MADERA NOGAL | 83 | 1 | 1 | 16 | NR | 8034035093166 | 85389099 | 1DM02 | Building | 1DM | BUILDING | 1DM03G | CHORUSMART DOM.RANG. | 1DM03G01F | BASIC CHORUSMART | 1DM03G01F161 | CR LUX ITAL. PLATES
GW16204XA | PLACA 4M LUX MET. ALUMINIO MONOCROMO | 28.55 | 1 | 6 | 6 | NR | 8011564870277 | 85389099 | 1DM02 | Building | 1DM | BUILDING | 1DM03G | CHORUSMART DOM.RANG. | 1DM03G01F | BASIC CHORUSMART | 1DM03G01F161 | CR LUX ITAL. PLATES
GW16204XE | PLACA LUX 4M METAL COBRE SUAVE | 29.45 | 1 | 1 | 6 | NR | 8034035095146 | 85389099 | 1DM02 | Building | 1DM | BUILDING | 1DM03G | CHORUSMART DOM.RANG. | 1DM03G01F | BASIC CHORUSMART | 1DM03G01F161 | CR LUX ITAL. PLATES
GW16204XF | PLACA LUX 4M METAL PAVONADO | 29.45 | 1 | 1 | 6 | NR | 8034035093098 | 85389099 | 1DM02 | Building | 1DM | BUILDING | 1DM03G | CHORUSMART DOM.RANG. | 1DM03G01F | BASIC CHORUSMART | 1DM03G01F161 | CR LUX ITAL. PLATES
GW16204XG | PLACA LUX 4M METAL ORO | 29.45 | 1 | 1 | 6 | NR | 8034035095078 | 85389099 | 1DM02 | Building | 1DM | BUILDING | 1DM03G | CHORUSMART DOM.RANG. | 1DM03G01F | BASIC CHORUSMART | 1DM03G01F161 | CR LUX ITAL. PLATES
GW16204XL | PLACA LUX 4M METAL BEIGE NAT.SAT. MONO | 27.2 | 1 | 1 | 6 | NR | 8034035070389 | 85389099 | 1DM02 | Building | 1DM | BUILDING | 1DM03G | CHORUSMART DOM.RANG. | 1DM03G01F | BASIC CHORUSMART | 1DM03G01F161 | CR LUX ITAL. PLATES
GW16204XM | PLACA LUX 4M METAL NEGRO SATINADO MONO | 27.2 | 1 | 1 | 6 | NR | 8034035070396 | 85389099 | 1DM02 | Building | 1DM | BUILDING | 1DM03G | CHORUSMART DOM.RANG. | 1DM03G01F | BASIC CHORUSMART | 1DM03G01F161 | CR LUX ITAL. PLATES
GW16204XP | PLACA LUX 4M METAL BRONCE PERLADO | 29.45 | 1 | 1 | 6 | NR | 8034035093050 | 85389099 | 1DM02 | Building | 1DM | BUILDING | 1DM03G | CHORUSMART DOM.RANG. | 1DM03G01F | BASIC CHORUSMART | 1DM03G01F161 | CR LUX ITAL. PLATES
GW16204XQ | PLACA LUX 4M METAL BRONCE PERLADO | 29.45 | 1 | 1 | 6 | NR | 8034035095283 | 85389099 | 1DM02 | Building | 1DM | BUILDING | 1DM03G | CHORUSMART DOM.RANG. | 1DM03G01F | BASIC CHORUSMART | 1DM03G01F161 | CR LUX ITAL. PLATES
GW16204XR | PLACA LUX 4M METAL GRIS MAGNÉTICO | 29.45 | 1 | 1 | 6 | NR | 8034035095221 | 85389099 | 1DM02 | Building | 1DM | BUILDING | 1DM03G | CHORUSMART DOM.RANG. | 1DM03G01F | BASIC CHORUSMART | 1DM03G01F161 | CR LUX ITAL. PLATES
GW16204XS | PLACA LUX 4M METAL ALUMINIO CEPILLADO | 29.45 | 1 | 1 | 6 | NR | 8034035093012 | 85389099 | 1DM02 | Building | 1DM | BUILDING | 1DM03G | CHORUSMART DOM.RANG. | 1DM03G01F | BASIC CHORUSMART | 1DM03G01F161 | CR LUX ITAL. PLATES
GW16204XV | PLACA LUX 4M METAL MARRÓN ANODIZADO | 29.45 | 1 | 1 | 6 | NR | 8034035093319 | 85389099 | 1DM02 | Building | 1DM | BUILDING | 1DM03G | CHORUSMART DOM.RANG. | 1DM03G01F | BASIC CHORUSMART | 1DM03G01F161 | CR LUX ITAL. PLATES
GW16204XW | PLACA LUX 4M METAL BLANCO SAT. MONOCHR | 27.2 | 1 | 1 | 6 | NR | 8034035070402 | 85389099 | 1DM02 | Building | 1DM | BUILDING | 1DM03G | CHORUSMART DOM.RANG. | 1DM03G01F | BASIC CHORUSMART | 1DM03G01F161 | CR LUX ITAL. PLATES
GW16204YA | PLACA LUX 4M PIZARRA | 20.5 | 1 | 1 | 12 | NR | 8034035092978 | 85389099 | 1DM02 | Building | 1DM | BUILDING | 1DM03G | CHORUSMART DOM.RANG. | 1DM03G01F | BASIC CHORUSMART | 1DM03G01F161 | CR LUX ITAL. PLATES
GW16204YB | PLACA LUX 4M BLANCO MONOCHROMO | 16.4 | 1 | 1 | 12 | NR | 8034035077647 | 85389099 | 1DM02 | Building | 1DM | BUILDING | 1DM03G | CHORUSMART DOM.RANG. | 1DM03G01F | BASIC CHORUSMART | 1DM03G01F161 | CR LUX ITAL. PLATES
GW16204YN | PLACA LUX 4M NEGRO TONER - LAVADO | 15.35 | 1 | 1 | 12 | NR | 8034035092930 | 85389099 | 1DM02 | Building | 1DM | BUILDING | 1DM03G | CHORUSMART DOM.RANG. | 1DM03G01F | BASIC CHORUSMART | 1DM03G01F161 | CR LUX ITAL. PLATES
GW16204YT | PLACA LUX 4M TITANIO MONOCHROMO | 22.05 | 1 | 1 | 12 | NR | 8034035077654 | 85389099 | 1DM02 | Building | 1DM | BUILDING | 1DM03G | CHORUSMART DOM.RANG. | 1DM03G01F | BASIC CHORUSMART | 1DM03G01F161 | CR LUX ITAL. PLATES
GW16206GP | PLACA LUX 6M CRISTAL GRIS PERLA | 120 | 1 | 1 | 12 | NR | 8034035095429 | 85389099 | 1DM02 | Building | 1DM | BUILDING | 1DM03G | CHORUSMART DOM.RANG. | 1DM03G01F | BASIC CHORUSMART | 1DM03G01F161 | CR LUX ITAL. PLATES
GW16206GT | PLACA LUX 6M CRISTAL REFLEJO NATURAL | 120 | 1 | 1 | 12 | NR | 8034035095467 | 85389099 | 1DM02 | Building | 1DM | BUILDING | 1DM03G | CHORUSMART DOM.RANG. | 1DM03G01F | BASIC CHORUSMART | 1DM03G01F161 | CR LUX ITAL. PLATES
GW16206TB | PLACA LUX 6M BLANCO | 20.7 | 1 | 6 | 6 | NR | 8011564272668 | 85389099 | 1DM02 | Building | 1DM | BUILDING | 1DM03G | CHORUSMART DOM.RANG. | 1DM03G01F | BASIC CHORUSMART | 1DM03G01F161 | CR LUX ITAL. PLATES
GW16206TN | PLACA LUX 6M NEGRO TONER | 20.7 | 1 | 6 | 6 | NR | 8011564272705 | 85389099 | 1DM02 | Building | 1DM | BUILDING | 1DM03G | CHORUSMART DOM.RANG. | 1DM03G01F | BASIC CHORUSMART | 1DM03G01F161 | CR LUX ITAL. PLATES
GW16206VA | PLACA LUX 6M PIZARRA | 31 | 1 | 6 | 6 | NR | 8011564272781 | 85389099 | 1DM02 | Building | 1DM | BUILDING | 1DM03G | CHORUSMART DOM.RANG. | 1DM03G01F | BASIC CHORUSMART | 1DM03G01F161 | CR LUX ITAL. PLATES
GW16206VT | PLACA LUX 6M TITANIO | 31 | 1 | 6 | 6 | NR | 8011564272743 | 85389099 | 1DM02 | Building | 1DM | BUILDING | 1DM03G | CHORUSMART DOM.RANG. | 1DM03G01F | BASIC CHORUSMART | 1DM03G01F161 | CR LUX ITAL. PLATES
GW16206WK | PLACA LUX 6M MADERA ROBLE CLARO | 120 | 1 | 1 | 12 | NR | 8034035093395 | 85389099 | 1DM02 | Building | 1DM | BUILDING | 1DM03G | CHORUSMART DOM.RANG. | 1DM03G01F | BASIC CHORUSMART | 1DM03G01F161 | CR LUX ITAL. PLATES
GW16206WS | PLACA LUX 6 M ALUMINIO CEPILLADO | 52 | 1 | 6 | 6 | NR | 8034035058820 | 85389099 | 1DM02 | Building | 1DM | BUILDING | 1DM03G | CHORUSMART DOM.RANG. | 1DM03G01F | BASIC CHORUSMART | 1DM03G01F161 | CR LUX ITAL. PLATES
GW16206WU | PLACA LUX 6M MADERA NOGAL | 120 | 1 | 1 | 12 | NR | 8034035093180 | 85389099 | 1DM02 | Building | 1DM | BUILDING | 1DM03G | CHORUSMART DOM.RANG. | 1DM03G01F | BASIC CHORUSMART | 1DM03G01F161 | CR LUX ITAL. PLATES
GW16206XA | PLACA 6M LUX MET. ALUMINIO MONOCROMO | 40.8 | 1 | 6 | 6 | NR | 8011564870284 | 85389099 | 1DM02 | Building | 1DM | BUILDING | 1DM03G | CHORUSMART DOM.RANG. | 1DM03G01F | BASIC CHORUSMART | 1DM03G01F161 | CR LUX ITAL. PLATES
GW16206XE | PLACA LUX 6M METAL COBRE SUAVE | 42.65 | 1 | 1 | 6 | NR | 8034035095160 | 85389099 | 1DM02 | Building | 1DM | BUILDING | 1DM03G | CHORUSMART DOM.RANG. | 1DM03G01F | BASIC CHORUSMART | 1DM03G01F161 | CR LUX ITAL. PLATES
GW16206XF | PLACA LUX 6M METAL PAVONADO | 42.65 | 1 | 1 | 6 | NR | 8034035093104 | 85389099 | 1DM02 | Building | 1DM | BUILDING | 1DM03G | CHORUSMART DOM.RANG. | 1DM03G01F | BASIC CHORUSMART | 1DM03G01F161 | CR LUX ITAL. PLATES
GW16206XG | PLACA LUX 6M METAL ORO | 42.65 | 1 | 1 | 6 | NR | 8034035095085 | 85389099 | 1DM02 | Building | 1DM | BUILDING | 1DM03G | CHORUSMART DOM.RANG. | 1DM03G01F | BASIC CHORUSMART | 1DM03G01F161 | CR LUX ITAL. PLATES
GW16206XL | PLACA LUX 6M METAL BEIGE NAT.SAT. MONO | 38.2 | 1 | 1 | 6 | NR | 8034035080227 | 85389099 | 1DM02 | Building | 1DM | BUILDING | 1DM03G | CHORUSMART DOM.RANG. | 1DM03G01F | BASIC CHORUSMART | 1DM03G01F161 | CR LUX ITAL. PLATES
GW16206XM | PLACA LUX 6M METAL NEGRO SATINADO MONO | 38.2 | 1 | 1 | 6 | NR | 8034035080517 | 85389099 | 1DM02 | Building | 1DM | BUILDING | 1DM03G | CHORUSMART DOM.RANG. | 1DM03G01F | BASIC CHORUSMART | 1DM03G01F161 | CR LUX ITAL. PLATES
GW16206XP | PLACA LUX 6M METAL BRONCE PERLADO | 42.65 | 1 | 1 | 6 | NR | 8034035093067 | 85389099 | 1DM02 | Building | 1DM | BUILDING | 1DM03G | CHORUSMART DOM.RANG. | 1DM03G01F | BASIC CHORUSMART | 1DM03G01F161 | CR LUX ITAL. PLATES
GW16206XQ | PLACA LUX 6M METAL BRONCE PERLADO | 42.65 | 1 | 1 | 6 | NR | 8034035095290 | 85389099 | 1DM02 | Building | 1DM | BUILDING | 1DM03G | CHORUSMART DOM.RANG. | 1DM03G01F | BASIC CHORUSMART | 1DM03G01F161 | CR LUX ITAL. PLATES
GW16206XR | PLACA LUX 6M METAL GRIS MAGNÉTICO | 42.65 | 1 | 1 | 6 | NR | 8034035095238 | 85389099 | 1DM02 | Building | 1DM | BUILDING | 1DM03G | CHORUSMART DOM.RANG. | 1DM03G01F | BASIC CHORUSMART | 1DM03G01F161 | CR LUX ITAL. PLATES
GW16206XS | PLACA LUX 6M METAL ALUMINIO CEPILLADO | 42.65 | 1 | 1 | 6 | NR | 8034035093029 | 85389099 | 1DM02 | Building | 1DM | BUILDING | 1DM03G | CHORUSMART DOM.RANG. | 1DM03G01F | BASIC CHORUSMART | 1DM03G01F161 | CR LUX ITAL. PLATES
GW16206XV | PLACA LUX 6M METAL MARRÓN ANODIZADO | 42.65 | 1 | 1 | 6 | NR | 8034035093326 | 85389099 | 1DM02 | Building | 1DM | BUILDING | 1DM03G | CHORUSMART DOM.RANG. | 1DM03G01F | BASIC CHORUSMART | 1DM03G01F161 | CR LUX ITAL. PLATES
GW16206XW | PLACA LUX 6M METAL BLANCO SAT. MONOCHR | 38.2 | 1 | 1 | 6 | NR | 8034035077678 | 85389099 | 1DM02 | Building | 1DM | BUILDING | 1DM03G | CHORUSMART DOM.RANG. | 1DM03G01F | BASIC CHORUSMART | 1DM03G01F161 | CR LUX ITAL. PLATES
GW16206YA | PLACA LUX 6M PIZARRA | 30.1 | 1 | 1 | 6 | NR | 8034035092985 | 85389099 | 1DM02 | Building | 1DM | BUILDING | 1DM03G | CHORUSMART DOM.RANG. | 1DM03G01F | BASIC CHORUSMART | 1DM03G01F161 | CR LUX ITAL. PLATES
GW16206YB | PLACA LUX 6M BLANCO MONOCHROMO | 23.5 | 1 | 1 | 6 | NR | 8034035077685 | 85389099 | 1DM02 | Building | 1DM | BUILDING | 1DM03G | CHORUSMART DOM.RANG. | 1DM03G01F | BASIC CHORUSMART | 1DM03G01F161 | CR LUX ITAL. PLATES
GW16206YN | PLACA LUX 6M NEGRO TONER - LAVADO | 22.15 | 1 | 1 | 6 | NR | 8034035092947 | 85389099 | 1DM02 | Building | 1DM | BUILDING | 1DM03G | CHORUSMART DOM.RANG. | 1DM03G01F | BASIC CHORUSMART | 1DM03G01F161 | CR LUX ITAL. PLATES
GW16206YT | PLACA LUX 6M TITANIO MONOCHROMO | 31.7 | 1 | 1 | 6 | NR | 8034035070419 | 85389099 | 1DM02 | Building | 1DM | BUILDING | 1DM03G | CHORUSMART DOM.RANG. | 1DM03G01F | BASIC CHORUSMART | 1DM03G01F161 | CR LUX ITAL. PLATES
GW16222GP | PLACA LUX INT. 2M CRISTAL GRIS PERLA | 60.5 | 1 | 1 | 16 | NR | 8034035103483 | 85389099 | 1DM02 | Building | 1DM | BUILDING | 1DM03G | CHORUSMART DOM.RANG. | 1DM03G01F | BASIC CHORUSMART | 1DM03G01F163 | CR LUX INT. PLATES
GW16222GT | PLACA LUX INT. 2M CRIST. REFLEJO NATURAL | 60.5 | 1 | 1 | 16 | NR | 8034035103490 | 85389099 | 1DM02 | Building | 1DM | BUILDING | 1DM03G | CHORUSMART DOM.RANG. | 1DM03G01F | BASIC CHORUSMART | 1DM03G01F163 | CR LUX INT. PLATES
GW16222TB | PLACA LUX INT. 2M BLANCO | 4.45 | 1 | 12 | 12 | NR | 8011564273351 | 85389099 | 1DM02 | Building | 1DM | BUILDING | 1DM03G | CHORUSMART DOM.RANG. | 1DM03G01F | BASIC CHORUSMART | 1DM03G01F163 | CR LUX INT. PLATES
GW16222TN | PLACA LUX INT.2M NEGRO TONER | 8.95 | 1 | 12 | 12 | NR | 8011564273412 | 85389099 | 1DM02 | Building | 1DM | BUILDING | 1DM03G | CHORUSMART DOM.RANG. | 1DM03G01F | BASIC CHORUSMART | 1DM03G01F163 | CR LUX INT. PLATES
GW16222VA | PLACA LUX INT. 2M PIZARRA | 14.1 | 1 | 12 | 12 | NR | 8011564273535 | 85389099 | 1DM02 | Building | 1DM | BUILDING | 1DM03G | CHORUSMART DOM.RANG. | 1DM03G01F | BASIC CHORUSMART | 1DM03G01F163 | CR LUX INT. PLATES
GW16222VT | PLACA LUX INT. 2M TITANIO | 14 | 1 | 12 | 12 | NR | 8011564273474 | 85389099 | 1DM02 | Building | 1DM | BUILDING | 1DM03G | CHORUSMART DOM.RANG. | 1DM03G01F | BASIC CHORUSMART | 1DM03G01F163 | CR LUX INT. PLATES
GW16222WS | PLACA LUX INT. 2M MET.ALUM.CEP. LAVADO | 89 | 1 | 1 | 16 | NR | 8034035103698 | 85389099 | 1DM02 | Building | 1DM | BUILDING | 1DM03G | CHORUSMART DOM.RANG. | 1DM03G01F | BASIC CHORUSMART | 1DM03G01F163 | CR LUX INT. PLATES
GW16222XG | PLACA LUX INT. 2M MET.ORO | 89 | 1 | 1 | 16 | NR | 8034035104008 | 85389099 | 1DM02 | Building | 1DM | BUILDING | 1DM03G | CHORUSMART DOM.RANG. | 1DM03G01F | BASIC CHORUSMART | 1DM03G01F163 | CR LUX INT. PLATES
GW16222XL | PLACA LUX INT. 2M MET.BEIGE NAT. | 85 | 1 | 1 | 16 | NR | 8034035103353 | 85389099 | 1DM02 | Building | 1DM | BUILDING | 1DM03G | CHORUSMART DOM.RANG. | 1DM03G01F | BASIC CHORUSMART | 1DM03G01F163 | CR LUX INT. PLATES
GW16222XM | PLACA LUX INT. 2M METAL NEGRO SAT. | 85 | 1 | 1 | 16 | NR | 8034035098185 | 85389099 | 1DM02 | Building | 1DM | BUILDING | 1DM03G | CHORUSMART DOM.RANG. | 1DM03G01F | BASIC CHORUSMART | 1DM03G01F163 | CR LUX INT. PLATES
GW16222XQ | PLACA LUX INT. 2M MET.BRONCE PERLADO | 89 | 1 | 1 | 16 | NR | 8034035098192 | 85389099 | 1DM02 | Building | 1DM | BUILDING | 1DM03G | CHORUSMART DOM.RANG. | 1DM03G01F | BASIC CHORUSMART | 1DM03G01F163 | CR LUX INT. PLATES
GW16222XS | PLACA LUX INT. 2M MET.ALUMINIO CEPILLADO | 89 | 1 | 1 | 16 | NR | 8034035098208 | 85389099 | 1DM02 | Building | 1DM | BUILDING | 1DM03G | CHORUSMART DOM.RANG. | 1DM03G01F | BASIC CHORUSMART | 1DM03G01F163 | CR LUX INT. PLATES
GW16222XW | PLACA LUX INT. 2M METAL BLANCO SAT. | 85 | 1 | 1 | 16 | NR | 8034035098215 | 85389099 | 1DM02 | Building | 1DM | BUILDING | 1DM03G | CHORUSMART DOM.RANG. | 1DM03G01F | BASIC CHORUSMART | 1DM03G01F163 | CR LUX INT. PLATES
GW16222YA | PLACA LUX INT. 2M PIZARRA | 15.95 | 1 | 1 | 12 | NR | 8034035103278 | 85389099 | 1DM02 | Building | 1DM | BUILDING | 1DM03G | CHORUSMART DOM.RANG. | 1DM03G01F | BASIC CHORUSMART | 1DM03G01F163 | CR LUX INT. PLATES
GW16222YB | PLACA LUX INT. 2M MONOCHOMO BLANCA | 8.95 | 1 | 1 | 12 | NR | 8011564834545 | 85389099 | 1DM02 | Building | 1DM | BUILDING | 1DM03G | CHORUSMART DOM.RANG. | 1DM03G01F | BASIC CHORUSMART | 1DM03G01F163 | CR LUX INT. PLATES
GW16222YN | PLACA LUX INT. 2M NEGRO TONER LAVADO | 12.25 | 1 | 1 | 12 | NR | 8034035103285 | 85389099 | 1DM02 | Building | 1DM | BUILDING | 1DM03G | CHORUSMART DOM.RANG. | 1DM03G01F | BASIC CHORUSMART | 1DM03G01F163 | CR LUX INT. PLATES
GW16222YT | PLACA LUX INT. 2M TITANIO MONOC. | 15.95 | 1 | 1 | 12 | NR | 8034035103292 | 85389099 | 1DM02 | Building | 1DM | BUILDING | 1DM03G | CHORUSMART DOM.RANG. | 1DM03G01F | BASIC CHORUSMART | 1DM03G01F163 | CR LUX INT. PLATES
GW16223GP | PLACA LUX INT. 2+2M H.CRISTAL GRIS PERLA | 88 | 1 | 1 | 12 | NR | 8034035103728 | 85389099 | 1DM02 | Building | 1DM | BUILDING | 1DM03G | CHORUSMART DOM.RANG. | 1DM03G01F | BASIC CHORUSMART | 1DM03G01F163 | CR LUX INT. PLATES
GW16223GT | PLACA LUX INT. 2+2M H.CRISTAL REFL.NAT. | 88 | 1 | 1 | 12 | NR | 8034035103735 | 85389099 | 1DM02 | Building | 1DM | BUILDING | 1DM03G | CHORUSMART DOM.RANG. | 1DM03G01F | BASIC CHORUSMART | 1DM03G01F163 | CR LUX INT. PLATES
GW16223TB | PLACA LUX INT. 2+2M H. BLANCO | 8.05 | 1 | 6 | 6 | NR | 8011564273368 | 85389099 | 1DM02 | Building | 1DM | BUILDING | 1DM03G | CHORUSMART DOM.RANG. | 1DM03G01F | BASIC CHORUSMART | 1DM03G01F163 | CR LUX INT. PLATES
GW16223TN | PLACA LUX INT. 2+2M HO. NEGRO TONER | 16.6 | 1 | 6 | 6 | NR | 8011564273429 | 85389099 | 1DM02 | Building | 1DM | BUILDING | 1DM03G | CHORUSMART DOM.RANG. | 1DM03G01F | BASIC CHORUSMART | 1DM03G01F163 | CR LUX INT. PLATES
GW16223VA | PLACA LUX INT. 2+2M HO. PIZARRA | 25.65 | 1 | 6 | 6 | NR | 8011564273542 | 85389099 | 1DM02 | Building | 1DM | BUILDING | 1DM03G | CHORUSMART DOM.RANG. | 1DM03G01F | BASIC CHORUSMART | 1DM03G01F163 | CR LUX INT. PLATES
GW16223VT | PLACA LUX INT. 2+2M HO. TITANIO | 25.35 | 1 | 6 | 6 | NR | 8011564273481 | 85389099 | 1DM02 | Building | 1DM | BUILDING | 1DM03G | CHORUSMART DOM.RANG. | 1DM03G01F | BASIC CHORUSMART | 1DM03G01F163 | CR LUX INT. PLATES
GW16223WS | PLACA LUX INT. 2+2M H.MET.ALUM.CEP.LAV | 158.5 | 1 | 1 | 12 | NR | 8034035104053 | 85389099 | 1DM02 | Building | 1DM | BUILDING | 1DM03G | CHORUSMART DOM.RANG. | 1DM03G01F | BASIC CHORUSMART | 1DM03G01F163 | CR LUX INT. PLATES
GW16223XG | PLACA LUX INT. 2+2M H.MET.ORO | 158.5 | 1 | 1 | 12 | NR | 8034035104060 | 85389099 | 1DM02 | Building | 1DM | BUILDING | 1DM03G | CHORUSMART DOM.RANG. | 1DM03G01F | BASIC CHORUSMART | 1DM03G01F163 | CR LUX INT. PLATES
GW16223XL | PLACA LUX INT. 2+2M H.BEIGE NAT. | 151 | 1 | 1 | 12 | NR | 8034035103384 | 85389099 | 1DM02 | Building | 1DM | BUILDING | 1DM03G | CHORUSMART DOM.RANG. | 1DM03G01F | BASIC CHORUSMART | 1DM03G01F163 | CR LUX INT. PLATES
GW16223XM | PLACA LUX INT. 2+2M H.MET.NEGRO SAT. | 151 | 1 | 1 | 12 | NR | 8034035103896 | 85389099 | 1DM02 | Building | 1DM | BUILDING | 1DM03G | CHORUSMART DOM.RANG. | 1DM03G01F | BASIC CHORUSMART | 1DM03G01F163 | CR LUX INT. PLATES
GW16223XQ | PLACA LUX INT. 2+2M H.MET.BRONCE PERLADO | 158.5 | 1 | 1 | 12 | NR | 8034035104077 | 85389099 | 1DM02 | Building | 1DM | BUILDING | 1DM03G | CHORUSMART DOM.RANG. | 1DM03G01F | BASIC CHORUSMART | 1DM03G01F163 | CR LUX INT. PLATES
GW16223XS | PLACA LUX INT. 2+2M H.MET.ALUM.CEP. | 158.5 | 1 | 1 | 12 | NR | 8034035104084 | 85389099 | 1DM02 | Building | 1DM | BUILDING | 1DM03G | CHORUSMART DOM.RANG. | 1DM03G01F | BASIC CHORUSMART | 1DM03G01F163 | CR LUX INT. PLATES
GW16223XW | PLACA LUX INT. 2+2M H.MET.BLANCO SAT. | 151 | 1 | 1 | 12 | NR | 8034035103391 | 85389099 | 1DM02 | Building | 1DM | BUILDING | 1DM03G | CHORUSMART DOM.RANG. | 1DM03G01F | BASIC CHORUSMART | 1DM03G01F163 | CR LUX INT. PLATES
GW16223YA | PLACA LUX INT. 2+2M H. PIZARRA | 29.45 | 1 | 1 | 6 | NR | 8034035103537 | 85389099 | 1DM02 | Building | 1DM | BUILDING | 1DM03G | CHORUSMART DOM.RANG. | 1DM03G01F | BASIC CHORUSMART | 1DM03G01F163 | CR LUX INT. PLATES
GW16223YB | PLACA LUX INT. 2+2M HO. MONOCHROMO BLAN. | 16.6 | 1 | 1 | 6 | NR | 8011564834552 | 85389099 | 1DM02 | Building | 1DM | BUILDING | 1DM03G | CHORUSMART DOM.RANG. | 1DM03G01F | BASIC CHORUSMART | 1DM03G01F163 | CR LUX INT. PLATES
GW16223YN | PLACA LUX INT. 2+2M H. NEGRO TONER LAV | 22.65 | 1 | 1 | 6 | NR | 8034035103544 | 85389099 | 1DM02 | Building | 1DM | BUILDING | 1DM03G | CHORUSMART DOM.RANG. | 1DM03G01F | BASIC CHORUSMART | 1DM03G01F163 | CR LUX INT. PLATES
GW16223YT | PLACA LUX INT. 2+2M H. TITANIO MONOC. | 29.45 | 1 | 1 | 6 | NR | 8034035103551 | 85389099 | 1DM02 | Building | 1DM | BUILDING | 1DM03G | CHORUSMART DOM.RANG. | 1DM03G01F | BASIC CHORUSMART | 1DM03G01F163 | CR LUX INT. PLATES
GW16224GP | PLACA LUX INT. 2+2M V.CRISTAL GRIS PERLA | 88 | 1 | 1 | 12 | NR | 8034035103704 | 85389099 | 1DM02 | Building | 1DM | BUILDING | 1DM03G | CHORUSMART DOM.RANG. | 1DM03G01F | BASIC CHORUSMART | 1DM03G01F163 | CR LUX INT. PLATES
GW16224GT | PLACA LUX INT. 2+2M V.CRISTAL REFL.NAT. | 88 | 1 | 1 | 12 | NR | 8034035103711 | 85389099 | 1DM02 | Building | 1DM | BUILDING | 1DM03G | CHORUSMART DOM.RANG. | 1DM03G01F | BASIC CHORUSMART | 1DM03G01F163 | CR LUX INT. PLATES
GW16224TB | PLACA LUX INT. 2+2M V. BLANCO | 16.6 | 1 | 6 | 6 | NR | 8011564273375 | 85389099 | 1DM02 | Building | 1DM | BUILDING | 1DM03G | CHORUSMART DOM.RANG. | 1DM03G01F | BASIC CHORUSMART | 1DM03G01F163 | CR LUX INT. PLATES
GW16224TN | PLACA LUX INT. 2+2M V.71 NEGRO TONER | 16.6 | 1 | 6 | 6 | NR | 8011564273436 | 85389099 | 1DM02 | Building | 1DM | BUILDING | 1DM03G | CHORUSMART DOM.RANG. | 1DM03G01F | BASIC CHORUSMART | 1DM03G01F163 | CR LUX INT. PLATES
GW16224VA | PLACA LUX INT. 2+2M V.71 PIZARRA | 25.65 | 1 | 6 | 6 | NR | 8011564273559 | 85389099 | 1DM02 | Building | 1DM | BUILDING | 1DM03G | CHORUSMART DOM.RANG. | 1DM03G01F | BASIC CHORUSMART | 1DM03G01F163 | CR LUX INT. PLATES
GW16224VT | PLACA LUX INT. 2+2M V.71 TITANIO | 25.65 | 1 | 6 | 6 | NR | 8011564273498 | 85389099 | 1DM02 | Building | 1DM | BUILDING | 1DM03G | CHORUSMART DOM.RANG. | 1DM03G01F | BASIC CHORUSMART | 1DM03G01F163 | CR LUX INT. PLATES
GW16224WS | PLACA LUX INT. 2+2M V.MET.ALUM.CEP. LAV | 158.5 | 1 | 1 | 12 | NR | 8034035104015 | 85389099 | 1DM02 | Building | 1DM | BUILDING | 1DM03G | CHORUSMART DOM.RANG. | 1DM03G01F | BASIC CHORUSMART | 1DM03G01F163 | CR LUX INT. PLATES
GW16224XG | PLACA LUX INT. 2+2M V.MET.ORO | 158.5 | 1 | 1 | 12 | NR | 8034035104022 | 85389099 | 1DM02 | Building | 1DM | BUILDING | 1DM03G | CHORUSMART DOM.RANG. | 1DM03G01F | BASIC CHORUSMART | 1DM03G01F163 | CR LUX INT. PLATES
GW16224XL | PLACA LUX INT. 2+2M V.BEIGE NAT. | 151 | 1 | 1 | 12 | NR | 8034035103360 | 85389099 | 1DM02 | Building | 1DM | BUILDING | 1DM03G | CHORUSMART DOM.RANG. | 1DM03G01F | BASIC CHORUSMART | 1DM03G01F163 | CR LUX INT. PLATES
GW16224XM | PLACA LUX INT. 2+2M V.MET.NEGRO SAT. | 151 | 1 | 1 | 12 | NR | 8034035103889 | 85389099 | 1DM02 | Building | 1DM | BUILDING | 1DM03G | CHORUSMART DOM.RANG. | 1DM03G01F | BASIC CHORUSMART | 1DM03G01F163 | CR LUX INT. PLATES
GW16224XQ | PLACA LUX INT. 2+2M V.MET.BRONCE PERLADO | 158.5 | 1 | 1 | 12 | NR | 8034035104039 | 85389099 | 1DM02 | Building | 1DM | BUILDING | 1DM03G | CHORUSMART DOM.RANG. | 1DM03G01F | BASIC CHORUSMART | 1DM03G01F163 | CR LUX INT. PLATES
GW16224XS | PLACA LUX INT. 2+2M V.MET.ALUM.CEP. | 158.5 | 1 | 1 | 12 | NR | 8034035104046 | 85389099 | 1DM02 | Building | 1DM | BUILDING | 1DM03G | CHORUSMART DOM.RANG. | 1DM03G01F | BASIC CHORUSMART | 1DM03G01F163 | CR LUX INT. PLATES
GW16224XW | PLACA LUX INT. 2+2M V.MET.BLANCO SAT. | 151 | 1 | 1 | 12 | NR | 8034035103377 | 85389099 | 1DM02 | Building | 1DM | BUILDING | 1DM03G | CHORUSMART DOM.RANG. | 1DM03G01F | BASIC CHORUSMART | 1DM03G01F163 | CR LUX INT. PLATES
GW16224YA | PLACA LUX INT. 2+2M V. PIZARRA | 29.45 | 1 | 1 | 6 | NR | 8034035103506 | 85389099 | 1DM02 | Building | 1DM | BUILDING | 1DM03G | CHORUSMART DOM.RANG. | 1DM03G01F | BASIC CHORUSMART | 1DM03G01F163 | CR LUX INT. PLATES
GW16224YB | PLACA LUX INT. 2+2P V.71 MONOCHROMO BLA. | 16.6 | 1 | 1 | 6 | NR | 8011564834576 | 85389099 | 1DM02 | Building | 1DM | BUILDING | 1DM03G | CHORUSMART DOM.RANG. | 1DM03G01F | BASIC CHORUSMART | 1DM03G01F163 | CR LUX INT. PLATES
GW16224YN | PLACA LUX INT. 2+2M V. NEGRO TONER LAV | 22.65 | 1 | 1 | 6 | NR | 8034035103513 | 85389099 | 1DM02 | Building | 1DM | BUILDING | 1DM03G | CHORUSMART DOM.RANG. | 1DM03G01F | BASIC CHORUSMART | 1DM03G01F163 | CR LUX INT. PLATES
GW16224YT | PLACA LUX INT. 2+2M V. TITANIO MONOC. | 29.45 | 1 | 1 | 6 | NR | 8034035103520 | 85389099 | 1DM02 | Building | 1DM | BUILDING | 1DM03G | CHORUSMART DOM.RANG. | 1DM03G01F | BASIC CHORUSMART | 1DM03G01F163 | CR LUX INT. PLATES
GW16226GP | PLACA LUX INT. 2+2+2M H.CRIST.GRIS PERLA | 113.5 | 1 | 1 | 8 | NR | 8034035103759 | 85389099 | 1DM02 | Building | 1DM | BUILDING | 1DM03G | CHORUSMART DOM.RANG. | 1DM03G01F | BASIC CHORUSMART | 1DM03G01F163 | CR LUX INT. PLATES
GW16226GT | PLACA LUX INT. 2+2+2M H.CRIST. REFL.NAT. | 113.5 | 1 | 1 | 8 | NR | 8034035103766 | 85389099 | 1DM02 | Building | 1DM | BUILDING | 1DM03G | CHORUSMART DOM.RANG. | 1DM03G01F | BASIC CHORUSMART | 1DM03G01F163 | CR LUX INT. PLATES
GW16226TB | PLACA LUX INT. 2+2+2M H. BLANCO | 24.5 | 1 | 12 | 12 | NR | 8011564273399 | 85389099 | 1DM02 | Building | 1DM | BUILDING | 1DM03G | CHORUSMART DOM.RANG. | 1DM03G01F | BASIC CHORUSMART | 1DM03G01F163 | CR LUX INT. PLATES
GW16226TN | PLACA LUX INT. 2+2 +2M HO. NEGRO TONER | 24.5 | 1 | 12 | 12 | NR | 8011564273450 | 85389099 | 1DM02 | Building | 1DM | BUILDING | 1DM03G | CHORUSMART DOM.RANG. | 1DM03G01F | BASIC CHORUSMART | 1DM03G01F163 | CR LUX INT. PLATES
GW16226VA | PLACA LUX INT. 2+2+2M HO. PIZARRA | 39.55 | 1 | 12 | 12 | NR | 8011564273573 | 85389099 | 1DM02 | Building | 1DM | BUILDING | 1DM03G | CHORUSMART DOM.RANG. | 1DM03G01F | BASIC CHORUSMART | 1DM03G01F163 | CR LUX INT. PLATES
GW16226VT | PLACA LUX INT. 2+2+2M HO. TITANIO | 39.55 | 1 | 1 | 12 | NR | 8011564273511 | 85389099 | 1DM02 | Building | 1DM | BUILDING | 1DM03G | CHORUSMART DOM.RANG. | 1DM03G01F | BASIC CHORUSMART | 1DM03G01F163 | CR LUX INT. PLATES
GW16226WS | PLACA LUX INT. 2+2+2M H.MET.ALUM.CEP.LAV | 240 | 1 | 1 | 8 | NR | 8034035104138 | 85389099 | 1DM02 | Building | 1DM | BUILDING | 1DM03G | CHORUSMART DOM.RANG. | 1DM03G01F | BASIC CHORUSMART | 1DM03G01F163 | CR LUX INT. PLATES
GW16226XG | PLACA LUX INT. 2+2+2M H.MET.ORO | 240 | 1 | 1 | 8 | NR | 8034035104145 | 85389099 | 1DM02 | Building | 1DM | BUILDING | 1DM03G | CHORUSMART DOM.RANG. | 1DM03G01F | BASIC CHORUSMART | 1DM03G01F163 | CR LUX INT. PLATES
GW16226XL | PLACA LUX INT. 2+2+2M H.MET.BEIGE NAT. | 229.5 | 1 | 1 | 8 | NR | 8034035103438 | 85389099 | 1DM02 | Building | 1DM | BUILDING | 1DM03G | CHORUSMART DOM.RANG. | 1DM03G01F | BASIC CHORUSMART | 1DM03G01F163 | CR LUX INT. PLATES
GW16226XM | PLACA LUX INT. 2+2+2M H.MET.NEGRO SAT. | 229.5 | 1 | 1 | 8 | NR | 8034035103919 | 85389099 | 1DM02 | Building | 1DM | BUILDING | 1DM03G | CHORUSMART DOM.RANG. | 1DM03G01F | BASIC CHORUSMART | 1DM03G01F163 | CR LUX INT. PLATES
GW16226XQ | PLACA LUX INT. 2+2+2M H.MET.BRONCE PERL. | 240 | 1 | 1 | 8 | NR | 8034035104152 | 85389099 | 1DM02 | Building | 1DM | BUILDING | 1DM03G | CHORUSMART DOM.RANG. | 1DM03G01F | BASIC CHORUSMART | 1DM03G01F163 | CR LUX INT. PLATES
GW16226XS | PLACA LUX INT. 2+2+2M H.MET.ALUM.CEP.MON | 240 | 1 | 1 | 8 | NR | 8034035104169 | 85389099 | 1DM02 | Building | 1DM | BUILDING | 1DM03G | CHORUSMART DOM.RANG. | 1DM03G01F | BASIC CHORUSMART | 1DM03G01F163 | CR LUX INT. PLATES
GW16226XW | PLACA LUX INT. 2+2+2M H.MET.BLANCO SAT. | 229.5 | 1 | 1 | 8 | NR | 8034035103421 | 85389099 | 1DM02 | Building | 1DM | BUILDING | 1DM03G | CHORUSMART DOM.RANG. | 1DM03G01F | BASIC CHORUSMART | 1DM03G01F163 | CR LUX INT. PLATES
GW16226YA | PLACA LUX INT. 2+2+2M H. PIZARRA | 44 | 1 | 1 | 12 | NR | 8034035103612 | 85389099 | 1DM02 | Building | 1DM | BUILDING | 1DM03G | CHORUSMART DOM.RANG. | 1DM03G01F | BASIC CHORUSMART | 1DM03G01F163 | CR LUX INT. PLATES
GW16226YB | PLACA LUX INT. 2+2+2M HO.MONOCHROMO BLA. | 24.5 | 1 | 1 | 12 | NR | 8011564834569 | 85389099 | 1DM02 | Building | 1DM | BUILDING | 1DM03G | CHORUSMART DOM.RANG. | 1DM03G01F | BASIC CHORUSMART | 1DM03G01F163 | CR LUX INT. PLATES
GW16226YN | PLACA LUX INT. 2+2+2M H. NG.TONER LAVADO | 33.35 | 1 | 1 | 12 | NR | 8034035103599 | 85389099 | 1DM02 | Building | 1DM | BUILDING | 1DM03G | CHORUSMART DOM.RANG. | 1DM03G01F | BASIC CHORUSMART | 1DM03G01F163 | CR LUX INT. PLATES
GW16226YT | PLACA LUX INT. 2+2+2M H. TITANIO MON. | 44 | 1 | 1 | 12 | NR | 8034035103605 | 85389099 | 1DM02 | Building | 1DM | BUILDING | 1DM03G | CHORUSMART DOM.RANG. | 1DM03G01F | BASIC CHORUSMART | 1DM03G01F163 | CR LUX INT. PLATES
GW16227GP | PLACA LUX INT.2+2+2M V.CRIST.GRIS PERLA. | 113.5 | 1 | 1 | 8 | NR | 8034035103742 | 85389099 | 1DM02 | Building | 1DM | BUILDING | 1DM03G | CHORUSMART DOM.RANG. | 1DM03G01F | BASIC CHORUSMART | 1DM03G01F163 | CR LUX INT. PLATES
GW16227GT | PLACA LUX INT. 2+2+2M V.CRIST. REFL.NAT. | 113.5 | 1 | 1 | 8 | NR | 8034035103858 | 85389099 | 1DM02 | Building | 1DM | BUILDING | 1DM03G | CHORUSMART DOM.RANG. | 1DM03G01F | BASIC CHORUSMART | 1DM03G01F163 | CR LUX INT. PLATES
GW16227TB | PLACA LUX INT. 2+2+2M V. BLANCO | 24.5 | 1 | 12 | 12 | NR | 8011564273405 | 85389099 | 1DM02 | Building | 1DM | BUILDING | 1DM03G | CHORUSMART DOM.RANG. | 1DM03G01F | BASIC CHORUSMART | 1DM03G01F163 | CR LUX INT. PLATES
GW16227TN | PLACA LUX INT. 2+2+2M V. NEGRO TONER | 24.5 | 1 | 6 | 12 | NR | 8011564273467 | 85389099 | 1DM02 | Building | 1DM | BUILDING | 1DM03G | CHORUSMART DOM.RANG. | 1DM03G01F | BASIC CHORUSMART | 1DM03G01F163 | CR LUX INT. PLATES
GW16227VA | PLACA LUX INT. 2+2+2M V. PIZARRA | 39.55 | 1 | 6 | 6 | NR | 8011564273580 | 85389099 | 1DM02 | Building | 1DM | BUILDING | 1DM03G | CHORUSMART DOM.RANG. | 1DM03G01F | BASIC CHORUSMART | 1DM03G01F163 | CR LUX INT. PLATES
GW16227VT | PLACA LUX INT. 2+2+2M V. TITANIO | 39.55 | 1 | 6 | 12 | NR | 8011564273528 | 85389099 | 1DM02 | Building | 1DM | BUILDING | 1DM03G | CHORUSMART DOM.RANG. | 1DM03G01F | BASIC CHORUSMART | 1DM03G01F163 | CR LUX INT. PLATES
GW16227WS | PLACA LUX INT. 2+2+2M V.MET.ALUM.CEP.LAV | 240 | 1 | 1 | 8 | NR | 8034035104091 | 85389099 | 1DM02 | Building | 1DM | BUILDING | 1DM03G | CHORUSMART DOM.RANG. | 1DM03G01F | BASIC CHORUSMART | 1DM03G01F163 | CR LUX INT. PLATES
GW16227XG | PLACA LUX INT. 2+2+2M V.MET.ORO | 240 | 1 | 1 | 8 | NR | 8034035104107 | 85389099 | 1DM02 | Building | 1DM | BUILDING | 1DM03G | CHORUSMART DOM.RANG. | 1DM03G01F | BASIC CHORUSMART | 1DM03G01F163 | CR LUX INT. PLATES
GW16227XL | PLACA LUX INT. 2+2+2M V.MET.BEIGE NAT. | 229.5 | 1 | 1 | 8 | NR | 8034035103407 | 85389099 | 1DM02 | Building | 1DM | BUILDING | 1DM03G | CHORUSMART DOM.RANG. | 1DM03G01F | BASIC CHORUSMART | 1DM03G01F163 | CR LUX INT. PLATES
GW16227XM | PLACA LUX INT. 2+2+2M V.MET.NEGRO SAT. | 229.5 | 1 | 1 | 8 | NR | 8034035103902 | 85389099 | 1DM02 | Building | 1DM | BUILDING | 1DM03G | CHORUSMART DOM.RANG. | 1DM03G01F | BASIC CHORUSMART | 1DM03G01F163 | CR LUX INT. PLATES
GW16227XQ | PLACA LUX INT. 2+2+2M V.MET.BRONCE PERL | 240 | 1 | 1 | 8 | NR | 8034035104114 | 85389099 | 1DM02 | Building | 1DM | BUILDING | 1DM03G | CHORUSMART DOM.RANG. | 1DM03G01F | BASIC CHORUSMART | 1DM03G01F163 | CR LUX INT. PLATES
GW16227XS | PLACA LUX INT. 2+2+2M V.MET.ALUM.CEP.MON | 240 | 1 | 1 | 8 | NR | 8034035104121 | 85389099 | 1DM02 | Building | 1DM | BUILDING | 1DM03G | CHORUSMART DOM.RANG. | 1DM03G01F | BASIC CHORUSMART | 1DM03G01F163 | CR LUX INT. PLATES
GW16227XW | PLACA LUX INT. 2+2+2M V.MET.BLANCO SAT. | 229.5 | 1 | 1 | 8 | NR | 8034035103414 | 85389099 | 1DM02 | Building | 1DM | BUILDING | 1DM03G | CHORUSMART DOM.RANG. | 1DM03G01F | BASIC CHORUSMART | 1DM03G01F163 | CR LUX INT. PLATES
GW16227YA | PLACA LUX INT. 2+2+2M V. PIZARRA | 44 | 1 | 1 | 12 | NR | 8034035103568 | 85389099 | 1DM02 | Building | 1DM | BUILDING | 1DM03G | CHORUSMART DOM.RANG. | 1DM03G01F | BASIC CHORUSMART | 1DM03G01F163 | CR LUX INT. PLATES
GW16227YB | PLACA LUX INT. 2+2+2M V. MONOCHROMO BLA. | 24.5 | 1 | 1 | 12 | NR | 8011564834590 | 85389099 | 1DM02 | Building | 1DM | BUILDING | 1DM03G | CHORUSMART DOM.RANG. | 1DM03G01F | BASIC CHORUSMART | 1DM03G01F163 | CR LUX INT. PLATES
GW16227YN | PLACA LUX INT. 2+2+2M V. NG.TONER LAVADO | 33.35 | 1 | 1 | 12 | NR | 8034035103575 | 85389099 | 1DM02 | Building | 1DM | BUILDING | 1DM03G | CHORUSMART DOM.RANG. | 1DM03G01F | BASIC CHORUSMART | 1DM03G01F163 | CR LUX INT. PLATES
GW16227YT | PLACA LUX INT. 2+2+2M V. TITANIO MON. | 44 | 1 | 1 | 12 | NR | 8034035103582 | 85389099 | 1DM02 | Building | 1DM | BUILDING | 1DM03G | CHORUSMART DOM.RANG. | 1DM03G01F | BASIC CHORUSMART | 1DM03G01F163 | CR LUX INT. PLATES
GW16228GP | PLACA LUX INT.2+2+2+2M H.CRIST.GRIS PERL | 182 | 1 | 1 | 8 | NR | 8034035103797 | 85389099 | 1DM02 | Building | 1DM | BUILDING | 1DM03G | CHORUSMART DOM.RANG. | 1DM03G01F | BASIC CHORUSMART | 1DM03G01F163 | CR LUX INT. PLATES
GW16228GT | PLACA LUX INT.2+2+2+2M H.CRIST.REFL.NAT. | 182 | 1 | 1 | 8 | NR | 8034035103803 | 85389099 | 1DM02 | Building | 1DM | BUILDING | 1DM03G | CHORUSMART DOM.RANG. | 1DM03G01F | BASIC CHORUSMART | 1DM03G01F163 | CR LUX INT. PLATES
GW16228TB | PLACA LUX INT. 2+2+2+2M H. BLANCO | 32.85 | 1 | 12 | 12 | NR | 8011564294226 | 85389099 | 1DM02 | Building | 1DM | BUILDING | 1DM03G | CHORUSMART DOM.RANG. | 1DM03G01F | BASIC CHORUSMART | 1DM03G01F163 | CR LUX INT. PLATES
GW16228TN | PLACA LUX INT.2 +2 +2+2M.H.NEGRO TÓNER | 32.85 | 1 | 12 | 12 | NR | 8011564294233 | 85389099 | 1DM02 | Building | 1DM | BUILDING | 1DM03G | CHORUSMART DOM.RANG. | 1DM03G01F | BASIC CHORUSMART | 1DM03G01F163 | CR LUX INT. PLATES
GW16228VA | PLACA LUX INT.2 +2 +2+2M.H.PIZARRA | 51.5 | 1 | 12 | 12 | NR | 8011564294240 | 85389099 | 1DM02 | Building | 1DM | BUILDING | 1DM03G | CHORUSMART DOM.RANG. | 1DM03G01F | BASIC CHORUSMART | 1DM03G01F163 | CR LUX INT. PLATES
GW16228VT | PLACA LUX INT.2 +2 +2+2M.H.TITANIO | 51.5 | 1 | 12 | 12 | NR | 8011564294257 | 85389099 | 1DM02 | Building | 1DM | BUILDING | 1DM03G | CHORUSMART DOM.RANG. | 1DM03G01F | BASIC CHORUSMART | 1DM03G01F163 | CR LUX INT. PLATES
GW16228WS | PLACA LUX INT.2+2+2+2M H.MET.ALU.CEP.LAV | 307.5 | 1 | 1 | 8 | NR | 8034035104237 | 85389099 | 1DM02 | Building | 1DM | BUILDING | 1DM03G | CHORUSMART DOM.RANG. | 1DM03G01F | BASIC CHORUSMART | 1DM03G01F163 | CR LUX INT. PLATES
GW16228XG | PLACA LUX INT. 2+2+2+2M H.MET.ORO | 307.5 | 1 | 1 | 8 | NR | 8034035104244 | 85389099 | 1DM02 | Building | 1DM | BUILDING | 1DM03G | CHORUSMART DOM.RANG. | 1DM03G01F | BASIC CHORUSMART | 1DM03G01F163 | CR LUX INT. PLATES
GW16228XL | PLACA LUX INT. 2+2+2+2M H.MET.BEIGE NAT. | 293.5 | 1 | 1 | 8 | NR | 8034035103469 | 85389099 | 1DM02 | Building | 1DM | BUILDING | 1DM03G | CHORUSMART DOM.RANG. | 1DM03G01F | BASIC CHORUSMART | 1DM03G01F163 | CR LUX INT. PLATES
GW16228XM | PLACA LUX INT. 2+2+2+2M H.MET.NG.SAT | 293.5 | 1 | 1 | 8 | NR | 8034035103933 | 85389099 | 1DM02 | Building | 1DM | BUILDING | 1DM03G | CHORUSMART DOM.RANG. | 1DM03G01F | BASIC CHORUSMART | 1DM03G01F163 | CR LUX INT. PLATES
GW16228XQ | PLACA LUX INT.2+2+2+2M H.ME.BRONCE PERL. | 307.5 | 1 | 1 | 8 | NR | 8034035104251 | 85389099 | 1DM02 | Building | 1DM | BUILDING | 1DM03G | CHORUSMART DOM.RANG. | 1DM03G01F | BASIC CHORUSMART | 1DM03G01F163 | CR LUX INT. PLATES
GW16228XS | PLACA LUX INT. 2+2+2+2M H.MET.ALUM.CEP.M | 307.5 | 1 | 1 | 8 | NR | 8034035104268 | 85389099 | 1DM02 | Building | 1DM | BUILDING | 1DM03G | CHORUSMART DOM.RANG. | 1DM03G01F | BASIC CHORUSMART | 1DM03G01F163 | CR LUX INT. PLATES
GW16228XW | PLACA LUX INT. 2+2+2+2M H.MET.BL. SAT. | 293.5 | 1 | 1 | 8 | NR | 8034035103476 | 85389099 | 1DM02 | Building | 1DM | BUILDING | 1DM03G | CHORUSMART DOM.RANG. | 1DM03G01F | BASIC CHORUSMART | 1DM03G01F163 | CR LUX INT. PLATES
GW16228YA | PLACA LUX INT. 2+2+2+2M H. PIZARRA | 58 | 1 | 1 | 12 | NR | 8034035103650 | 85389099 | 1DM02 | Building | 1DM | BUILDING | 1DM03G | CHORUSMART DOM.RANG. | 1DM03G01F | BASIC CHORUSMART | 1DM03G01F163 | CR LUX INT. PLATES
GW16228YB | PLACA LUX INT.2+2+2+2P O.MONOCHROMO BLA. | 32.85 | 1 | 1 | 12 | NR | 8011564835122 | 85389099 | 1DM02 | Building | 1DM | BUILDING | 1DM03G | CHORUSMART DOM.RANG. | 1DM03G01F | BASIC CHORUSMART | 1DM03G01F163 | CR LUX INT. PLATES
GW16228YN | PLACA LUX INT. 2+2+2+2M H.NG.TONER LAV | 44.4 | 1 | 1 | 12 | NR | 8034035103667 | 85389099 | 1DM02 | Building | 1DM | BUILDING | 1DM03G | CHORUSMART DOM.RANG. | 1DM03G01F | BASIC CHORUSMART | 1DM03G01F163 | CR LUX INT. PLATES
GW16228YT | PLACA LUX INT. 2+2+2+2M H.TITANIO MON. | 58 | 1 | 1 | 12 | NR | 8034035103674 | 85389099 | 1DM02 | Building | 1DM | BUILDING | 1DM03G | CHORUSMART DOM.RANG. | 1DM03G01F | BASIC CHORUSMART | 1DM03G01F163 | CR LUX INT. PLATES
GW16229GP | PLACA LUX INT.2+2+2+2M V.CRIST.GRIS PERL | 182 | 1 | 1 | 8 | NR | 8034035103773 | 85389099 | 1DM02 | Building | 1DM | BUILDING | 1DM03G | CHORUSMART DOM.RANG. | 1DM03G01F | BASIC CHORUSMART | 1DM03G01F163 | CR LUX INT. PLATES
GW16229GT | PLACA LUX INT.2+2+2+2M V.CRIST.REFL.NAT. | 182 | 1 | 1 | 8 | NR | 8034035103780 | 85389099 | 1DM02 | Building | 1DM | BUILDING | 1DM03G | CHORUSMART DOM.RANG. | 1DM03G01F | BASIC CHORUSMART | 1DM03G01F163 | CR LUX INT. PLATES
GW16229TB | PLACA LUX INT. 2+2+2+2M V. BLANCO | 32.85 | 1 | 1 | 12 | NR | 8011564294370 | 85389099 | 1DM02 | Building | 1DM | BUILDING | 1DM03G | CHORUSMART DOM.RANG. | 1DM03G01F | BASIC CHORUSMART | 1DM03G01F163 | CR LUX INT. PLATES
GW16229TN | PLACA LUX INT.2 +2 +2+2M.V.NEGRO TÓNER | 32.85 | 1 | 6 | 6 | NR | 8011564294387 | 85389099 | 1DM02 | Building | 1DM | BUILDING | 1DM03G | CHORUSMART DOM.RANG. | 1DM03G01F | BASIC CHORUSMART | 1DM03G01F163 | CR LUX INT. PLATES
GW16229VA | PLACA LUX INT.2 +2 +2+2M.V.PIZARRA | 51.5 | 1 | 6 | 6 | NR | 8011564294394 | 85389099 | 1DM02 | Building | 1DM | BUILDING | 1DM03G | CHORUSMART DOM.RANG. | 1DM03G01F | BASIC CHORUSMART | 1DM03G01F163 | CR LUX INT. PLATES
GW16229VT | PLACA LUX INT.2 +2 +2+2M.V.TITANIO | 51.5 | 1 | 6 | 6 | NR | 8011564294400 | 85389099 | 1DM02 | Building | 1DM | BUILDING | 1DM03G | CHORUSMART DOM.RANG. | 1DM03G01F | BASIC CHORUSMART | 1DM03G01F163 | CR LUX INT. PLATES
GW16229WS | PLACA LUX INT.2+2+2+2M V.MET.ALU.CEP.LAV | 307.5 | 1 | 1 | 8 | NR | 8034035104176 | 85389099 | 1DM02 | Building | 1DM | BUILDING | 1DM03G | CHORUSMART DOM.RANG. | 1DM03G01F | BASIC CHORUSMART | 1DM03G01F163 | CR LUX INT. PLATES
GW16229XG | PLACA LUX INT. 2+2+2+2M V.MET.ORO | 307.5 | 1 | 1 | 8 | NR | 8034035104183 | 85389099 | 1DM02 | Building | 1DM | BUILDING | 1DM03G | CHORUSMART DOM.RANG. | 1DM03G01F | BASIC CHORUSMART | 1DM03G01F163 | CR LUX INT. PLATES
GW16229XL | PLACA LUX INT. 2+2+2+2M V.MET.BEIGE NAT. | 293.5 | 1 | 1 | 8 | NR | 8034035103445 | 85389099 | 1DM02 | Building | 1DM | BUILDING | 1DM03G | CHORUSMART DOM.RANG. | 1DM03G01F | BASIC CHORUSMART | 1DM03G01F163 | CR LUX INT. PLATES
GW16229XM | PLACA LUX INT. 2+2+2+2M V.MET.NG.SAT | 293.5 | 1 | 1 | 8 | NR | 8034035103926 | 85389099 | 1DM02 | Building | 1DM | BUILDING | 1DM03G | CHORUSMART DOM.RANG. | 1DM03G01F | BASIC CHORUSMART | 1DM03G01F163 | CR LUX INT. PLATES
GW16229XQ | PLACA LUX INT.2+2+2+2M V.ME.BRONCE PERL. | 307.5 | 1 | 1 | 8 | NR | 8034035104190 | 85389099 | 1DM02 | Building | 1DM | BUILDING | 1DM03G | CHORUSMART DOM.RANG. | 1DM03G01F | BASIC CHORUSMART | 1DM03G01F163 | CR LUX INT. PLATES
GW16229XS | PLACA LUX INT. 2+2+2+2M V.MET.ALUM.CEP.M | 307.5 | 1 | 1 | 8 | NR | 8034035104220 | 85389099 | 1DM02 | Building | 1DM | BUILDING | 1DM03G | CHORUSMART DOM.RANG. | 1DM03G01F | BASIC CHORUSMART | 1DM03G01F163 | CR LUX INT. PLATES
GW16229XW | PLACA LUX INT. 2+2+2+2M V.MET.BL. SAT. | 293.5 | 1 | 1 | 8 | NR | 8034035103452 | 85389099 | 1DM02 | Building | 1DM | BUILDING | 1DM03G | CHORUSMART DOM.RANG. | 1DM03G01F | BASIC CHORUSMART | 1DM03G01F163 | CR LUX INT. PLATES
GW16229YA | PLACA LUX INT. 2+2+2+2M V. PIZARRA | 58 | 1 | 1 | 12 | NR | 8034035103629 | 85389099 | 1DM02 | Building | 1DM | BUILDING | 1DM03G | CHORUSMART DOM.RANG. | 1DM03G01F | BASIC CHORUSMART | 1DM03G01F163 | CR LUX INT. PLATES
GW16229YB | PLACA LUX INT.2+2+2+2M V.MONOCHROMO BLA. | 32.85 | 1 | 1 | 12 | NR | 8011564835115 | 85389099 | 1DM02 | Building | 1DM | BUILDING | 1DM03G | CHORUSMART DOM.RANG. | 1DM03G01F | BASIC CHORUSMART | 1DM03G01F163 | CR LUX INT. PLATES
GW16229YN | PLACA LUX INT. 2+2+2+2M V.NG.TONER LAV | 44.4 | 1 | 1 | 12 | NR | 8034035103636 | 85389099 | 1DM02 | Building | 1DM | BUILDING | 1DM03G | CHORUSMART DOM.RANG. | 1DM03G01F | BASIC CHORUSMART | 1DM03G01F163 | CR LUX INT. PLATES
GW16229YT | PLACA LUX INT. 2+2+2+2M V.TITANIO MON. | 58 | 1 | 1 | 12 | NR | 8034035103643 | 85389099 | 1DM02 | Building | 1DM | BUILDING | 1DM03G | CHORUSMART DOM.RANG. | 1DM03G01F | BASIC CHORUSMART | 1DM03G01F163 | CR LUX INT. PLATES
GW16401TB | PLACA GEO 1M BLANCO | 2.8 | 1 | 96 | 96 | NR | 8011564787919 | 85389099 | 1DM02 | Building | 1DM | BUILDING | 1DM03G | CHORUSMART DOM.RANG. | 1DM03G01F | BASIC CHORUSMART | 1DM03G01F158 | CR GEO PLATES
GW16401TC | PLACA GEO 1M CÁÑAMO | 2.8 | 1 | 24 | 24 | NR | 8011564788015 | 85389099 | 1DM02 | Building | 1DM | BUILDING | 1DM03G | CHORUSMART DOM.RANG. | 1DM03G01F | BASIC CHORUSMART | 1DM03G01F158 | CR GEO PLATES
GW16401TI | PLACA GEO 1M MARFIL | 2.8 | 1 | 24 | 24 | NR | 8011564788008 | 85389099 | 1DM02 | Building | 1DM | BUILDING | 1DM03G | CHORUSMART DOM.RANG. | 1DM03G01F | BASIC CHORUSMART | 1DM03G01F158 | CR GEO PLATES
GW16401TN | PLACA GEO 1M NEGRO | 2.8 | 1 | 24 | 24 | NR | 8011564787926 | 85389099 | 1DM02 | Building | 1DM | BUILDING | 1DM03G | CHORUSMART DOM.RANG. | 1DM03G01F | BASIC CHORUSMART | 1DM03G01F158 | CR GEO PLATES
GW16401VD | PLACA GEO 1M ROJO TOSCANO | 9.6 | 1 | 1 | 24 | NR | 8034035095986 | 85389099 | 1DM02 | Building | 1DM | BUILDING | 1DM03G | CHORUSMART DOM.RANG. | 1DM03G01F | BASIC CHORUSMART | 1DM03G01F158 | CR GEO PLATES
GW16401VL | PLACA GEO 1M BEIGE NATURAL SATINADO | 4.95 | 1 | 1 | 12 | NR | 8034035070426 | 85389099 | 1DM02 | Building | 1DM | BUILDING | 1DM03G | CHORUSMART DOM.RANG. | 1DM03G01F | BASIC CHORUSMART | 1DM03G01F158 | CR GEO PLATES
GW16401VN | PLACA GEO 1M NEGRO SATIANDO | 4.1 | 1 | 24 | 24 | NR | 8034035051425 | 85389099 | 1DM02 | Building | 1DM | BUILDING | 1DM03G | CHORUSMART DOM.RANG. | 1DM03G01F | BASIC CHORUSMART | 1DM03G01F158 | CR GEO PLATES
GW16401VO | PLACA GEO 1M ORO | 9.6 | 1 | 1 | 12 | NR | 8034035096488 | 85389099 | 1DM02 | Building | 1DM | BUILDING | 1DM03G | CHORUSMART DOM.RANG. | 1DM03G01F | BASIC CHORUSMART | 1DM03G01F158 | CR GEO PLATES
GW16401VT | PLACA GEO 1M TITANIO | 5.55 | 1 | 24 | 24 | NR | 8011564787957 | 85389099 | 1DM02 | Building | 1DM | BUILDING | 1DM03G | CHORUSMART DOM.RANG. | 1DM03G01F | BASIC CHORUSMART | 1DM03G01F158 | CR GEO PLATES
GW16401VW | PLACA GEO 1M BLANCO SATINADO | 4.95 | 1 | 1 | 96 | NR | 8034035070433 | 85389099 | 1DM02 | Building | 1DM | BUILDING | 1DM03G | CHORUSMART DOM.RANG. | 1DM03G01F | BASIC CHORUSMART | 1DM03G01F158 | CR GEO PLATES
GW16401VX | PLACA GEO 1M COBRE SUAVE | 9.6 | 1 | 1 | 12 | NR | 8034035096471 | 85389099 | 1DM02 | Building | 1DM | BUILDING | 1DM03G | CHORUSMART DOM.RANG. | 1DM03G01F | BASIC CHORUSMART | 1DM03G01F158 | CR GEO PLATES
GW16401VZ | PLACA GEO 1M VERDE AZULADO | 9.6 | 1 | 1 | 24 | NR | 8034035095979 | 85389099 | 1DM02 | Building | 1DM | BUILDING | 1DM03G | CHORUSMART DOM.RANG. | 1DM03G01F | BASIC CHORUSMART | 1DM03G01F158 | CR GEO PLATES
GW16402TB | PLACA GEO 2M BLANCO | 2.45 | 1 | 96 | 96 | NR | 8011564742871 | 85389099 | 1DM02 | Building | 1DM | BUILDING | 1DM03G | CHORUSMART DOM.RANG. | 1DM03G01F | BASIC CHORUSMART | 1DM03G01F158 | CR GEO PLATES
GW16402TC | PLACA GEO 2M CÁÑAMO | 2.8 | 1 | 12 | 12 | NR | 8011564767157 | 85389099 | 1DM02 | Building | 1DM | BUILDING | 1DM03G | CHORUSMART DOM.RANG. | 1DM03G01F | BASIC CHORUSMART | 1DM03G01F158 | CR GEO PLATES
GW16402TI | PLACA GEO 2M MARFIL | 2.8 | 1 | 12 | 12 | NR | 8011564767119 | 85389099 | 1DM02 | Building | 1DM | BUILDING | 1DM03G | CHORUSMART DOM.RANG. | 1DM03G01F | BASIC CHORUSMART | 1DM03G01F158 | CR GEO PLATES
GW16402TN | PLACA GEO 2M NEGRO | 2.8 | 1 | 12 | 12 | NR | 8011564742888 | 85389099 | 1DM02 | Building | 1DM | BUILDING | 1DM03G | CHORUSMART DOM.RANG. | 1DM03G01F | BASIC CHORUSMART | 1DM03G01F158 | CR GEO PLATES
GW16402VD | PLACA GEO 2M ROJO TOSCANO | 9.6 | 1 | 1 | 12 | NR | 8034035096006 | 85389099 | 1DM02 | Building | 1DM | BUILDING | 1DM03G | CHORUSMART DOM.RANG. | 1DM03G01F | BASIC CHORUSMART | 1DM03G01F158 | CR GEO PLATES
GW16402VL | PLACA GEO 2M BEIGE NATURAL SATINADO | 4.35 | 1 | 1 | 12 | NR | 8034035070440 | 85389099 | 1DM02 | Building | 1DM | BUILDING | 1DM03G | CHORUSMART DOM.RANG. | 1DM03G01F | BASIC CHORUSMART | 1DM03G01F158 | CR GEO PLATES
GW16402VN | PLACA GEO 2M NEGRO SATIANDO | 4.1 | 1 | 12 | 12 | NR | 8034035027802 | 85389099 | 1DM02 | Building | 1DM | BUILDING | 1DM03G | CHORUSMART DOM.RANG. | 1DM03G01F | BASIC CHORUSMART | 1DM03G01F158 | CR GEO PLATES
GW16402VO | PLACA GEO 2M ORO | 9.6 | 1 | 1 | 12 | NR | 8034035096501 | 85389099 | 1DM02 | Building | 1DM | BUILDING | 1DM03G | CHORUSMART DOM.RANG. | 1DM03G01F | BASIC CHORUSMART | 1DM03G01F158 | CR GEO PLATES
GW16402VT | PLACA GEO 2M TITANIO | 10.7 | 1 | 12 | 12 | NR | 8011564742918 | 85389099 | 1DM02 | Building | 1DM | BUILDING | 1DM03G | CHORUSMART DOM.RANG. | 1DM03G01F | BASIC CHORUSMART | 1DM03G01F158 | CR GEO PLATES
GW16402VW | PLACA GEO 2M BLANCO SATINADO | 4.35 | 1 | 1 | 96 | NR | 8034035070457 | 85389099 | 1DM02 | Building | 1DM | BUILDING | 1DM03G | CHORUSMART DOM.RANG. | 1DM03G01F | BASIC CHORUSMART | 1DM03G01F158 | CR GEO PLATES
GW16402VX | PLACA GEO 2M COBRE SUAVE | 9.6 | 1 | 1 | 12 | NR | 8034035096495 | 85389099 | 1DM02 | Building | 1DM | BUILDING | 1DM03G | CHORUSMART DOM.RANG. | 1DM03G01F | BASIC CHORUSMART | 1DM03G01F158 | CR GEO PLATES
GW16402VZ | PLACA GEO 2M VERDE AZULADO | 9.6 | 1 | 1 | 12 | NR | 8034035095993 | 85389099 | 1DM02 | Building | 1DM | BUILDING | 1DM03G | CHORUSMART DOM.RANG. | 1DM03G01F | BASIC CHORUSMART | 1DM03G01F158 | CR GEO PLATES
GW16403TB | PLACA GEO 3M BLANCO | 2.6 | 1 | 96 | 96 | NR | 8011564742949 | 85389099 | 1DM02 | Building | 1DM | BUILDING | 1DM03G | CHORUSMART DOM.RANG. | 1DM03G01F | BASIC CHORUSMART | 1DM03G01F158 | CR GEO PLATES
GW16403TC | PLACA GEO 3M CÁÑAMO | 2.8 | 1 | 24 | 24 | NR | 8011564767164 | 85389099 | 1DM02 | Building | 1DM | BUILDING | 1DM03G | CHORUSMART DOM.RANG. | 1DM03G01F | BASIC CHORUSMART | 1DM03G01F158 | CR GEO PLATES
GW16403TI | PLACA GEO 3M MARFIL | 2.8 | 1 | 24 | 24 | NR | 8011564767126 | 85389099 | 1DM02 | Building | 1DM | BUILDING | 1DM03G | CHORUSMART DOM.RANG. | 1DM03G01F | BASIC CHORUSMART | 1DM03G01F158 | CR GEO PLATES
GW16403TN | PLACA GEO 3M NEGRO | 2.8 | 1 | 24 | 24 | NR | 8011564742956 | 85389099 | 1DM02 | Building | 1DM | BUILDING | 1DM03G | CHORUSMART DOM.RANG. | 1DM03G01F | BASIC CHORUSMART | 1DM03G01F158 | CR GEO PLATES
GW16403VD | PLACA GEO 3M ROJO TOSCANO | 9.6 | 1 | 1 | 24 | NR | 8034035096020 | 85389099 | 1DM02 | Building | 1DM | BUILDING | 1DM03G | CHORUSMART DOM.RANG. | 1DM03G01F | BASIC CHORUSMART | 1DM03G01F158 | CR GEO PLATES
GW16403VL | PLACA GEO 3M BEIGE NATURAL SATINADO | 5.35 | 1 | 1 | 12 | NR | 8034035070464 | 85389099 | 1DM02 | Building | 1DM | BUILDING | 1DM03G | CHORUSMART DOM.RANG. | 1DM03G01F | BASIC CHORUSMART | 1DM03G01F158 | CR GEO PLATES
GW16403VN | PLACA GEO 3M NEGRO SATINADO | 4 | 1 | 24 | 24 | NR | 8011564840911 | 85389099 | 1DM02 | Building | 1DM | BUILDING | 1DM03G | CHORUSMART DOM.RANG. | 1DM03G01F | BASIC CHORUSMART | 1DM03G01F158 | CR GEO PLATES
GW16403VO | PLACA GEO 3M ORO | 9.6 | 1 | 1 | 12 | NR | 8034035096167 | 85389099 | 1DM02 | Building | 1DM | BUILDING | 1DM03G | CHORUSMART DOM.RANG. | 1DM03G01F | BASIC CHORUSMART | 1DM03G01F158 | CR GEO PLATES
GW16403VT | PLACA GEO 3M TITANIO | 10.7 | 1 | 24 | 24 | NR | 8011564742987 | 85389099 | 1DM02 | Building | 1DM | BUILDING | 1DM03G | CHORUSMART DOM.RANG. | 1DM03G01F | BASIC CHORUSMART | 1DM03G01F158 | CR GEO PLATES
GW16403VW | PLACA GEO 3M BLANCO SATINADO | 5.35 | 1 | 1 | 96 | NR | 8034035070471 | 85389099 | 1DM02 | Building | 1DM | BUILDING | 1DM03G | CHORUSMART DOM.RANG. | 1DM03G01F | BASIC CHORUSMART | 1DM03G01F158 | CR GEO PLATES
GW16403VX | PLACA GEO 3M COBRE SUAVE | 9.6 | 1 | 1 | 12 | NR | 8034035096150 | 85389099 | 1DM02 | Building | 1DM | BUILDING | 1DM03G | CHORUSMART DOM.RANG. | 1DM03G01F | BASIC CHORUSMART | 1DM03G01F158 | CR GEO PLATES
GW16403VZ | PLACA GEO 3M VERDE AZULADO | 9.6 | 1 | 1 | 24 | NR | 8034035096013 | 85389099 | 1DM02 | Building | 1DM | BUILDING | 1DM03G | CHORUSMART DOM.RANG. | 1DM03G01F | BASIC CHORUSMART | 1DM03G01F158 | CR GEO PLATES
GW16404TB | PLACA GEO 4M BLANCO | 3.4 | 1 | 12 | 12 | NR | 8011564743014 | 85389099 | 1DM02 | Building | 1DM | BUILDING | 1DM03G | CHORUSMART DOM.RANG. | 1DM03G01F | BASIC CHORUSMART | 1DM03G01F158 | CR GEO PLATES
GW16404TC | PLACA GEO 4M CÁÑAMO | 3.5 | 1 | 12 | 12 | NR | 8011564767171 | 85389099 | 1DM02 | Building | 1DM | BUILDING | 1DM03G | CHORUSMART DOM.RANG. | 1DM03G01F | BASIC CHORUSMART | 1DM03G01F158 | CR GEO PLATES
GW16404TI | PLACA GEO 4M MARFIL | 3.5 | 1 | 12 | 12 | NR | 8011564767133 | 85389099 | 1DM02 | Building | 1DM | BUILDING | 1DM03G | CHORUSMART DOM.RANG. | 1DM03G01F | BASIC CHORUSMART | 1DM03G01F158 | CR GEO PLATES
GW16404TN | PLACA GEO 4M NEGRO | 3.5 | 1 | 12 | 12 | NR | 8011564743021 | 85389099 | 1DM02 | Building | 1DM | BUILDING | 1DM03G | CHORUSMART DOM.RANG. | 1DM03G01F | BASIC CHORUSMART | 1DM03G01F158 | CR GEO PLATES
GW16404VD | PLACA GEO 4M ROJO TOSCANO | 12.15 | 1 | 1 | 12 | NR | 8034035096044 | 85389099 | 1DM02 | Building | 1DM | BUILDING | 1DM03G | CHORUSMART DOM.RANG. | 1DM03G01F | BASIC CHORUSMART | 1DM03G01F158 | CR GEO PLATES
GW16404VL | PLACA GEO 4M BEIGE NATURAL SATINADO | 6.9 | 1 | 1 | 12 | NR | 8034035070488 | 85389099 | 1DM02 | Building | 1DM | BUILDING | 1DM03G | CHORUSMART DOM.RANG. | 1DM03G01F | BASIC CHORUSMART | 1DM03G01F158 | CR GEO PLATES
GW16404VN | PLACA GEO 4M NEGRO SATINADO | 5.25 | 1 | 12 | 12 | NR | 8011564840928 | 85389099 | 1DM02 | Building | 1DM | BUILDING | 1DM03G | CHORUSMART DOM.RANG. | 1DM03G01F | BASIC CHORUSMART | 1DM03G01F158 | CR GEO PLATES
GW16404VO | PLACA GEO 4M ORO | 12.15 | 1 | 1 | 12 | NR | 8034035096181 | 85389099 | 1DM02 | Building | 1DM | BUILDING | 1DM03G | CHORUSMART DOM.RANG. | 1DM03G01F | BASIC CHORUSMART | 1DM03G01F158 | CR GEO PLATES
GW16404VT | PLACA GEO 4M TITANIO | 13.9 | 1 | 12 | 12 | NR | 8011564743052 | 85389099 | 1DM02 | Building | 1DM | BUILDING | 1DM03G | CHORUSMART DOM.RANG. | 1DM03G01F | BASIC CHORUSMART | 1DM03G01F158 | CR GEO PLATES
GW16404VW | PLACA GEO 4M BLANCO SATINADO | 6.9 | 1 | 1 | 12 | NR | 8034035070495 | 85389099 | 1DM02 | Building | 1DM | BUILDING | 1DM03G | CHORUSMART DOM.RANG. | 1DM03G01F | BASIC CHORUSMART | 1DM03G01F158 | CR GEO PLATES
GW16404VX | PLACA GEO 4M COBRE SUAVE | 12.15 | 1 | 1 | 12 | NR | 8034035096174 | 85389099 | 1DM02 | Building | 1DM | BUILDING | 1DM03G | CHORUSMART DOM.RANG. | 1DM03G01F | BASIC CHORUSMART | 1DM03G01F158 | CR GEO PLATES
GW16404VZ | PLACA GEO 4M VERDE AZULADO | 12.15 | 1 | 1 | 12 | NR | 8034035096037 | 85389099 | 1DM02 | Building | 1DM | BUILDING | 1DM03G | CHORUSMART DOM.RANG. | 1DM03G01F | BASIC CHORUSMART | 1DM03G01F158 | CR GEO PLATES
GW16406TB | PLACA GEO 6M BLANCO | 5.25 | 1 | 12 | 12 | NR | 8011564743083 | 85389099 | 1DM02 | Building | 1DM | BUILDING | 1DM03G | CHORUSMART DOM.RANG. | 1DM03G01F | BASIC CHORUSMART | 1DM03G01F158 | CR GEO PLATES
GW16406TC | PLACA GEO 6M CÁÑAMO | 5.25 | 1 | 6 | 6 | NR | 8011564767188 | 85389099 | 1DM02 | Building | 1DM | BUILDING | 1DM03G | CHORUSMART DOM.RANG. | 1DM03G01F | BASIC CHORUSMART | 1DM03G01F158 | CR GEO PLATES
GW16406TI | PLACA GEO 6M MARFIL | 5.25 | 1 | 6 | 6 | NR | 8011564767140 | 85389099 | 1DM02 | Building | 1DM | BUILDING | 1DM03G | CHORUSMART DOM.RANG. | 1DM03G01F | BASIC CHORUSMART | 1DM03G01F158 | CR GEO PLATES
GW16406TN | PLACA GEO 6M NEGRO | 5.25 | 1 | 6 | 6 | NR | 8011564743090 | 85389099 | 1DM02 | Building | 1DM | BUILDING | 1DM03G | CHORUSMART DOM.RANG. | 1DM03G01F | BASIC CHORUSMART | 1DM03G01F158 | CR GEO PLATES
GW16406VD | PLACA GEO 6M ROJO TOSCANO | 17.5 | 1 | 1 | 6 | NR | 8034035096068 | 85389099 | 1DM02 | Building | 1DM | BUILDING | 1DM03G | CHORUSMART DOM.RANG. | 1DM03G01F | BASIC CHORUSMART | 1DM03G01F158 | CR GEO PLATES
GW16406VL | PLACA GEO 6M BEIGE NATURAL SATINADO | 10.4 | 1 | 1 | 6 | NR | 8034035070501 | 85389099 | 1DM02 | Building | 1DM | BUILDING | 1DM03G | CHORUSMART DOM.RANG. | 1DM03G01F | BASIC CHORUSMART | 1DM03G01F158 | CR GEO PLATES
GW16406VN | PLACA GEO 6M NEGRO SATINADO | 7.85 | 1 | 6 | 6 | NR | 8011564840935 | 85389099 | 1DM02 | Building | 1DM | BUILDING | 1DM03G | CHORUSMART DOM.RANG. | 1DM03G01F | BASIC CHORUSMART | 1DM03G01F158 | CR GEO PLATES
GW16406VO | PLACA GEO 6M ORO | 17.5 | 1 | 1 | 6 | NR | 8034035096709 | 85389099 | 1DM02 | Building | 1DM | BUILDING | 1DM03G | CHORUSMART DOM.RANG. | 1DM03G01F | BASIC CHORUSMART | 1DM03G01F158 | CR GEO PLATES
GW16406VT | PLACA GEO 6M TITANIO | 20.3 | 1 | 6 | 6 | NR | 8011564743120 | 85389099 | 1DM02 | Building | 1DM | BUILDING | 1DM03G | CHORUSMART DOM.RANG. | 1DM03G01F | BASIC CHORUSMART | 1DM03G01F158 | CR GEO PLATES
GW16406VW | PLACA GEO 6M BLANCO SATINADO | 10.4 | 1 | 1 | 12 | NR | 8034035070518 | 85389099 | 1DM02 | Building | 1DM | BUILDING | 1DM03G | CHORUSMART DOM.RANG. | 1DM03G01F | BASIC CHORUSMART | 1DM03G01F158 | CR GEO PLATES
GW16406VX | PLACA GEO 6M COBRE SUAVE | 17.5 | 1 | 1 | 6 | NR | 8034035096198 | 85389099 | 1DM02 | Building | 1DM | BUILDING | 1DM03G | CHORUSMART DOM.RANG. | 1DM03G01F | BASIC CHORUSMART | 1DM03G01F158 | CR GEO PLATES
GW16406VZ | PLACA GEO 6M VERDE AZULADO | 17.5 | 1 | 1 | 6 | NR | 8034035096051 | 85389099 | 1DM02 | Building | 1DM | BUILDING | 1DM03G | CHORUSMART DOM.RANG. | 1DM03G01F | BASIC CHORUSMART | 1DM03G01F158 | CR GEO PLATES
GW16422TB | PLACA GEO INT.2M BLANCO | 2.25 | 1 | 12 | 12 | NR | 8011564767218 | 85389099 | 1DM02 | Building | 1DM | BUILDING | 1DM03G | CHORUSMART DOM.RANG. | 1DM03G01F | BASIC CHORUSMART | 1DM03G01F156 | CR GEO INT. PLATES
GW16422TC | PLACA GEO INT.2M CÁÑAMO | 2.6 | 1 | 12 | 12 | NR | 8011564767225 | 85389099 | 1DM02 | Building | 1DM | BUILDING | 1DM03G | CHORUSMART DOM.RANG. | 1DM03G01F | BASIC CHORUSMART | 1DM03G01F156 | CR GEO INT. PLATES
GW16422TI | PLACA GEO INT.2M MARFIL | 2.6 | 1 | 12 | 12 | NR | 8011564767232 | 85389099 | 1DM02 | Building | 1DM | BUILDING | 1DM03G | CHORUSMART DOM.RANG. | 1DM03G01F | BASIC CHORUSMART | 1DM03G01F156 | CR GEO INT. PLATES
GW16422TN | PLACA GEO INT.2M NEGRO TONER | 2.6 | 1 | 12 | 12 | NR | 8011564767249 | 85389099 | 1DM02 | Building | 1DM | BUILDING | 1DM03G | CHORUSMART DOM.RANG. | 1DM03G01F | BASIC CHORUSMART | 1DM03G01F156 | CR GEO INT. PLATES
GW16422VD | PLACA GEO INT. 2M ROJO TOSCANO | 8.05 | 1 | 1 | 12 | NR | 8034035102769 | 85389099 | 1DM02 | Building | 1DM | BUILDING | 1DM03G | CHORUSMART DOM.RANG. | 1DM03G01F | BASIC CHORUSMART | 1DM03G01F156 | CR GEO INT. PLATES
GW16422VL | PLACA GEO INT. 2M BEIGE NAT. | 3.7 | 1 | 1 | 12 | NR | 8034035102905 | 85389099 | 1DM02 | Building | 1DM | BUILDING | 1DM03G | CHORUSMART DOM.RANG. | 1DM03G01F | BASIC CHORUSMART | 1DM03G01F156 | CR GEO INT. PLATES
GW16422VN | PLACA GEO INT.2M NEGRO SATINADO | 3.7 | 1 | 12 | 12 | NR | 8011564874145 | 85389099 | 1DM02 | Building | 1DM | BUILDING | 1DM03G | CHORUSMART DOM.RANG. | 1DM03G01F | BASIC CHORUSMART | 1DM03G01F156 | CR GEO INT. PLATES
GW16422VO | PLACA GEO INT. 2M ORO | 8.05 | 1 | 1 | 12 | NR | 8034035102912 | 85389099 | 1DM02 | Building | 1DM | BUILDING | 1DM03G | CHORUSMART DOM.RANG. | 1DM03G01F | BASIC CHORUSMART | 1DM03G01F156 | CR GEO INT. PLATES
GW16422VT | PLACA GEO INT.2M TITANIO | 5.55 | 1 | 12 | 12 | NR | 8011564767287 | 85389099 | 1DM02 | Building | 1DM | BUILDING | 1DM03G | CHORUSMART DOM.RANG. | 1DM03G01F | BASIC CHORUSMART | 1DM03G01F156 | CR GEO INT. PLATES
GW16422VW | PLACA GEO INT. 2M BLANCO SAT. | 3.7 | 1 | 1 | 12 | NR | 8034035102929 | 85389099 | 1DM02 | Building | 1DM | BUILDING | 1DM03G | CHORUSMART DOM.RANG. | 1DM03G01F | BASIC CHORUSMART | 1DM03G01F156 | CR GEO INT. PLATES
GW16422VX | PLACA GEO INT. 2M COBRE SUAVE | 8.05 | 1 | 1 | 12 | NR | 8034035102936 | 85389099 | 1DM02 | Building | 1DM | BUILDING | 1DM03G | CHORUSMART DOM.RANG. | 1DM03G01F | BASIC CHORUSMART | 1DM03G01F156 | CR GEO INT. PLATES
GW16422VZ | PLACA GEO INT. 2M VERDE AZULADO | 8.05 | 1 | 1 | 12 | NR | 8034035102943 | 85389099 | 1DM02 | Building | 1DM | BUILDING | 1DM03G | CHORUSMART DOM.RANG. | 1DM03G01F | BASIC CHORUSMART | 1DM03G01F156 | CR GEO INT. PLATES
GW16423TB | PLACA GEO INT. 2+2M H. BLANCO | 3.9 | 1 | 12 | 12 | NR | 8011564767317 | 85389099 | 1DM02 | Building | 1DM | BUILDING | 1DM03G | CHORUSMART DOM.RANG. | 1DM03G01F | BASIC CHORUSMART | 1DM03G01F156 | CR GEO INT. PLATES
GW16423TC | PLACA GEO INT. 2+2M HO.CÁÑAMO | 4.55 | 1 | 12 | 12 | NR | 8011564767324 | 85389099 | 1DM02 | Building | 1DM | BUILDING | 1DM03G | CHORUSMART DOM.RANG. | 1DM03G01F | BASIC CHORUSMART | 1DM03G01F156 | CR GEO INT. PLATES
GW16423TI | PLACA GEO INT. 2+2M HO.MARFIL | 4.55 | 1 | 12 | 12 | NR | 8011564767331 | 85389099 | 1DM02 | Building | 1DM | BUILDING | 1DM03G | CHORUSMART DOM.RANG. | 1DM03G01F | BASIC CHORUSMART | 1DM03G01F156 | CR GEO INT. PLATES
GW16423TN | PLACA GEO INT. 2+2M HO.NEGRO TONER | 4.55 | 1 | 12 | 12 | NR | 8011564767348 | 85389099 | 1DM02 | Building | 1DM | BUILDING | 1DM03G | CHORUSMART DOM.RANG. | 1DM03G01F | BASIC CHORUSMART | 1DM03G01F156 | CR GEO INT. PLATES
GW16423VD | PLACA GEO INT. 2+2M H. ROJO TOSCANO | 14.4 | 1 | 1 | 12 | NR | 8034035103018 | 85389099 | 1DM02 | Building | 1DM | BUILDING | 1DM03G | CHORUSMART DOM.RANG. | 1DM03G01F | BASIC CHORUSMART | 1DM03G01F156 | CR GEO INT. PLATES
GW16423VL | PLACA GEO INT. 2+2M H. BEIGE NAT. | 6.3 | 1 | 1 | 12 | NR | 8034035103025 | 85389099 | 1DM02 | Building | 1DM | BUILDING | 1DM03G | CHORUSMART DOM.RANG. | 1DM03G01F | BASIC CHORUSMART | 1DM03G01F156 | CR GEO INT. PLATES
GW16423VN | PLACA GEO INT. 2+2M HO. NEGRO SATINADO | 6.3 | 1 | 12 | 12 | NR | 8011564874121 | 85389099 | 1DM02 | Building | 1DM | BUILDING | 1DM03G | CHORUSMART DOM.RANG. | 1DM03G01F | BASIC CHORUSMART | 1DM03G01F156 | CR GEO INT. PLATES
GW16423VO | PLACA GEO INT. 2+2M H. ORO | 14.4 | 1 | 1 | 12 | NR | 8034035103032 | 85389099 | 1DM02 | Building | 1DM | BUILDING | 1DM03G | CHORUSMART DOM.RANG. | 1DM03G01F | BASIC CHORUSMART | 1DM03G01F156 | CR GEO INT. PLATES
GW16423VT | PLACA GEO INT. 2+2M HO.TITANIO | 10.2 | 1 | 12 | 12 | NR | 8011564767386 | 85389099 | 1DM02 | Building | 1DM | BUILDING | 1DM03G | CHORUSMART DOM.RANG. | 1DM03G01F | BASIC CHORUSMART | 1DM03G01F156 | CR GEO INT. PLATES
GW16423VW | PLACA GEO INT. 2+2M H. BLANCO SAT. | 6.3 | 1 | 1 | 12 | NR | 8034035103049 | 85389099 | 1DM02 | Building | 1DM | BUILDING | 1DM03G | CHORUSMART DOM.RANG. | 1DM03G01F | BASIC CHORUSMART | 1DM03G01F156 | CR GEO INT. PLATES
GW16423VX | PLACA GEO INT. 2+2M H. COBRE SUAVE | 14.4 | 1 | 1 | 12 | NR | 8034035103056 | 85389099 | 1DM02 | Building | 1DM | BUILDING | 1DM03G | CHORUSMART DOM.RANG. | 1DM03G01F | BASIC CHORUSMART | 1DM03G01F156 | CR GEO INT. PLATES
GW16423VZ | PLACA GEO INT. 2+2M H. VERDE AZULADO | 14.4 | 1 | 1 | 12 | NR | 8034035103063 | 85389099 | 1DM02 | Building | 1DM | BUILDING | 1DM03G | CHORUSMART DOM.RANG. | 1DM03G01F | BASIC CHORUSMART | 1DM03G01F156 | CR GEO INT. PLATES
GW16424TB | PLACA GEO INT. 2+2M V. BLANCO | 3.9 | 1 | 12 | 12 | NR | 8011564767416 | 85389099 | 1DM02 | Building | 1DM | BUILDING | 1DM03G | CHORUSMART DOM.RANG. | 1DM03G01F | BASIC CHORUSMART | 1DM03G01F156 | CR GEO INT. PLATES
GW16424TC | PLACA GEO INT. 2+2M V.71 CÁÑAMO | 4.55 | 1 | 12 | 12 | NR | 8011564767423 | 85389099 | 1DM02 | Building | 1DM | BUILDING | 1DM03G | CHORUSMART DOM.RANG. | 1DM03G01F | BASIC CHORUSMART | 1DM03G01F156 | CR GEO INT. PLATES
GW16424TI | PLACA GEO INT. 2+2M V.71 MARFIL | 4.55 | 1 | 12 | 12 | NR | 8011564767430 | 85389099 | 1DM02 | Building | 1DM | BUILDING | 1DM03G | CHORUSMART DOM.RANG. | 1DM03G01F | BASIC CHORUSMART | 1DM03G01F156 | CR GEO INT. PLATES
GW16424TN | PLACA GEO INT. 2+2M V.71 NEGRO TONER | 4.55 | 1 | 12 | 12 | NR | 8011564767447 | 85389099 | 1DM02 | Building | 1DM | BUILDING | 1DM03G | CHORUSMART DOM.RANG. | 1DM03G01F | BASIC CHORUSMART | 1DM03G01F156 | CR GEO INT. PLATES
GW16424VD | PLACA GEO INT. 2+2M V. ROJO TOSCANO | 14.5 | 1 | 1 | 12 | NR | 8034035102950 | 85389099 | 1DM02 | Building | 1DM | BUILDING | 1DM03G | CHORUSMART DOM.RANG. | 1DM03G01F | BASIC CHORUSMART | 1DM03G01F156 | CR GEO INT. PLATES
GW16424VL | PLACA GEO INT. 2+2M V. BEIGE NAT. | 8.15 | 1 | 1 | 12 | NR | 8034035102967 | 85389099 | 1DM02 | Building | 1DM | BUILDING | 1DM03G | CHORUSMART DOM.RANG. | 1DM03G01F | BASIC CHORUSMART | 1DM03G01F156 | CR GEO INT. PLATES
GW16424VN | PLACA GEO INT. 2+2M V.71 NEGRO SATINADO | 6.2 | 1 | 12 | 12 | NR | 8034035051838 | 85389099 | 1DM02 | Building | 1DM | BUILDING | 1DM03G | CHORUSMART DOM.RANG. | 1DM03G01F | BASIC CHORUSMART | 1DM03G01F156 | CR GEO INT. PLATES
GW16424VO | PLACA GEO INT. 2+2M V. ORO | 14.5 | 1 | 1 | 12 | NR | 8034035102974 | 85389099 | 1DM02 | Building | 1DM | BUILDING | 1DM03G | CHORUSMART DOM.RANG. | 1DM03G01F | BASIC CHORUSMART | 1DM03G01F156 | CR GEO INT. PLATES
GW16424VT | PLACA GEO INT. 2+2M V.71 TITANIO | 13.5 | 1 | 12 | 12 | NR | 8011564767485 | 85389099 | 1DM02 | Building | 1DM | BUILDING | 1DM03G | CHORUSMART DOM.RANG. | 1DM03G01F | BASIC CHORUSMART | 1DM03G01F156 | CR GEO INT. PLATES
GW16424VW | PLACA GEO INT. 2+2M V. BLANCO SAT. | 8.15 | 1 | 1 | 12 | NR | 8034035102981 | 85389099 | 1DM02 | Building | 1DM | BUILDING | 1DM03G | CHORUSMART DOM.RANG. | 1DM03G01F | BASIC CHORUSMART | 1DM03G01F156 | CR GEO INT. PLATES
GW16424VX | PLACA GEO INT. 2+2M V. COBRE SUAVE | 14.5 | 1 | 1 | 12 | NR | 8034035102998 | 85389099 | 1DM02 | Building | 1DM | BUILDING | 1DM03G | CHORUSMART DOM.RANG. | 1DM03G01F | BASIC CHORUSMART | 1DM03G01F156 | CR GEO INT. PLATES
GW16424VZ | PLACA GEO INT. 2+2M V. VERDE AZULADO | 14.5 | 1 | 1 | 12 | NR | 8034035103001 | 85389099 | 1DM02 | Building | 1DM | BUILDING | 1DM03G | CHORUSMART DOM.RANG. | 1DM03G01F | BASIC CHORUSMART | 1DM03G01F156 | CR GEO INT. PLATES
GW16426TB | PLACA GEO INT. 2+2+2M H. BLANCO | 6.7 | 1 | 6 | 6 | NR | 8011564767614 | 85389099 | 1DM02 | Building | 1DM | BUILDING | 1DM03G | CHORUSMART DOM.RANG. | 1DM03G01F | BASIC CHORUSMART | 1DM03G01F156 | CR GEO INT. PLATES
GW16426TC | PLACA GEO INT. 2+2 +2M HO. CÁÑAMO | 7.2 | 1 | 6 | 6 | NR | 8011564767621 | 85389099 | 1DM02 | Building | 1DM | BUILDING | 1DM03G | CHORUSMART DOM.RANG. | 1DM03G01F | BASIC CHORUSMART | 1DM03G01F156 | CR GEO INT. PLATES
GW16426TI | PLACA GEO INT. 2+2 +2M HO.MARFIL | 7.2 | 1 | 6 | 6 | NR | 8011564767638 | 85389099 | 1DM02 | Building | 1DM | BUILDING | 1DM03G | CHORUSMART DOM.RANG. | 1DM03G01F | BASIC CHORUSMART | 1DM03G01F156 | CR GEO INT. PLATES
GW16426TN | PLACA GEO INT. 2+2 +2M HO.NEGRO TONER | 7.2 | 1 | 6 | 6 | NR | 8011564767645 | 85389099 | 1DM02 | Building | 1DM | BUILDING | 1DM03G | CHORUSMART DOM.RANG. | 1DM03G01F | BASIC CHORUSMART | 1DM03G01F156 | CR GEO INT. PLATES
GW16426VD | PLACA GEO INT. 2+2+2M H. ROJO TOSCANO | 21.85 | 1 | 1 | 6 | NR | 8034035103131 | 85389099 | 1DM02 | Building | 1DM | BUILDING | 1DM03G | CHORUSMART DOM.RANG. | 1DM03G01F | BASIC CHORUSMART | 1DM03G01F156 | CR GEO INT. PLATES
GW16426VL | PLACA GEO INT. 2+2+2M H. NET.BEIGE | 9.35 | 1 | 1 | 6 | NR | 8034035103148 | 85389099 | 1DM02 | Building | 1DM | BUILDING | 1DM03G | CHORUSMART DOM.RANG. | 1DM03G01F | BASIC CHORUSMART | 1DM03G01F156 | CR GEO INT. PLATES
GW16426VN | PLACA GEO INT. 2+2+2M H. NEGRO SATINADO | 9.35 | 1 | 1 | 6 | NR | 8011564874138 | 85389099 | 1DM02 | Building | 1DM | BUILDING | 1DM03G | CHORUSMART DOM.RANG. | 1DM03G01F | BASIC CHORUSMART | 1DM03G01F156 | CR GEO INT. PLATES
GW16426VO | PLACA GEO INT. 2+2+2M H. ORO | 21.85 | 1 | 1 | 6 | NR | 8034035103155 | 85389099 | 1DM02 | Building | 1DM | BUILDING | 1DM03G | CHORUSMART DOM.RANG. | 1DM03G01F | BASIC CHORUSMART | 1DM03G01F156 | CR GEO INT. PLATES
GW16426VT | PLACA GEO INT. 2+2 +2M HO.TITANIO | 20.7 | 1 | 6 | 6 | NR | 8011564767683 | 85389099 | 1DM02 | Building | 1DM | BUILDING | 1DM03G | CHORUSMART DOM.RANG. | 1DM03G01F | BASIC CHORUSMART | 1DM03G01F156 | CR GEO INT. PLATES
GW16426VW | PLACA GEO INT. 2+2+2M H. BLANCO SAT. | 9.35 | 1 | 1 | 6 | NR | 8034035103162 | 85389099 | 1DM02 | Building | 1DM | BUILDING | 1DM03G | CHORUSMART DOM.RANG. | 1DM03G01F | BASIC CHORUSMART | 1DM03G01F156 | CR GEO INT. PLATES
GW16426VX | PLACA GEO INT. 2+2+2M H.COBRE SUAVE | 21.85 | 1 | 1 | 6 | NR | 8034035103179 | 85389099 | 1DM02 | Building | 1DM | BUILDING | 1DM03G | CHORUSMART DOM.RANG. | 1DM03G01F | BASIC CHORUSMART | 1DM03G01F156 | CR GEO INT. PLATES
GW16426VZ | PLACA GEO INT. 2+2+2M H. VERDE AZULADO | 21.85 | 1 | 1 | 6 | NR | 8034035103186 | 85389099 | 1DM02 | Building | 1DM | BUILDING | 1DM03G | CHORUSMART DOM.RANG. | 1DM03G01F | BASIC CHORUSMART | 1DM03G01F156 | CR GEO INT. PLATES
GW16427TB | PLACA GEO INT. 2+2+2M V. BLANCO | 6.7 | 1 | 6 | 6 | NR | 8011564767713 | 85389099 | 1DM02 | Building | 1DM | BUILDING | 1DM03G | CHORUSMART DOM.RANG. | 1DM03G01F | BASIC CHORUSMART | 1DM03G01F156 | CR GEO INT. PLATES
GW16427TC | PLACA GEO INT. 2+2 +2M V.CÁÑAMO | 7.2 | 1 | 6 | 6 | NR | 8011564767720 | 85389099 | 1DM02 | Building | 1DM | BUILDING | 1DM03G | CHORUSMART DOM.RANG. | 1DM03G01F | BASIC CHORUSMART | 1DM03G01F156 | CR GEO INT. PLATES
GW16427TI | PLACA GEO INT. 2+2 +2M V.MARFIL | 7.2 | 1 | 6 | 6 | NR | 8011564767737 | 85389099 | 1DM02 | Building | 1DM | BUILDING | 1DM03G | CHORUSMART DOM.RANG. | 1DM03G01F | BASIC CHORUSMART | 1DM03G01F156 | CR GEO INT. PLATES
GW16427TN | PLACA GEO INT. 2+2 +2M V.NEGRO TONER | 7.2 | 1 | 6 | 6 | NR | 8011564767744 | 85389099 | 1DM02 | Building | 1DM | BUILDING | 1DM03G | CHORUSMART DOM.RANG. | 1DM03G01F | BASIC CHORUSMART | 1DM03G01F156 | CR GEO INT. PLATES
GW16427VD | PLACA GEO INT. 2+2+2M V. ROJO TOSCANO | 21.95 | 1 | 1 | 6 | NR | 8034035103070 | 85389099 | 1DM02 | Building | 1DM | BUILDING | 1DM03G | CHORUSMART DOM.RANG. | 1DM03G01F | BASIC CHORUSMART | 1DM03G01F156 | CR GEO INT. PLATES
GW16427VL | PLACA GEO INT. 2+2+2M V. BEIGE NAT. | 12.05 | 1 | 1 | 6 | NR | 8034035103087 | 85389099 | 1DM02 | Building | 1DM | BUILDING | 1DM03G | CHORUSMART DOM.RANG. | 1DM03G01F | BASIC CHORUSMART | 1DM03G01F156 | CR GEO INT. PLATES
GW16427VN | PLACA GEO INT. 2+2+2M V. NEGRO SATINADO | 8.75 | 1 | 6 | 6 | NR | 8034035051845 | 85389099 | 1DM02 | Building | 1DM | BUILDING | 1DM03G | CHORUSMART DOM.RANG. | 1DM03G01F | BASIC CHORUSMART | 1DM03G01F156 | CR GEO INT. PLATES
GW16427VO | PLACA GEO INT. 2+2+2M V. ORO | 21.95 | 1 | 1 | 6 | NR | 8034035103094 | 85389099 | 1DM02 | Building | 1DM | BUILDING | 1DM03G | CHORUSMART DOM.RANG. | 1DM03G01F | BASIC CHORUSMART | 1DM03G01F156 | CR GEO INT. PLATES
GW16427VT | PLACA GEO INT. 2+2 +2M V.TITANIO | 20.7 | 1 | 6 | 6 | NR | 8011564767782 | 85389099 | 1DM02 | Building | 1DM | BUILDING | 1DM03G | CHORUSMART DOM.RANG. | 1DM03G01F | BASIC CHORUSMART | 1DM03G01F156 | CR GEO INT. PLATES
GW16427VW | PLACA GEO INT. 2+2+2M V. BLANCO SAT. | 12.05 | 1 | 1 | 6 | NR | 8034035103100 | 85389099 | 1DM02 | Building | 1DM | BUILDING | 1DM03G | CHORUSMART DOM.RANG. | 1DM03G01F | BASIC CHORUSMART | 1DM03G01F156 | CR GEO INT. PLATES
GW16427VX | PLACA GEO INT. 2+2+2M V. COBRE SUAVE | 21.95 | 1 | 1 | 6 | NR | 8034035103117 | 85389099 | 1DM02 | Building | 1DM | BUILDING | 1DM03G | CHORUSMART DOM.RANG. | 1DM03G01F | BASIC CHORUSMART | 1DM03G01F156 | CR GEO INT. PLATES
GW16427VZ | PLACA GEO INT. 2+2+2M V. VERDE AZULADO | 21.95 | 1 | 1 | 6 | NR | 8034035103124 | 85389099 | 1DM02 | Building | 1DM | BUILDING | 1DM03G | CHORUSMART DOM.RANG. | 1DM03G01F | BASIC CHORUSMART | 1DM03G01F156 | CR GEO INT. PLATES
GW16502 | CAJAS PROTEGIDAS 2 M. IP40 GRIS | 2.25 | 1 | 5 | 80 | NR | 8011564278042 | 85381000 | 1DM02 | Building | 1DM | BUILDING | 1DM03G | CHORUSMART DOM.RANG. | 1DM03G01F | BASIC CHORUSMART | 1DM03G01F169 | CR SURF.MOUN.ENCLOS.
GW16503 | CAJAS PROTEGIDAS 3 M. IP40 GRIS | 3.9 | 1 | 3 | 60 | NR | 8011564278059 | 85381000 | 1DM02 | Building | 1DM | BUILDING | 1DM03G | CHORUSMART DOM.RANG. | 1DM03G01F | BASIC CHORUSMART | 1DM03G01F169 | CR SURF.MOUN.ENCLOS.
GW16504 | CAJAS PROTEGIDAS 4 M. IP40 GRIS | 4.75 | 1 | 1 | 40 | NR | 8011564279315 | 85381000 | 1DM02 | Building | 1DM | BUILDING | 1DM03G | CHORUSMART DOM.RANG. | 1DM03G01F | BASIC CHORUSMART | 1DM03G01F169 | CR SURF.MOUN.ENCLOS.
GW16512 | CAJAS ESTANCAS 2 M. IP55 GRIS | 6.7 | 1 | 5 | 60 | NR | 8011564278066 | 85381000 | 1DM02 | Building | 1DM | BUILDING | 1DM03G | CHORUSMART DOM.RANG. | 1DM03G01F | BASIC CHORUSMART | 1DM03G01F169 | CR SURF.MOUN.ENCLOS.
GW16513 | CAJAS ESTANCAS 3 M. IP55 GRIS | 10.7 | 1 | 2 | 40 | NR | 8011564278073 | 85381000 | 1DM02 | Building | 1DM | BUILDING | 1DM03G | CHORUSMART DOM.RANG. | 1DM03G01F | BASIC CHORUSMART | 1DM03G01F169 | CR SURF.MOUN.ENCLOS.
GW16514 | CAJAS ESTANCAS 4 M. IP55 GRIS | 12.9 | 1 | 1 | 30 | NR | 8011564279322 | 85381000 | 1DM02 | Building | 1DM | BUILDING | 1DM03G | CHORUSMART DOM.RANG. | 1DM03G01F | BASIC CHORUSMART | 1DM03G01F169 | CR SURF.MOUN.ENCLOS.
GW16702TB | PLACA ESTANCA 2M IP55 BLANCO | 10.1 | 1 | 1 | 24 | NR | 8011564275065 | 85389099 | 1DM02 | Building | 1DM | BUILDING | 1DM03G | CHORUSMART DOM.RANG. | 1DM03G01F | BASIC CHORUSMART | 1DM03G01F167 | CR SPEC.PLATES/ACC.
GW16702TBN | WATERTIGHT PLATE 2-MODULES IP55 WHITE | 12.35 | 1 | 1 | 24 | NR | 8034035149139 | 85389099 | 1DM02 | Building | 1DM | BUILDING | 1DM03G | CHORUSMART DOM.RANG. | 1DM03G01F | BASIC CHORUSMART | 1DM03G01F167 | CR SPEC.PLATES/ACC.
GW16702TN | PLACA ESTANCA 2M IP55 NEGRO | 10.6 | 1 | 1 | 12 | NR | 8011564275072 | 85389099 | 1DM02 | Building | 1DM | BUILDING | 1DM03G | CHORUSMART DOM.RANG. | 1DM03G01F | BASIC CHORUSMART | 1DM03G01F167 | CR SPEC.PLATES/ACC.
GW16702TNN | WATERTIGHT PLATE 2-MODULES IP55 BLACK | 13.2 | 1 | 1 | 12 | NR | 8034035149146 | 85389099 | 1DM02 | Building | 1DM | BUILDING | 1DM03G | CHORUSMART DOM.RANG. | 1DM03G01F | BASIC CHORUSMART | 1DM03G01F167 | CR SPEC.PLATES/ACC.
GW16702VT | PLACA ESTANCA 2M IP55 TITANIO | 31 | 1 | 1 | 12 | NR | 8011564762749 | 85389099 | 1DM02 | Building | 1DM | BUILDING | 1DM03G | CHORUSMART DOM.RANG. | 1DM03G01F | BASIC CHORUSMART | 1DM03G01F167 | CR SPEC.PLATES/ACC.
GW16702VTN | WATERTIGHT PLATE 2-MODULES IP55 TITANIUM | 43.15 | 1 | 1 | 12 | NR | 8034035149153 | 85389099 | 1DM02 | Building | 1DM | BUILDING | 1DM03G | CHORUSMART DOM.RANG. | 1DM03G01F | BASIC CHORUSMART | 1DM03G01F167 | CR SPEC.PLATES/ACC.
GW16703TB | PLACA ESTANCA 3M IP55 BLANCO | 13.3 | 1 | 1 | 24 | NR | 8011564275089 | 85389099 | 1DM02 | Building | 1DM | BUILDING | 1DM03G | CHORUSMART DOM.RANG. | 1DM03G01F | BASIC CHORUSMART | 1DM03G01F167 | CR SPEC.PLATES/ACC.
GW16703TBN | WATERTIGHT PLATE 3-MODULES IP55 WHITE | 17.1 | 1 | 1 | 24 | NR | 8034035149160 | 85389099 | 1DM02 | Building | 1DM | BUILDING | 1DM03G | CHORUSMART DOM.RANG. | 1DM03G01F | BASIC CHORUSMART | 1DM03G01F167 | CR SPEC.PLATES/ACC.
GW16703TN | PLACA ESTANCA 3M IP55 NEGRO | 12.75 | 1 | 1 | 12 | NR | 8011564275096 | 85389099 | 1DM02 | Building | 1DM | BUILDING | 1DM03G | CHORUSMART DOM.RANG. | 1DM03G01F | BASIC CHORUSMART | 1DM03G01F167 | CR SPEC.PLATES/ACC.
GW16703TNN | WATERTIGHT PLATE 3-MODULES IP55 BLACK | 16.4 | 1 | 1 | 12 | NR | 8034035149177 | 85389099 | 1DM02 | Building | 1DM | BUILDING | 1DM03G | CHORUSMART DOM.RANG. | 1DM03G01F | BASIC CHORUSMART | 1DM03G01F167 | CR SPEC.PLATES/ACC.
GW16703VT | PLACA ESTANCA 3M IP55 TITANIO | 32.35 | 1 | 1 | 12 | NR | 8011564762756 | 85389099 | 1DM02 | Building | 1DM | BUILDING | 1DM03G | CHORUSMART DOM.RANG. | 1DM03G01F | BASIC CHORUSMART | 1DM03G01F167 | CR SPEC.PLATES/ACC.
GW16703VTN | WATERTIGHT PLATE 3-MODULES IP55 TITANIUM | 45.1 | 1 | 1 | 12 | NR | 8034035149184 | 85389099 | 1DM02 | Building | 1DM | BUILDING | 1DM03G | CHORUSMART DOM.RANG. | 1DM03G01F | BASIC CHORUSMART | 1DM03G01F167 | CR SPEC.PLATES/ACC.
GW16704TB | PLACA ESTANCA 4M IP55 BLANCO | 21.3 | 1 | 1 | 24 | NR | 8011564275102 | 85389099 | 1DM02 | Building | 1DM | BUILDING | 1DM03G | CHORUSMART DOM.RANG. | 1DM03G01F | BASIC CHORUSMART | 1DM03G01F167 | CR SPEC.PLATES/ACC.
GW16704TBN | WATERTIGHT PLATE 4-MODULES IP55 WHITE | 29.75 | 1 | 1 | 24 | NR | 8034035149191 | 85389099 | 1DM02 | Building | 1DM | BUILDING | 1DM03G | CHORUSMART DOM.RANG. | 1DM03G01F | BASIC CHORUSMART | 1DM03G01F167 | CR SPEC.PLATES/ACC.
GW16704TN | PLACA ESTANCA 4M IP55 NEGRO | 19.25 | 1 | 1 | 12 | NR | 8011564275317 | 85389099 | 1DM02 | Building | 1DM | BUILDING | 1DM03G | CHORUSMART DOM.RANG. | 1DM03G01F | BASIC CHORUSMART | 1DM03G01F167 | CR SPEC.PLATES/ACC.
GW16704TNN | WATERTIGHT PLATE 4-MODULES IP55 BLACK | 26.45 | 1 | 1 | 12 | NR | 8034035149207 | 85389099 | 1DM02 | Building | 1DM | BUILDING | 1DM03G | CHORUSMART DOM.RANG. | 1DM03G01F | BASIC CHORUSMART | 1DM03G01F167 | CR SPEC.PLATES/ACC.
GW16704VT | PLACA ESTANCA 4M IP55 TITANIO | 36.75 | 1 | 1 | 12 | NR | 8011564762763 | 85389099 | 1DM02 | Building | 1DM | BUILDING | 1DM03G | CHORUSMART DOM.RANG. | 1DM03G01F | BASIC CHORUSMART | 1DM03G01F167 | CR SPEC.PLATES/ACC.
GW16704VTN | WATERTIGHT PLATE 4-MODULES IP55 TITANIUM | 51.5 | 1 | 1 | 12 | NR | 8034035149214 | 85389099 | 1DM02 | Building | 1DM | BUILDING | 1DM03G | CHORUSMART DOM.RANG. | 1DM03G01F | BASIC CHORUSMART | 1DM03G01F167 | CR SPEC.PLATES/ACC.
GW16711TB | PLACAS PERFILES Y PANELES 1M BLANCO | 5.65 | 1 | 1 | 48 | NR | 8011564275324 | 85389099 | 1DM02 | Building | 1DM | BUILDING | 1DM03G | CHORUSMART DOM.RANG. | 1DM03G01F | BASIC CHORUSMART | 1DM03G01F167 | CR SPEC.PLATES/ACC.
GW16711TN | PLACAS PERFILES Y PANELES 1M NEGRO | 5.65 | 1 | 1 | 24 | NR | 8011564275331 | 85389099 | 1DM02 | Building | 1DM | BUILDING | 1DM03G | CHORUSMART DOM.RANG. | 1DM03G01F | BASIC CHORUSMART | 1DM03G01F167 | CR SPEC.PLATES/ACC.
GW16711VT | PLACAS PERFILES Y PANELES 1M TITANIO | 7.85 | 1 | 1 | 12 | NR | 8011564275348 | 85389099 | 1DM02 | Building | 1DM | BUILDING | 1DM03G | CHORUSMART DOM.RANG. | 1DM03G01F | BASIC CHORUSMART | 1DM03G01F167 | CR SPEC.PLATES/ACC.
GW16712TB | PLACAS PERFILES Y PANELES 2M BLANCO | 6.2 | 1 | 1 | 24 | NR | 8011564275355 | 85389099 | 1DM02 | Building | 1DM | BUILDING | 1DM03G | CHORUSMART DOM.RANG. | 1DM03G01F | BASIC CHORUSMART | 1DM03G01F167 | CR SPEC.PLATES/ACC.
GW16712TN | PLACAS PERFILES Y PANELES 2M NEGRO | 6.2 | 1 | 1 | 24 | NR | 8011564275362 | 85389099 | 1DM02 | Building | 1DM | BUILDING | 1DM03G | CHORUSMART DOM.RANG. | 1DM03G01F | BASIC CHORUSMART | 1DM03G01F167 | CR SPEC.PLATES/ACC.
GW16712VT | PLACAS PERFILES Y PANELES 2M TITANIO | 8.85 | 1 | 1 | 12 | NR | 8011564275379 | 85389099 | 1DM02 | Building | 1DM | BUILDING | 1DM03G | CHORUSMART DOM.RANG. | 1DM03G01F | BASIC CHORUSMART | 1DM03G01F167 | CR SPEC.PLATES/ACC.
GW16723TB | PLACA CIEGA 3M BLANCO | 4.45 | 1 | 1 | 24 | NR | 8011564275386 | 85389099 | 1DM02 | Building | 1DM | BUILDING | 1DM03G | CHORUSMART DOM.RANG. | 1DM03G01F | BASIC CHORUSMART | 1DM03G01F167 | CR SPEC.PLATES/ACC.
GW16723TN | PLACA CIEGA 3M NEGRO | 4.45 | 1 | 1 | 12 | NR | 8011564275393 | 85389099 | 1DM02 | Building | 1DM | BUILDING | 1DM03G | CHORUSMART DOM.RANG. | 1DM03G01F | BASIC CHORUSMART | 1DM03G01F167 | CR SPEC.PLATES/ACC.
GW16724TB | PLACA CIEGA 4M BLANCO | 6.5 | 1 | 1 | 24 | NR | 8011564275409 | 85389099 | 1DM02 | Building | 1DM | BUILDING | 1DM03G | CHORUSMART DOM.RANG. | 1DM03G01F | BASIC CHORUSMART | 1DM03G01F167 | CR SPEC.PLATES/ACC.
GW16724TN | PLACA CIEGA 4M NEGRO | 6.5 | 1 | 1 | 12 | NR | 8011564275416 | 85389099 | 1DM02 | Building | 1DM | BUILDING | 1DM03G | CHORUSMART DOM.RANG. | 1DM03G01F | BASIC CHORUSMART | 1DM03G01F167 | CR SPEC.PLATES/ACC.
GW16743 | CAJA SUP. PL. ONE NOR. IT. 3 M. BLANCO | 5.45 | 1 | 3 | 60 | NR | 8011564278080 | 85381000 | 1DM02 | Building | 1DM | BUILDING | 1DM03G | CHORUSMART DOM.RANG. | 1DM03G01F | BASIC CHORUSMART | 1DM03G01F167 | CR SPEC.PLATES/ACC.
GW16744 | CAJA SUP. PL. ONE NOR. IT. 4 M. BLANCO | 7.3 | 1 | 1 | 30 | NR | 8011564279339 | 85381000 | 1DM02 | Building | 1DM | BUILDING | 1DM03G | CHORUSMART DOM.RANG. | 1DM03G01F | BASIC CHORUSMART | 1DM03G01F167 | CR SPEC.PLATES/ACC.
GW16752 | CAJA SUP. PL. ONE INT. 2 M. BLANCO | 4.55 | 1 | 1 | 30 | NR | 8011564279346 | 85381000 | 1DM02 | Building | 1DM | BUILDING | 1DM03G | CHORUSMART DOM.RANG. | 1DM03G01F | BASIC CHORUSMART | 1DM03G01F167 | CR SPEC.PLATES/ACC.
GW16753 | CAJA SUP. PL. ONE INT. 2+2 M. HO. BLANCO | 5.05 | 1 | 1 | 15 | NR | 8011564279353 | 85381000 | 1DM02 | Building | 1DM | BUILDING | 1DM03G | CHORUSMART DOM.RANG. | 1DM03G01F | BASIC CHORUSMART | 1DM03G01F167 | CR SPEC.PLATES/ACC.
GW16754 | CAJA SUP. PL. ONE INT. 2+2 M. V. BLANCO | 5.45 | 1 | 1 | 15 | NR | 8011564279360 | 85381000 | 1DM02 | Building | 1DM | BUILDING | 1DM03G | CHORUSMART DOM.RANG. | 1DM03G01F | BASIC CHORUSMART | 1DM03G01F167 | CR SPEC.PLATES/ACC.
GW16773 | CAJA SUP. PL. ONE NOR. IT. 3 M. NEGRA | 5.45 | 1 | 3 | 30 | NR | 8011564278097 | 85381000 | 1DM02 | Building | 1DM | BUILDING | 1DM03G | CHORUSMART DOM.RANG. | 1DM03G01F | BASIC CHORUSMART | 1DM03G01F167 | CR SPEC.PLATES/ACC.
GW16774 | CAJA SUP. PL. ONE NOR. IT. 4 M. NEGRA | 7.3 | 1 | 1 | 30 | NR | 8011564279377 | 85381000 | 1DM02 | Building | 1DM | BUILDING | 1DM03G | CHORUSMART DOM.RANG. | 1DM03G01F | BASIC CHORUSMART | 1DM03G01F167 | CR SPEC.PLATES/ACC.
GW16782 | CAJA SUP. PL. ONE INT. 2 M. NEGRA | 4.65 | 1 | 1 | 30 | NR | 8011564279384 | 85381000 | 1DM02 | Building | 1DM | BUILDING | 1DM03G | CHORUSMART DOM.RANG. | 1DM03G01F | BASIC CHORUSMART | 1DM03G01F167 | CR SPEC.PLATES/ACC.
GW16783 | CAJA SUP. PL. ONE INT. 2+2 M. HO. NEGRA | 5.45 | 1 | 1 | 15 | NR | 8011564279407 | 85381000 | 1DM02 | Building | 1DM | BUILDING | 1DM03G | CHORUSMART DOM.RANG. | 1DM03G01F | BASIC CHORUSMART | 1DM03G01F167 | CR SPEC.PLATES/ACC.
GW16784 | CAJA SUP. PL. ONE INT. 2+2 M. V. NEGRA | 5.45 | 1 | 1 | 15 | NR | 8011564279414 | 85381000 | 1DM02 | Building | 1DM | BUILDING | 1DM03G | CHORUSMART DOM.RANG. | 1DM03G01F | BASIC CHORUSMART | 1DM03G01F167 | CR SPEC.PLATES/ACC.
GW16802 | SOPORTE NORMA ITALIANA 2 MÓDULOS | 1.85 | 1 | 12 | 120 | NR | 8011564274778 | 85389099 | 1DM02 | Building | 1DM | BUILDING | 1DM03G | CHORUSMART DOM.RANG. | 1DM03G01F | BASIC CHORUSMART | 1DM03G01F167 | CR SPEC.PLATES/ACC.
GW16803 | SOPORTE NORMA ITALIANA 3 MÓDULOS | 1.75 | 1 | 12 | 240 | NR | 8011564274785 | 85389099 | 1DM02 | Building | 1DM | BUILDING | 1DM03G | CHORUSMART DOM.RANG. | 1DM03G01F | BASIC CHORUSMART | 1DM03G01F167 | CR SPEC.PLATES/ACC.
GW16803N | SOPORTE ESTAND.ITA. 3M - SMART | 2.8 | 1 | 6 | 240 | NR | 8034035091155 | 85389099 | 1DM02 | Building | 1DM | BUILDING | 1DM03G | CHORUSMART DOM.RANG. | 1DM03G01F | BASIC CHORUSMART | 1DM03G01F167 | CR SPEC.PLATES/ACC.
GW16804 | SOPORTE NORMA ITALIANA 4 MÓDULOS | 2.8 | 1 | 12 | 120 | NR | 8011564274792 | 85389099 | 1DM02 | Building | 1DM | BUILDING | 1DM03G | CHORUSMART DOM.RANG. | 1DM03G01F | BASIC CHORUSMART | 1DM03G01F167 | CR SPEC.PLATES/ACC.
GW16804N | SOPORTE ESTAND.ITA. 4M - SMART | 4.45 | 1 | 6 | 120 | NR | 8034035091162 | 85389099 | 1DM02 | Building | 1DM | BUILDING | 1DM03G | CHORUSMART DOM.RANG. | 1DM03G01F | BASIC CHORUSMART | 1DM03G01F167 | CR SPEC.PLATES/ACC.
GW16806 | SOPORTE NORMA ITALIANA 6 MÓDULOS | 4.55 | 1 | 12 | 72 | NR | 8011564274808 | 85389099 | 1DM02 | Building | 1DM | BUILDING | 1DM03G | CHORUSMART DOM.RANG. | 1DM03G01F | BASIC CHORUSMART | 1DM03G01F167 | CR SPEC.PLATES/ACC.
GW16807N | SOPORTE ESTAND.ITA. 7M | 8.15 | 1 | 12 | 72 | NR | 8034035103940 | 85389099 | 1DM02 | Building | 1DM | BUILDING | 1DM03G | CHORUSMART DOM.RANG. | 1DM03G01F | BASIC CHORUSMART | 1DM03G01F167 | CR SPEC.PLATES/ACC.
GW16808 | SOPORTE NORMA ITALIANA 8 MÓDULOS | 7.85 | 1 | 12 | 48 | NR | 8011564274815 | 85389099 | 1DM02 | Building | 1DM | BUILDING | 1DM03G | CHORUSMART DOM.RANG. | 1DM03G01F | BASIC CHORUSMART | 1DM03G01F167 | CR SPEC.PLATES/ACC.
GW16812 | SOPORTE NORMA ITALIANA 12 MÓDULOS | 9.6 | 1 | 12 | 48 | NR | 8011564274822 | 85389099 | 1DM02 | Building | 1DM | BUILDING | 1DM03G | CHORUSMART DOM.RANG. | 1DM03G01F | BASIC CHORUSMART | 1DM03G01F167 | CR SPEC.PLATES/ACC.
GW16821 | SOPORTE CHORUS INT. 2M CON GARRAS | 2.45 | 1 | 12 | 120 | NR | 8011564274839 | 85389099 | 1DM02 | Building | 1DM | BUILDING | 1DM03G | CHORUSMART DOM.RANG. | 1DM03G01F | BASIC CHORUSMART | 1DM03G01F167 | CR SPEC.PLATES/ACC.
GW16821N | SOPORTE ESTAND.INT. 2M GARRAS - SMART | 3.7 | 1 | 20 | 120 | NR | 8034035105173 | 85389099 | 1DM02 | Building | 1DM | BUILDING | 1DM03G | CHORUSMART DOM.RANG. | 1DM03G01F | BASIC CHORUSMART | 1DM03G01F167 | CR SPEC.PLATES/ACC.
GW16822 | SOPORTE CHORUS INT. 2M SIN TORNILLOS | 1.15 | 1 | 20 | 120 | NR | 8011564296411 | 85389099 | 1DM02 | Building | 1DM | BUILDING | 1DM03G | CHORUSMART DOM.RANG. | 1DM03G01F | BASIC CHORUSMART | 1DM03G01F167 | CR SPEC.PLATES/ACC.
GW16822N | SOPORTE ESTAND.INT. 2M TORNILLOS - SMART | 2.25 | 1 | 20 | 120 | NR | 8034035091179 | 85389099 | 1DM02 | Building | 1DM | BUILDING | 1DM03G | CHORUSMART DOM.RANG. | 1DM03G01F | BASIC CHORUSMART | 1DM03G01F167 | CR SPEC.PLATES/ACC.
GW16823 | SOPORTE CHORUS INT. 2M GARRA LARGA | 3.1 | 1 | 12 | 120 | NR | 8011564296442 | 85389099 | 1DM02 | Building | 1DM | BUILDING | 1DM03G | CHORUSMART DOM.RANG. | 1DM03G01F | BASIC CHORUSMART | 1DM03G01F167 | CR SPEC.PLATES/ACC.
GW16824 | SOPORTE NORMA INTERNACIONAL 2+2M. | 1.55 | 1 | 12 | 60 | NR | 8011564422209 | 85389099 | 1DM02 | Building | 1DM | BUILDING | 1DM03G | CHORUSMART DOM.RANG. | 1DM03G01F | BASIC CHORUSMART | 1DM03G01F167 | CR SPEC.PLATES/ACC.
GW16825 | SOPORTE NORMA INTERNACIONAL 2+2+2 M. | 3.3 | 1 | 12 | 48 | NR | 8011564422216 | 85389099 | 1DM02 | Building | 1DM | BUILDING | 1DM03G | CHORUSMART DOM.RANG. | 1DM03G01F | BASIC CHORUSMART | 1DM03G01F167 | CR SPEC.PLATES/ACC.
GW16841 | SOPORTE 1M MONT. CARRIL DIN DIS. CHORUS | 2.8 | 1 | 5 | 300 | NR | 8011564274846 | 85389099 | 1DM02 | Building | 1DM | BUILDING | 1DM03G | CHORUSMART DOM.RANG. | 1DM03G01F | BASIC CHORUSMART | 1DM03G01F167 | CR SPEC.PLATES/ACC.
GW16842 | SOPORTE 2M.MONT. CARRIL DIN DIS. CHORUS | 3.9 | 1 | 5 | 150 | NR | 8011564274853 | 85389099 | 1DM02 | Building | 1DM | BUILDING | 1DM03G | CHORUSMART DOM.RANG. | 1DM03G01F | BASIC CHORUSMART | 1DM03G01F167 | CR SPEC.PLATES/ACC.
GW16843 | SOPORTE 3M MONT.CARRIL DIN DIS.CHORUS | 5.05 | 1 | 5 | 50 | NR | 8011564822122 | 85389099 | 1DM02 | Building | 1DM | BUILDING | 1DM03G | CHORUSMART DOM.RANG. | 1DM03G01F | BASIC CHORUSMART | 1DM03G01F167 | CR SPEC.PLATES/ACC.
GW16854 | TECLADO SOBREMESA Y SUPERFICIE 4M BLANCO | 13.5 | 1 | 1 | 30 | NR | 8011564279421 | 85381000 | 1DM02 | Building | 1DM | BUILDING | 1DM03G | CHORUSMART DOM.RANG. | 1DM03G01F | BASIC CHORUSMART | 1DM03G01F167 | CR SPEC.PLATES/ACC.
GW16856 | TECLADO SOBREMESA Y SUPERFICIE 6M BLANCO | 16.7 | 1 | 1 | 15 | NR | 8011564279438 | 85381000 | 1DM02 | Building | 1DM | BUILDING | 1DM03G | CHORUSMART DOM.RANG. | 1DM03G01F | BASIC CHORUSMART | 1DM03G01F167 | CR SPEC.PLATES/ACC.
GW16864 | TECLADO SOBREMESA Y SUPERFICIE 4M NEGRO | 13.5 | 1 | 1 | 30 | NR | 8011564278103 | 85381000 | 1DM02 | Building | 1DM | BUILDING | 1DM03G | CHORUSMART DOM.RANG. | 1DM03G01F | BASIC CHORUSMART | 1DM03G01F167 | CR SPEC.PLATES/ACC.
GW16866 | TECLADO SOBREMESA Y SUPERFICIE 6M NEGRO | 16.7 | 1 | 1 | 15 | NR | 8011564279445 | 85381000 | 1DM02 | Building | 1DM | BUILDING | 1DM03G | CHORUSMART DOM.RANG. | 1DM03G01F | BASIC CHORUSMART | 1DM03G01F167 | CR SPEC.PLATES/ACC.
GW16871 | COBERTURA PROT.PINTURA CHORUS 2M INT. | 0.8 | 1 | 60 | 480 | NR | 8011564427075 | 85389099 | 1DM02 | Building | 1DM | BUILDING | 1DM03G | CHORUSMART DOM.RANG. | 1DM03G01F | BASIC CHORUSMART | 1DM03G01F167 | CR SPEC.PLATES/ACC.
GW16873 | COBERTURA PROT.PINTURA CHORUS 3M IT. | 43.35 | 100 | 120 | 480 | NR | 8011564427037 | 85389099 | 1DM02 | Building | 1DM | BUILDING | 1DM03G | CHORUSMART DOM.RANG. | 1DM03G01F | BASIC CHORUSMART | 1DM03G01F167 | CR SPEC.PLATES/ACC.
GW16874 | COBERTURA PROT.PINTURA CHORUS 4M IT. | 60.5 | 100 | 60 | 240 | NR | 8011564427051 | 85389099 | 1DM02 | Building | 1DM | BUILDING | 1DM03G | CHORUSMART DOM.RANG. | 1DM03G01F | BASIC CHORUSMART | 1DM03G01F167 | CR SPEC.PLATES/ACC.
GW16876 | COBERTURA PROT.PINTURA CHORUS 6M IT. | 86 | 100 | 60 | 240 | NR | 8011564427068 | 85389099 | 1DM02 | Building | 1DM | BUILDING | 1DM03G | CHORUSMART DOM.RANG. | 1DM03G01F | BASIC CHORUSMART | 1DM03G01F167 | CR SPEC.PLATES/ACC.
GW16877N | CUBIERTA PROTECT. PINTURA ITA. 7M | 1.25 | 1 | 60 | 240 | NR | 8034035103957 | 85389099 | 1DM02 | Building | 1DM | BUILDING | 1DM03G | CHORUSMART DOM.RANG. | 1DM03G01F | BASIC CHORUSMART | 1DM03G01F167 | CR SPEC.PLATES/ACC.
GW16891CB | LECTOR TARJETA TRASNP. BLANCO KNX | 423.5 | 1 | 1 | 1 | NR | 8034035136467 | 85389099 | 1DM03 | Building | 1DM | BUILDING | 1DM06G | SYSTEMS | 1DM06G39F | CHORUSMART KNX BUS | 1DM06G39F179 | CR BUILDING AUTOMAT.
GW16891CL | LECTOR TARJETA TRASNP. BEIGE KNX | 423.5 | 1 | 1 | 1 | NR | 8034035136450 | 85389099 | 1DM03 | Building | 1DM | BUILDING | 1DM06G | SYSTEMS | 1DM06G39F | CHORUSMART KNX BUS | 1DM06G39F179 | CR BUILDING AUTOMAT.
GW16891CN | LECTOR TARJETA TRASNP. NEGRO KNX | 423.5 | 1 | 1 | 1 | NR | 8034035136320 | 85389099 | 1DM03 | Building | 1DM | BUILDING | 1DM06G | SYSTEMS | 1DM06G39F | CHORUSMART KNX BUS | 1DM06G39F179 | CR BUILDING AUTOMAT.
GW16891CT | LECTOR TARJETA TRASNP. TITANIO KNX | 423.5 | 1 | 1 | 1 | NR | 8034035136344 | 85389099 | 1DM03 | Building | 1DM | BUILDING | 1DM06G | SYSTEMS | 1DM06G39F | CHORUSMART KNX BUS | 1DM06G39F179 | CR BUILDING AUTOMAT.
GW16892CB | SOPORTE TARJETA TRASNP. BLANCO KNX | 423.5 | 1 | 1 | 1 | NR | 8034035136481 | 85389099 | 1DM03 | Building | 1DM | BUILDING | 1DM06G | SYSTEMS | 1DM06G39F | CHORUSMART KNX BUS | 1DM06G39F179 | CR BUILDING AUTOMAT.
GW16892CL | SOPORTE TARJETA TRASNP. BEIGE KNX | 423.5 | 1 | 1 | 1 | NR | 8034035136474 | 85389099 | 1DM03 | Building | 1DM | BUILDING | 1DM06G | SYSTEMS | 1DM06G39F | CHORUSMART KNX BUS | 1DM06G39F179 | CR BUILDING AUTOMAT.
GW16892CN | SOPORTE TARJETA TRASNP. NEGRO KNX | 423.5 | 1 | 1 | 1 | NR | 8034035136313 | 85389099 | 1DM03 | Building | 1DM | BUILDING | 1DM06G | SYSTEMS | 1DM06G39F | CHORUSMART KNX BUS | 1DM06G39F179 | CR BUILDING AUTOMAT.
GW16892CT | SOPORTE TARJETA TRASNP. TITANIO KNX | 423.5 | 1 | 1 | 1 | NR | 8034035136337 | 85389099 | 1DM03 | Building | 1DM | BUILDING | 1DM06G | SYSTEMS | 1DM06G39F | CHORUSMART KNX BUS | 1DM06G39F179 | CR BUILDING AUTOMAT.
GW16893CN | PROGRAMADOR TARJ. TRASNP. NEGRO | 954.5 | 1 | 1 | 1 | NR | 8034035136498 | 85389099 | 1DM03 | Building | 1DM | BUILDING | 1DM06G | SYSTEMS | 1DM06G39F | CHORUSMART KNX BUS | 1DM06G39F179 | CR BUILDING AUTOMAT.
GW16899 | TARJETA TRANSPONDER MIFARE 13MHz | 9.7 | 1 | 10 | 40 | NR | 8034035136504 | 85389099 | 1DM03 | Building | 1DM | BUILDING | 1DM06G | SYSTEMS | 1DM06G39F | CHORUSMART KNX BUS | 1DM06G39F179 | CR BUILDING AUTOMAT.
GW16902CB | PLACA ICE 2M BLANCO | 86 | 1 | 1 | 16 | NR | 8034035070525 | 85389099 | 1DM02 | Building | 1DM | BUILDING | 1DM03G | CHORUSMART DOM.RANG. | 1DM03G01F | BASIC CHORUSMART | 1DM03G01F162 | CR ICE PLATES
GW16902CL | PLACA ICE 2M BEIGE NATURAL | 86 | 1 | 1 | 16 | NR | 8034035070549 | 85389099 | 1DM02 | Building | 1DM | BUILDING | 1DM03G | CHORUSMART DOM.RANG. | 1DM03G01F | BASIC CHORUSMART | 1DM03G01F162 | CR ICE PLATES
GW16902CN | PLACA ICE 2M NEGRO | 86 | 1 | 1 | 16 | NR | 8034035070563 | 85389099 | 1DM02 | Building | 1DM | BUILDING | 1DM03G | CHORUSMART DOM.RANG. | 1DM03G01F | BASIC CHORUSMART | 1DM03G01F162 | CR ICE PLATES
GW16902CT | PLACA ICE 2M TITANIO | 86 | 1 | 1 | 16 | NR | 8034035070570 | 85389099 | 1DM02 | Building | 1DM | BUILDING | 1DM03G | CHORUSMART DOM.RANG. | 1DM03G01F | BASIC CHORUSMART | 1DM03G01F162 | CR ICE PLATES
GW16903CB | PLACA ICE 3M BLANCO | 69 | 1 | 1 | 16 | NR | 8011564777415 | 85389099 | 1DM02 | Building | 1DM | BUILDING | 1DM03G | CHORUSMART DOM.RANG. | 1DM03G01F | BASIC CHORUSMART | 1DM03G01F162 | CR ICE PLATES
GW16903CL | PLACA ICE 3M BEIGE NATURAL | 95.5 | 1 | 1 | 16 | NR | 8034035070594 | 85389099 | 1DM02 | Building | 1DM | BUILDING | 1DM03G | CHORUSMART DOM.RANG. | 1DM03G01F | BASIC CHORUSMART | 1DM03G01F162 | CR ICE PLATES
GW16903CN | PLACA ICE 3M NEGRO | 69 | 1 | 1 | 16 | NR | 8011564781368 | 85389099 | 1DM02 | Building | 1DM | BUILDING | 1DM03G | CHORUSMART DOM.RANG. | 1DM03G01F | BASIC CHORUSMART | 1DM03G01F162 | CR ICE PLATES
GW16903CT | PLACA ICE 3M TITANIO | 69 | 1 | 1 | 16 | NR | 8011564781375 | 85389099 | 1DM02 | Building | 1DM | BUILDING | 1DM03G | CHORUSMART DOM.RANG. | 1DM03G01F | BASIC CHORUSMART | 1DM03G01F162 | CR ICE PLATES
GW16904CB | PLACA ICE 4M BLANCO | 74.5 | 1 | 1 | 12 | NR | 8011564781382 | 85389099 | 1DM02 | Building | 1DM | BUILDING | 1DM03G | CHORUSMART DOM.RANG. | 1DM03G01F | BASIC CHORUSMART | 1DM03G01F162 | CR ICE PLATES
GW16904CL | PLACA ICE 4M BEIGE NATURAL | 95.5 | 1 | 1 | 12 | NR | 8034035070600 | 85389099 | 1DM02 | Building | 1DM | BUILDING | 1DM03G | CHORUSMART DOM.RANG. | 1DM03G01F | BASIC CHORUSMART | 1DM03G01F162 | CR ICE PLATES
GW16904CN | PLACA ICE 4M NEGRO | 74.5 | 1 | 1 | 12 | NR | 8011564781399 | 85389099 | 1DM02 | Building | 1DM | BUILDING | 1DM03G | CHORUSMART DOM.RANG. | 1DM03G01F | BASIC CHORUSMART | 1DM03G01F162 | CR ICE PLATES
GW16904CT | PLACA ICE 4M TITANIO | 74.5 | 1 | 1 | 12 | NR | 8011564781405 | 85389099 | 1DM02 | Building | 1DM | BUILDING | 1DM03G | CHORUSMART DOM.RANG. | 1DM03G01F | BASIC CHORUSMART | 1DM03G01F162 | CR ICE PLATES
GW16906CB | PLACA ICE 6M BLANCO | 97.5 | 1 | 1 | 12 | NR | 8011564838710 | 85389099 | 1DM02 | Building | 1DM | BUILDING | 1DM03G | CHORUSMART DOM.RANG. | 1DM03G01F | BASIC CHORUSMART | 1DM03G01F162 | CR ICE PLATES
GW16906CL | PLACA ICE 6M BEIGE NATURAL | 97.5 | 1 | 1 | 12 | NR | 8034035070617 | 85389099 | 1DM02 | Building | 1DM | BUILDING | 1DM03G | CHORUSMART DOM.RANG. | 1DM03G01F | BASIC CHORUSMART | 1DM03G01F162 | CR ICE PLATES
GW16906CN | PLACA ICE 6M NEGRO | 97.5 | 1 | 1 | 12 | NR | 8034035070631 | 85389099 | 1DM02 | Building | 1DM | BUILDING | 1DM03G | CHORUSMART DOM.RANG. | 1DM03G01F | BASIC CHORUSMART | 1DM03G01F162 | CR ICE PLATES
GW16906CT | PLACA ICE 6M TITANIO | 97.5 | 1 | 1 | 12 | NR | 8034035070648 | 85389099 | 1DM02 | Building | 1DM | BUILDING | 1DM03G | CHORUSMART DOM.RANG. | 1DM03G01F | BASIC CHORUSMART | 1DM03G01F162 | CR ICE PLATES
GW16946CB | PLACA ICE TOUCH KNX SÍMB. INTERC.B. | 66.5 | 1 | 1 | 16 | NR | 8011564848610 | 85389099 | 1DM03 | Building | 1DM | BUILDING | 1DM06G | SYSTEMS | 1DM06G39F | CHORUSMART KNX BUS | 1DM06G39F177 | CR HOME AUTOMATION
GW16946CL | PLACA ICE TOUCH KNX SÍMB. INTERC. BEIGE | 79.5 | 1 | 1 | 16 | NR | 8034035070655 | 85389099 | 1DM03 | Building | 1DM | BUILDING | 1DM06G | SYSTEMS | 1DM06G39F | CHORUSMART KNX BUS | 1DM06G39F177 | CR HOME AUTOMATION
GW16946CN | PLACA ICE TOUCH KNX SÍMB. INTERC.N | 83.5 | 1 | 1 | 16 | NR | 8011564848627 | 85389099 | 1DM03 | Building | 1DM | BUILDING | 1DM06G | SYSTEMS | 1DM06G39F | CHORUSMART KNX BUS | 1DM06G39F177 | CR HOME AUTOMATION
GW16946CT | PLACA ICE TOUCH KNX SÍMB. INTERC.T. | 83.5 | 1 | 1 | 16 | NR | 8011564848634 | 85389099 | 1DM03 | Building | 1DM | BUILDING | 1DM06G | SYSTEMS | 1DM06G39F | CHORUSMART KNX BUS | 1DM06G39F177 | CR HOME AUTOMATION
GW16950 | PLACA TEST PULS. 6 CAN.KNX/EASY | 23.7 | 1 | 1 | 12 | NR | 8011564852716 | 85389099 | 1DM03 | Building | 1DM | BUILDING | 1DM06G | SYSTEMS | 1DM06G39F | CHORUSMART KNX BUS | 1DM06G39F179 | CR BUILDING AUTOMAT.
GW16955CB | PLACA ICE TOUCH SÍMB.INTERCAMB. BLANCO | 90 | 1 | 1 | 16 | NR | 8034035070662 | 85389099 | 1DM02 | Building | 1DM | BUILDING | 1DM03G | CHORUSMART DOM.RANG. | 1DM03G01F | BASIC CHORUSMART | 1DM03G01F162 | CR ICE PLATES
GW16955CL | PLACA ICE TOUCH SÍMB.INTER.BEIGE NAT. | 90 | 1 | 1 | 16 | NR | 8034035070679 | 85389099 | 1DM02 | Building | 1DM | BUILDING | 1DM03G | CHORUSMART DOM.RANG. | 1DM03G01F | BASIC CHORUSMART | 1DM03G01F162 | CR ICE PLATES
GW16955CN | PLACA ICE TOUCH SÍMB.INTERCAMB. NEGRO | 90 | 1 | 1 | 16 | NR | 8034035070686 | 85389099 | 1DM02 | Building | 1DM | BUILDING | 1DM03G | CHORUSMART DOM.RANG. | 1DM03G01F | BASIC CHORUSMART | 1DM03G01F162 | CR ICE PLATES
GW16955CT | PLACA ICE TOUCH SÍMB.INTERCAMB. TITANIO | 90 | 1 | 1 | 16 | NR | 8034035070693 | 85389099 | 1DM02 | Building | 1DM | BUILDING | 1DM03G | CHORUSMART DOM.RANG. | 1DM03G01F | BASIC CHORUSMART | 1DM03G01F162 | CR ICE PLATES
GW16970CB | TERMOSTATO ICE WI-FI DE SUPERF. BLANCO | 259.5 | 1 | 1 | 16 | NR | 8011564755253 | 90321020 | 1DM00 | Building | 1DM | BUILDING | 1DM06G | SYSTEMS | 1DM06G40H | CR OTHER SYSTEMS | 1DM06G40H181 | STAND ALONE SYSTEMS
GW16970CL | TERMOSTATO ICE WIFI DA PARETE NAT.BEIGE | 259.5 | 1 | 1 | 16 | NR | 8034035136948 | 90321020 | 1DM03 | Building | 1DM | BUILDING | 1DM06G | SYSTEMS | 1DM06G40H | CR OTHER SYSTEMS | 1DM06G40H181 | STAND ALONE SYSTEMS
GW16970CN | TERMOSTATO ICE WI-FI DE SUPERF. NEGRO | 259.5 | 1 | 1 | 16 | NR | 8011564755284 | 90321020 | 1DM00 | Building | 1DM | BUILDING | 1DM06G | SYSTEMS | 1DM06G40H | CR OTHER SYSTEMS | 1DM06G40H181 | STAND ALONE SYSTEMS
GW16970CT | TERMOSTATO ICE WI-FI DE SUPERF. TITANIO | 259.5 | 1 | 1 | 16 | NR | 8011564755291 | 90321020 | 1DM00 | Building | 1DM | BUILDING | 1DM06G | SYSTEMS | 1DM06G40H | CR OTHER SYSTEMS | 1DM06G40H181 | STAND ALONE SYSTEMS
GW16974CB | TERMOSTATO ICE TOUCH KNX BLANCO | 370 | 1 | 1 | 8 | NR | 8011564833708 | 90321020 | 1DM03 | Building | 1DM | BUILDING | 1DM06G | SYSTEMS | 1DM06G39F | CHORUSMART KNX BUS | 1DM06G39F177 | CR HOME AUTOMATION
GW16974CL | TERMOSTATO ICE KNX DE SUPERF. BEIGE | 607.5 | 1 | 1 | 8 | NR | 8034035123306 | 90321020 | 1DM03 | Building | 1DM | BUILDING | 1DM06G | SYSTEMS | 1DM06G39F | CHORUSMART KNX BUS | 1DM06G39F177 | CR HOME AUTOMATION
GW16974CN | TERMOSTATO ICE TOUCH KNX NEGRO | 370 | 1 | 1 | 8 | NR | 8011564833715 | 90321020 | 1DM03 | Building | 1DM | BUILDING | 1DM06G | SYSTEMS | 1DM06G39F | CHORUSMART KNX BUS | 1DM06G39F177 | CR HOME AUTOMATION
GW16974CT | TERMOSTATO ICE TOUCH KNX TITANIO | 370 | 1 | 1 | 8 | NR | 8011564833722 | 90321020 | 1DM03 | Building | 1DM | BUILDING | 1DM06G | SYSTEMS | 1DM06G39F | CHORUSMART KNX BUS | 1DM06G39F177 | CR HOME AUTOMATION
GW16976CB | TERMOSTATO ICE KNX DE SUPERF. BLAN. | 297 | 1 | 1 | 16 | NR | 8034035012792 | 90321020 | 1DM03 | Building | 1DM | BUILDING | 1DM06G | SYSTEMS | 1DM06G39F | CHORUSMART KNX BUS | 1DM06G39F177 | CR HOME AUTOMATION
GW16976CL | TERMOSTATO ICE TOUCH KNX BEIGE | 387 | 1 | 1 | 16 | NR | 8034035123313 | 90321020 | 1DM03 | Building | 1DM | BUILDING | 1DM06G | SYSTEMS | 1DM06G39F | CHORUSMART KNX BUS | 1DM06G39F177 | CR HOME AUTOMATION
GW16976CN | TERMOSTATO ICE KNX DE SUPERF. NEGRO | 297 | 1 | 1 | 16 | NR | 8034035012808 | 90321020 | 1DM03 | Building | 1DM | BUILDING | 1DM06G | SYSTEMS | 1DM06G39F | CHORUSMART KNX BUS | 1DM06G39F177 | CR HOME AUTOMATION
GW16976CT | TERMOSTATO ICE KNX DE SUPERF. TIT. | 297 | 1 | 1 | 16 | NR | 8034035012815 | 90321020 | 1DM03 | Building | 1DM | BUILDING | 1DM06G | SYSTEMS | 1DM06G39F | CHORUSMART KNX BUS | 1DM06G39F177 | CR HOME AUTOMATION
GW20005 | INTERRUPTOR 2P 10AX CON LLAVE SY/WT | 48.6 | 1 | 15 | 30 | NR | 8011564000056 | 85365080 | 1DM01 | Building | 1DM | BUILDING | 1DM08G | SYSTEM DOM. RANGES | 1DM08G01H | 20 SYSTEM B. | 1DM08G01H231 | *
GW20008 | CONMUTADOR 1P 10AX CON LLAVE SY/WT | 48.2 | 1 | 15 | 30 | NR | 8011564000094 | 85365080 | 1DM01 | Building | 1DM | BUILDING | 1DM08G | SYSTEM DOM. RANGES | 1DM08G01H | 20 SYSTEM B. | 1DM08G01H231 | *
GW20024 | PULSADOR TARJETA P.NOMBRES 3M ILUM.SY/WT | 15.45 | 1 | 20 | 40 | NR | 8011564000346 | 85365080 | 1DM01 | Building | 1DM | BUILDING | 1DM08G | SYSTEM DOM. RANGES | 1DM08G01H | 20 SYSTEM B. | 1DM08G01H231 | *
GW20056 | TAPA CIEGA 1 MODULO SY/WT | 1.75 | 1 | 10 | 480 | NR | 8011564001213 | 85389099 | 1DM01 | Building | 1DM | BUILDING | 1DM08G | SYSTEM DOM. RANGES | 1DM08G01H | 20 SYSTEM B. | 1DM08G01H247 | *
GW20058 | SALIDA DE CABLES 1 MODULO SY/WT | 1.75 | 1 | 60 | 120 | NR | 8011564001220 | 85389099 | 1DM01 | Building | 1DM | BUILDING | 1DM08G | SYSTEM DOM. RANGES | 1DM08G01H | 20 SYSTEM B. | 1DM08G01H247 | *
GW20071 | RELÉ PASO PASO 1P 10A/250V-230V SY/WT | 37.8 | 1 | 1 | 5 | NR | 8011564025363 | 85364900 | 1DM01 | Building | 1DM | BUILDING | 1DM08G | SYSTEM DOM. RANGES | 1DM08G01H | 20 SYSTEM B. | 1DM08G01H245 | *
GW20072 | RELÉ PASO PASO 2P 10A/250V-230V SY/WT | 46.75 | 1 | 1 | 5 | NR | 8011564025370 | 85364900 | 1DM01 | Building | 1DM | BUILDING | 1DM08G | SYSTEM DOM. RANGES | 1DM08G01H | 20 SYSTEM B. | 1DM08G01H245 | *
GW20073 | TAPA CIEGA 2 MODULOS SY/WT | 2.9 | 1 | 30 | 60 | NR | 8011564025943 | 85389099 | 1DM01 | Building | 1DM | BUILDING | 1DM08G | SYSTEM DOM. RANGES | 1DM08G01H | 20 SYSTEM B. | 1DM08G01H247 | *
GW20074 | RELÉ MONOESTABLE 230V 1MOD.SY/WT | 55 | 1 | 1 | 5 | NR | 8011564184848 | 85364900 | 1DM01 | Building | 1DM | BUILDING | 1DM08G | SYSTEM DOM. RANGES | 1DM08G01H | 20 SYSTEM B. | 1DM08G01H245 | *
GW20076 | RELÉ DE LLAMADA 12V 1MODULO SY/WT | 56.5 | 1 | 1 | 5 | NR | 8011564184824 | 85364190 | 1DM01 | Building | 1DM | BUILDING | 1DM08G | SYSTEM DOM. RANGES | 1DM08G01H | 20 SYSTEM B. | 1DM08G01H245 | *
GW20201 | BASE 2P+T 10A ST.ITAL.PANT.SY/WT | 6.7 | 1 | 80 | 160 | NR | 8011564000513 | 85366990 | 1DM01 | Building | 1DM | BUILDING | 1DM08G | SYSTEM DOM. RANGES | 1DM08G01H | 20 SYSTEM B. | 1DM08G01H233 | *
GW20203 | BASE 2P+T 16A BIV.ST.ITAL.PANT.SY/WT | 7.6 | 1 | 80 | 320 | NR | 8011564000537 | 85366990 | 1DM01 | Building | 1DM | BUILDING | 1DM08G | SYSTEM DOM. RANGES | 1DM08G01H | 20 SYSTEM B. | 1DM08G01H233 | *
GW20205 | BASE 2P+T 16A ST.ITALIANO/ALE.SY/WT | 11.75 | 1 | 30 | 60 | NR | 8011564000575 | 85366990 | 1DM01 | Building | 1DM | BUILDING | 1DM08G | SYSTEM DOM. RANGES | 1DM08G01H | 20 SYSTEM B. | 1DM08G01H233 | *
GW20206 | BASE 2P 16A ST.FRANCESA PANT.SY/WT | 7.6 | 1 | 30 | 60 | NR | 8011564000582 | 85366990 | 1DM01 | Building | 1DM | BUILDING | 1DM08G | SYSTEM DOM. RANGES | 1DM08G01H | 20 SYSTEM B. | 1DM08G01H233 | *
GW20207 | BASE 2P+T 16A ST.FRANCESA PAN.SY/WT | 9.9 | 1 | 30 | 60 | NR | 8011564000599 | 85366990 | 1DM01 | Building | 1DM | BUILDING | 1DM08G | SYSTEM DOM. RANGES | 1DM08G01H | 20 SYSTEM B. | 1DM08G01H233 | *
GW20208 | BASE 2P+T 13A BRITISH STD PANT.SY/WT | 15.45 | 1 | 30 | 60 | NR | 8011564000605 | 85366990 | 1DM01 | Building | 1DM | BUILDING | 1DM08G | SYSTEM DOM. RANGES | 1DM08G01H | 20 SYSTEM B. | 1DM08G01H233 | *
GW20209 | BASE 2P+T 16A BRITISH STD PANT.SY/WT | 15.45 | 1 | 30 | 60 | NR | 8011564000612 | 85366990 | 1DM01 | Building | 1DM | BUILDING | 1DM08G | SYSTEM DOM. RANGES | 1DM08G01H | 20 SYSTEM B. | 1DM08G01H233 | *
GW20212 | BASE 2P+T 10/15A ST.EUROAMERICANO SY/WT | 5.95 | 1 | 30 | 60 | NR | 8011564000650 | 85366990 | 1DM01 | Building | 1DM | BUILDING | 1DM08G | SYSTEM DOM. RANGES | 1DM08G01H | 20 SYSTEM B. | 1DM08G01H233 | *
GW20214 | BASE 2P+T 15A 125V ST.USA SY/WT | 6.4 | 1 | 30 | 60 | NR | 8011564000674 | 85366990 | 1DM01 | Building | 1DM | BUILDING | 1DM08G | SYSTEM DOM. RANGES | 1DM08G01H | 20 SYSTEM B. | 1DM08G01H233 | *
GW20216 | BASE 2P+T 15A 250V ST.USA SY/WT | 6.5 | 1 | 30 | 60 | NR | 8011564000698 | 85366990 | 1DM01 | Building | 1DM | BUILDING | 1DM08G | SYSTEM DOM. RANGES | 1DM08G01H | 20 SYSTEM B. | 1DM08G01H233 | *
GW20220 | BASE 2P+T 16A ST.ISRAELÍ SY/WT | 9.35 | 1 | 40 | 80 | NR | 8011564000643 | 85366990 | 1DM01 | Building | 1DM | BUILDING | 1DM08G | SYSTEM DOM. RANGES | 1DM08G01H | 20 SYSTEM B. | 1DM08G01H233 | *
GW20228 | BASE TV RESIST DIr.SY/WT(GW20381+GW20277 | 10.2 | 1 | 30 | 60 | NR | 8011564000810 | 85366910 | 1DM01 | Building | 1DM | BUILDING | 1DM08G | SYSTEM DOM. RANGES | 1DM08G01H | 20 SYSTEM B. | 1DM08G01H235 | *
GW20229 | BASE TV RESISTIVA PAS.AT.20DB SY/WT | 13.2 | 1 | 30 | 60 | NR | 8011564000827 | 85366910 | 1DM01 | Building | 1DM | BUILDING | 1DM08G | SYSTEM DOM. RANGES | 1DM08G01H | 20 SYSTEM B. | 1DM08G01H235 | *
GW20230 | BASE TV RESISTIVA TERM.20DB 75OHM SY/WT | 14.5 | 1 | 30 | 60 | NR | 8011564000834 | 85366910 | 1DM01 | Building | 1DM | BUILDING | 1DM08G | SYSTEM DOM. RANGES | 1DM08G01H | 20 SYSTEM B. | 1DM08G01H235 | *
GW20234 | BASE 2P 6A 24V (SELV) POLARIZADA SY/WT | 4.75 | 1 | 15 | 30 | NR | 8011564000766 | 85366990 | 1DM01 | Building | 1DM | BUILDING | 1DM08G | SYSTEM DOM. RANGES | 1DM08G01H | 20 SYSTEM B. | 1DM08G01H233 | *
GW20235 | BASE TELEF.ST.FRANCESA 8 CONT.SY/WT | 24.4 | 1 | 15 | 30 | NR | 8011564000773 | 85366930 | 1DM01 | Building | 1DM | BUILDING | 1DM08G | SYSTEM DOM. RANGES | 1DM08G01H | 20 SYSTEM B. | 1DM08G01H237 | *
GW20238 | CONT.VACIO CON.SUB-D 9/15/25 SY/WT | 5.55 | 1 | 20 | 40 | NR | 8011564000803 | 85389099 | 1DM01 | Building | 1DM | BUILDING | 1DM08G | SYSTEM DOM. RANGES | 1DM08G01H | 20 SYSTEM B. | 1DM08G01H237 | *
GW20239 | BASE 2P 6A 24V (SELV) SY/WT | 4 | 1 | 15 | 30 | NR | 8011564000711 | 85366990 | 1DM01 | Building | 1DM | BUILDING | 1DM08G | SYSTEM DOM. RANGES | 1DM08G01H | 20 SYSTEM B. | 1DM08G01H233 | *
GW20241 | BASE P/ALTAVOCES DIN 41529 SY/WT | 4 | 1 | 15 | 30 | NR | 8011564000735 | 85366990 | 1DM01 | Building | 1DM | BUILDING | 1DM08G | SYSTEM DOM. RANGES | 1DM08G01H | 20 SYSTEM B. | 1DM08G01H233 | *
GW20243 | CONECTOR RJ45 CAT.5E SY/WT | 19.45 | 1 | 15 | 30 | NR | 8011564038509 | 85366930 | 1DM01 | Building | 1DM | BUILDING | 1DM08G | SYSTEM DOM. RANGES | 1DM08G01H | 20 SYSTEM B. | 1DM08G01H237 | *
GW20246 | BASE 2P+T 16A BIV.ST.ITALIANO/ALE. SY/WT | 13.6 | 1 | 30 | 120 | NR | 8011564025974 | 85366990 | 1DM01 | Building | 1DM | BUILDING | 1DM08G | SYSTEM DOM. RANGES | 1DM08G01H | 20 SYSTEM B. | 1DM08G01H233 | *
GW20248 | BASE 2P+T 10A AUST. SY/WT | 14.5 | 1 | 30 | 60 | NR | 8011564025998 | 85366990 | 1DM01 | Building | 1DM | BUILDING | 1DM08G | SYSTEM DOM. RANGES | 1DM08G01H | 20 SYSTEM B. | 1DM08G01H233 | *
GW20251 | CONECTOR TELEFONICO RJ11 SY/WT | 17.9 | 1 | 15 | 30 | NR | 8011564026025 | 85366930 | 1DM01 | Building | 1DM | BUILDING | 1DM08G | SYSTEM DOM. RANGES | 1DM08G01H | 20 SYSTEM B. | 1DM08G01H237 | *
GW20265 | BASE 2P+T 16A NORMA ESPANOLA SY/WT | 10.9 | 1 | 30 | 120 | NR | 8011564038516 | 85366990 | 1DM01 | Building | 1DM | BUILDING | 1DM08G | SYSTEM DOM. RANGES | 1DM08G01H | 20 SYSTEM B. | 1DM08G01H233 | *
GW20266 | CONT.VACIO RJ45 C5 IBM ACS SY/WT | 5.55 | 1 | 1 | 120 | NR | 8011564045835 | 85389099 | 1DM01 | Building | 1DM | BUILDING | 1DM08G | SYSTEM DOM. RANGES | 1DM08G01H | 20 SYSTEM B. | 1DM08G01H237 | *
GW20267 | CONT.VACIO RJ45 C.5 AVAYA.SY/WT | 5.55 | 1 | 1 | 120 | NR | 8011564045842 | 85389099 | 1DM01 | Building | 1DM | BUILDING | 1DM08G | SYSTEM DOM. RANGES | 1DM08G01H | 20 SYSTEM B. | 1DM08G01H237 | *
GW20270 | CONT.VACIO RJ45 C.5 UTP AMP SY/WT | 5.55 | 1 | 1 | 120 | NR | 8011564071872 | 85389099 | 1DM01 | Building | 1DM | BUILDING | 1DM08G | SYSTEM DOM. RANGES | 1DM08G01H | 20 SYSTEM B. | 1DM08G01H237 | *
GW20271 | CONECTOR RJ45 CAT.5E UTP SY/WT | 14.85 | 1 | 15 | 30 | NR | 8011564045828 | 85366930 | 1DM01 | Building | 1DM | BUILDING | 1DM08G | SYSTEM DOM. RANGES | 1DM08G01H | 20 SYSTEM B. | 1DM08G01H237 | *
GW20272 | BASE TELEF.INGLESA 1M SIMPLE SY/WT | 7.6 | 1 | 15 | 30 | NR | 8011564123847 | 85366930 | 1DM01 | Building | 1DM | BUILDING | 1DM08G | SYSTEM DOM. RANGES | 1DM08G01H | 20 SYSTEM B. | 1DM08G01H237 | *
GW20277 | RESISTENCIA DE CIERRE TERMINAL | 2.7 | 1 | 200 | 3000 | NR | 8011564247796 | 85332100 | 1DM00 | Building | 1DM | BUILDING | 1DM10G | BUILDING OTHERS | 1DM10G06F | 30 PLAYBUS | 1DM10G06F105 | PB TV-SAT SOCKET
GW20281 | BASE SY. 2P+T 16A 2M BIV.NORMA IT. VERDE | 7.85 | 1 | 30 | 60 | NR | 8011564079427 | 85366990 | 1DM01 | Building | 1DM | BUILDING | 1DM08G | SYSTEM DOM. RANGES | 1DM08G01H | 20 SYSTEM B. | 1DM08G01H233 | *
GW20282 | BASE SY. 2P+T 16A 2M NOR. IT/ALEM.VERDE | 14.2 | 1 | 15 | 30 | NR | 8011564079434 | 85366990 | 1DM01 | Building | 1DM | BUILDING | 1DM08G | SYSTEM DOM. RANGES | 1DM08G01H | 20 SYSTEM B. | 1DM08G01H233 | *
GW20283 | BASE SYS. 2P+T 16A NORMA ALEMANA VERDE | 13.1 | 1 | 15 | 30 | NR | 8011564079441 | 85366990 | 1DM01 | Building | 1DM | BUILDING | 1DM08G | SYSTEM DOM. RANGES | 1DM08G01H | 20 SYSTEM B. | 1DM08G01H233 | *
GW20286 | BASE 2P+T 16A BIV.NORMA ITALIANA NARANJA | 7.85 | 1 | 30 | 60 | NR | 8011564079458 | 85366990 | 1DM01 | Building | 1DM | BUILDING | 1DM08G | SYSTEM DOM. RANGES | 1DM08G01H | 20 SYSTEM B. | 1DM08G01H233 | *
GW20287 | BASE 2P+T 16A BIV.NORMA IT./ALEM.NARANJA | 14.2 | 1 | 15 | 30 | NR | 8011564079465 | 85366990 | 1DM01 | Building | 1DM | BUILDING | 1DM08G | SYSTEM DOM. RANGES | 1DM08G01H | 20 SYSTEM B. | 1DM08G01H233 | *
GW20288 | BASE 2P+T 16A ST.UNE NARANJA | 13.1 | 1 | 15 | 30 | NR | 8011564079472 | 85366990 | 1DM01 | Building | 1DM | BUILDING | 1DM08G | SYSTEM DOM. RANGES | 1DM08G01H | 20 SYSTEM B. | 1DM08G01H233 | *
GW20291 | BASE DOBLE 2P+T 16A BIV.ST.ITA.SY/WT | 20.7 | 1 | 30 | 60 | NR | 8011564054721 | 85366990 | 1DM01 | Building | 1DM | BUILDING | 1DM08G | SYSTEM DOM. RANGES | 1DM08G01H | 20 SYSTEM B. | 1DM08G01H233 | *
GW20295 | BASE SY. 2P+T 16A 2M NOR. ITALIANA ROJA | 7.85 | 1 | 80 | 320 | NR | 8011564044869 | 85366990 | 1DM01 | Building | 1DM | BUILDING | 1DM08G | SYSTEM DOM. RANGES | 1DM08G01H | 20 SYSTEM B. | 1DM08G01H233 | *
GW20296 | BASE SY. 2P+T 16A 2M NOR. IT./ALEM.ROJA | 14.2 | 1 | 30 | 60 | NR | 8011564044876 | 85366990 | 1DM01 | Building | 1DM | BUILDING | 1DM08G | SYSTEM DOM. RANGES | 1DM08G01H | 20 SYSTEM B. | 1DM08G01H233 | *
GW20297 | BASE SYST. 2P+T 16A NORMA ALEMANA ROJA | 13.1 | 1 | 30 | 120 | NR | 8011564044883 | 85366990 | 1DM01 | Building | 1DM | BUILDING | 1DM08G | SYSTEM DOM. RANGES | 1DM08G01H | 20 SYSTEM B. | 1DM08G01H233 | *
GW20298 | BASE 2P+T 16A N.ISRAELI ROJO | 9.7 | 1 | 40 | 80 | NR | 8011564079021 | 85366990 | 1DM01 | Building | 1DM | BUILDING | 1DM08G | SYSTEM DOM. RANGES | 1DM08G01H | 20 SYSTEM B. | 1DM08G01H233 | *
GW20299 | BASE 2P+T 10/16A ST.ISRAELI BLU | 9.7 | 1 | 40 | 80 | NR | 8011564814028 | 85366990 | 1DM01 | Building | 1DM | BUILDING | 1DM08G | SYSTEM DOM. RANGES | 1DM08G01H | 20 SYSTEM B. | 1DM08G01H233 | *
GW20312 | BASE 2P+T 16A NORMA FRANCESA ROJO | 11.35 | 1 | 15 | 30 | NR | 8011564099364 | 85366990 | 1DM01 | Building | 1DM | BUILDING | 1DM08G | SYSTEM DOM. RANGES | 1DM08G01H | 20 SYSTEM B. | 1DM08G01H233 | *
GW20320 | BASE 2P 10A SY/WT NORMA ISRAELÍ SY/WT | 14.85 | 1 | 30 | 60 | NR | 8011564818019 | 85366990 | 1DM01 | Building | 1DM | BUILDING | 1DM08G | SYSTEM DOM. RANGES | 1DM08G01H | 20 SYSTEM B. | 1DM08G01H233 | *
GW20351 | BASE 2P+T 10A ST.SUIZA TIPO 12 SY/WT | 10 | 1 | 30 | 60 | NR | 8011564114418 | 85366990 | 1DM01 | Building | 1DM | BUILDING | 1DM08G | SYSTEM DOM. RANGES | 1DM08G01H | 20 SYSTEM B. | 1DM08G01H233 | *
GW20356 | BASE 2P+T 15A ST.AUSTR.SY/WT | 14.2 | 1 | 30 | 60 | NR | 8011564222250 | 85366990 | 1DM01 | Building | 1DM | BUILDING | 1DM08G | SYSTEM DOM. RANGES | 1DM08G01H | 20 SYSTEM B. | 1DM08G01H233 | *
GW20357 | BASE 2P+T 10A ST.AUSTR.SY/WT | 14.5 | 1 | 30 | 60 | NR | 8011564222236 | 85366990 | 1DM01 | Building | 1DM | BUILDING | 1DM08G | SYSTEM DOM. RANGES | 1DM08G01H | 20 SYSTEM B. | 1DM08G01H233 | *
GW20363 | CARGADOR USB A+C 5V 3A 1M SY/WT | 41.6 | 1 | 10 | 300 | NR | 8034035091230 | 85044095 | 1DM01 | Building | 1DM | BUILDING | 1DM08G | SYSTEM DOM. RANGES | 1DM08G01H | 20 SYSTEM B. | 1DM08G01H237 | *
GW20381 | BASE TV -SAT DIR.C.M.IEC 9,5MM SY/WT | 24.95 | 1 | 15 | 30 | NR | 8011564078871 | 85366910 | 1DM01 | Building | 1DM | BUILDING | 1DM08G | SYSTEM DOM. RANGES | 1DM08G01H | 20 SYSTEM B. | 1DM08G01H235 | *
GW20382 | BASE TV-SAT PAS.AT.10DB C.M.IEC 9,5MM B | 31.85 | 1 | 15 | 30 | NR | 8011564078888 | 85366910 | 1DM01 | Building | 1DM | BUILDING | 1DM08G | SYSTEM DOM. RANGES | 1DM08G01H | 20 SYSTEM B. | 1DM08G01H235 | *
GW20386 | BASE TV-SAT PAS.AT.5 DB C.M.9,5MM SY/W | 31.85 | 1 | 15 | 30 | NR | 8011564078925 | 85366910 | 1DM01 | Building | 1DM | BUILDING | 1DM08G | SYSTEM DOM. RANGES | 1DM08G01H | 20 SYSTEM B. | 1DM08G01H235 | *
GW20391 | BASE TV/SAT DIRECTA C.F-HEMBRA SY/WT | 25.65 | 1 | 15 | 30 | NR | 8011564078932 | 85366910 | 1DM01 | Building | 1DM | BUILDING | 1DM08G | SYSTEM DOM. RANGES | 1DM08G01H | 20 SYSTEM B. | 1DM08G01H235 | *
GW20392 | BASE TV/SAT PAS.ATT.10DB C.F-HEM.SY/WT | 34 | 1 | 15 | 30 | NR | 8011564078949 | 85366910 | 1DM01 | Building | 1DM | BUILDING | 1DM08G | SYSTEM DOM. RANGES | 1DM08G01H | 20 SYSTEM B. | 1DM08G01H235 | *
GW20396 | BASE TV/SAT PAS.ATT.5 DB C.F-HEM.SY/WT | 34 | 1 | 15 | 30 | NR | 8011564078987 | 85366910 | 1DM01 | Building | 1DM | BUILDING | 1DM08G | SYSTEM DOM. RANGES | 1DM08G01H | 20 SYSTEM B. | 1DM08G01H235 | *
GW20401 | PORTAFUSIBLE P/FUS.6,3X32 16A250V SY/WT | 6.9 | 1 | 30 | 60 | NR | 8011564001145 | 85361050 | 1DM01 | Building | 1DM | BUILDING | 1DM08G | SYSTEM DOM. RANGES | 1DM08G01H | 20 SYSTEM B. | 1DM08G01H239 | *
GW20423 | LIMITADOR SOBRETENSION 250V 75J SY/WT | 42.65 | 1 | 1 | 14 | NR | 8011564026049 | 85389099 | 1DM01 | Building | 1DM | BUILDING | 1DM08G | SYSTEM DOM. RANGES | 1DM08G01H | 20 SYSTEM B. | 1DM08G01H239 | *
GW20431 | INTERRUP.AUT.MAGN.1P C6 3KA 230V SY/WT | 70.5 | 1 | 15 | 30 | NR | 8011564079632 | 85362010 | 1DM01 | Building | 1DM | BUILDING | 1DM08G | SYSTEM DOM. RANGES | 1DM08G01H | 20 SYSTEM B. | 1DM08G01H239 | *
GW20432 | INTERRUP.AUT.MAGN.1P C10 3KA 230V SY/WT | 70.5 | 1 | 15 | 30 | NR | 8011564079649 | 85362010 | 1DM01 | Building | 1DM | BUILDING | 1DM08G | SYSTEM DOM. RANGES | 1DM08G01H | 20 SYSTEM B. | 1DM08G01H239 | *
GW20433 | INTERRUP.AUT.MAGN.1P C16 3KA 230V SY/WT | 70.5 | 1 | 15 | 30 | NR | 8011564079656 | 85362010 | 1DM01 | Building | 1DM | BUILDING | 1DM08G | SYSTEM DOM. RANGES | 1DM08G01H | 20 SYSTEM B. | 1DM08G01H239 | *
GW20434 | INTERRUP.AUT.MAGN.1P+N C6 3KA 230V SY/WT | 92.5 | 1 | 15 | 30 | NR | 8011564079663 | 85362010 | 1DM01 | Building | 1DM | BUILDING | 1DM08G | SYSTEM DOM. RANGES | 1DM08G01H | 20 SYSTEM B. | 1DM08G01H239 | *
GW20435 | INTERRUP.AUT.MAG.1P+N C10 3KA 230V SY/WT | 92.5 | 1 | 15 | 30 | NR | 8011564079670 | 85362010 | 1DM01 | Building | 1DM | BUILDING | 1DM08G | SYSTEM DOM. RANGES | 1DM08G01H | 20 SYSTEM B. | 1DM08G01H239 | *
GW20436 | INTERRUP.AUT.MAG.1P+N C16 3KA 230V SY/WT | 92.5 | 1 | 15 | 30 | NR | 8011564079687 | 85362010 | 1DM01 | Building | 1DM | BUILDING | 1DM08G | SYSTEM DOM. RANGES | 1DM08G01H | 20 SYSTEM B. | 1DM08G01H239 | *
GW20437 | I.D.MAG.1P+N C6 IDN 10MA 230V 3KA SY/WT | 248.5 | 1 | 1 | 15 | NR | 8011564079694 | 85362010 | 1DM01 | Building | 1DM | BUILDING | 1DM08G | SYSTEM DOM. RANGES | 1DM08G01H | 20 SYSTEM B. | 1DM08G01H239 | *
GW20438 | I.D.MAG.1P+N C10 IDN 10MA 230V 3KA SY/WT | 248.5 | 1 | 1 | 15 | NR | 8011564079700 | 85362010 | 1DM01 | Building | 1DM | BUILDING | 1DM08G | SYSTEM DOM. RANGES | 1DM08G01H | 20 SYSTEM B. | 1DM08G01H239 | *
GW20439 | I.D.MAG.1P+N C16 IDN 10MA 230V 3KA SY/WT | 248.5 | 1 | 1 | 15 | NR | 8011564079717 | 85362010 | 1DM01 | Building | 1DM | BUILDING | 1DM08G | SYSTEM DOM. RANGES | 1DM08G01H | 20 SYSTEM B. | 1DM08G01H239 | *
GW20448 | I.D.MAG.1P+N C6 IDN 30MA 230V 3KA SY/WT | 248.5 | 1 | 1 | 15 | NR | 8011564113008 | 85362010 | 1DM01 | Building | 1DM | BUILDING | 1DM08G | SYSTEM DOM. RANGES | 1DM08G01H | 20 SYSTEM B. | 1DM08G01H239 | *
GW20449 | I.D.MAG.1P+N C10 IDN 30MA 230V 3KA SY/WT | 248.5 | 1 | 1 | 15 | NR | 8011564113015 | 85362010 | 1DM01 | Building | 1DM | BUILDING | 1DM08G | SYSTEM DOM. RANGES | 1DM08G01H | 20 SYSTEM B. | 1DM08G01H239 | *
GW20450 | I.D.MAG.1P+N C16 IDN 30MA 230V 3KA SY/WT | 248.5 | 1 | 1 | 15 | NR | 8011564113022 | 85362010 | 1DM01 | Building | 1DM | BUILDING | 1DM08G | SYSTEM DOM. RANGES | 1DM08G01H | 20 SYSTEM B. | 1DM08G01H239 | *
GW20454 | INTERR.AUT.MAGN.1P+N C6 3KA 230V ROJO | 95 | 1 | 15 | 30 | NR | 8011564126381 | 85362010 | 1DM01 | Building | 1DM | BUILDING | 1DM08G | SYSTEM DOM. RANGES | 1DM08G01H | 20 SYSTEM B. | 1DM08G01H239 | *
GW20455 | INTERR.AUT.MAGN.1P+N C10 3KA 230V ROJO | 95 | 1 | 15 | 30 | NR | 8011564126398 | 85362010 | 1DM01 | Building | 1DM | BUILDING | 1DM08G | SYSTEM DOM. RANGES | 1DM08G01H | 20 SYSTEM B. | 1DM08G01H239 | *
GW20456 | INTERR.AUT.MAGN.1P+N C16 3KA 230V ROJO | 95 | 1 | 15 | 30 | NR | 8011564126404 | 85362010 | 1DM01 | Building | 1DM | BUILDING | 1DM08G | SYSTEM DOM. RANGES | 1DM08G01H | 20 SYSTEM B. | 1DM08G01H239 | *
GW20503 | INTERRUPTOR 2P 16A SY/WT | 10 | 1 | 30 | 60 | NR | 8011564077201 | 85365080 | 1DM01 | Building | 1DM | BUILDING | 1DM08G | SYSTEM DOM. RANGES | 1DM08G01H | 20 SYSTEM B. | 1DM08G01H231 | *
GW20504 | INTERRUPTOR 2P 16A LUMINOSO 230V SY/WT | 13.9 | 1 | 30 | 60 | NR | 8011564077218 | 85365080 | 1DM01 | Building | 1DM | BUILDING | 1DM08G | SYSTEM DOM. RANGES | 1DM08G01H | 20 SYSTEM B. | 1DM08G01H231 | *
GW20510 | PULSADOR 1P NA 10A SY/WT | 6.2 | 1 | 80 | 160 | NR | 8011564077256 | 85365080 | 1DM01 | Building | 1DM | BUILDING | 1DM08G | SYSTEM DOM. RANGES | 1DM08G01H | 20 SYSTEM B. | 1DM08G01H231 | *
GW20511 | PULSADOR 1P NA 10A -LLAVE- SY/WT | 6.5 | 1 | 15 | 30 | NR | 8011564077263 | 85365080 | 1DM01 | Building | 1DM | BUILDING | 1DM08G | SYSTEM DOM. RANGES | 1DM08G01H | 20 SYSTEM B. | 1DM08G01H231 | *
GW20512 | PULSADOR 1P NA 10A -TIMBRE- SY/WT | 6.5 | 1 | 30 | 60 | NR | 8011564077270 | 85365080 | 1DM01 | Building | 1DM | BUILDING | 1DM08G | SYSTEM DOM. RANGES | 1DM08G01H | 20 SYSTEM B. | 1DM08G01H231 | *
GW20513 | PULSADOR 1P NA 10A -LUZ- SY/WT | 6.5 | 1 | 15 | 30 | NR | 8011564077287 | 85365080 | 1DM01 | Building | 1DM | BUILDING | 1DM08G | SYSTEM DOM. RANGES | 1DM08G01H | 20 SYSTEM B. | 1DM08G01H231 | *
GW20514 | PULSADOR 1P NA 10A -ESCALERA- SY/WT | 6.5 | 1 | 15 | 30 | NR | 8011564077294 | 85365080 | 1DM01 | Building | 1DM | BUILDING | 1DM08G | SYSTEM DOM. RANGES | 1DM08G01H | 20 SYSTEM B. | 1DM08G01H231 | *
GW20515 | PULSADOR 1P NA 10A LUMINOSO 230V SY/WT | 11.35 | 1 | 30 | 60 | NR | 8011564077300 | 85365080 | 1DM01 | Building | 1DM | BUILDING | 1DM08G | SYSTEM DOM. RANGES | 1DM08G01H | 20 SYSTEM B. | 1DM08G01H231 | *
GW20516 | PULSADOR 1P NA 10A LUMINOSO 12/24V SY/WT | 13.1 | 1 | 30 | 60 | NR | 8011564081093 | 85365080 | 1DM01 | Building | 1DM | BUILDING | 1DM08G | SYSTEM DOM. RANGES | 1DM08G01H | 20 SYSTEM B. | 1DM08G01H231 | *
GW20517 | PULSADOR 2P NA 10A SY/WT | 10.2 | 1 | 30 | 60 | NR | 8011564077355 | 85365080 | 1DM01 | Building | 1DM | BUILDING | 1DM08G | SYSTEM DOM. RANGES | 1DM08G01H | 20 SYSTEM B. | 1DM08G01H231 | *
GW20518 | PULSADOR 2P NA 10A DE TIRANTE SY/WT | 16.15 | 1 | 20 | 40 | NR | 8011564077362 | 85365080 | 1DM01 | Building | 1DM | BUILDING | 1DM08G | SYSTEM DOM. RANGES | 1DM08G01H | 20 SYSTEM B. | 1DM08G01H231 | *
GW20519 | PULSADOR 1P NC 10A SY/WT | 6.2 | 1 | 15 | 30 | NR | 8011564077317 | 85365080 | 1DM01 | Building | 1DM | BUILDING | 1DM08G | SYSTEM DOM. RANGES | 1DM08G01H | 20 SYSTEM B. | 1DM08G01H231 | *
GW20520 | PULSADOR 1P DOBLE NA 10A SY/WT | 11.35 | 1 | 15 | 30 | NR | 8011564081109 | 85365080 | 1DM01 | Building | 1DM | BUILDING | 1DM08G | SYSTEM DOM. RANGES | 1DM08G01H | 20 SYSTEM B. | 1DM08G01H231 | *
GW20521 | PULSADOR 1P NA+NA 10A -FLECHA V.- SY/WT | 11.35 | 1 | 30 | 60 | NR | 8011564077324 | 85365080 | 1DM01 | Building | 1DM | BUILDING | 1DM08G | SYSTEM DOM. RANGES | 1DM08G01H | 20 SYSTEM B. | 1DM08G01H231 | *
GW20522 | PULSADOR 1P NA+AUX NC -MARCHA- SY/WT | 10.4 | 1 | 30 | 60 | NR | 8011564077331 | 85365080 | 1DM01 | Building | 1DM | BUILDING | 1DM08G | SYSTEM DOM. RANGES | 1DM08G01H | 20 SYSTEM B. | 1DM08G01H231 | *
GW20523 | PULSADOR 1P NC+AUX NA -PARADA- SY/WT | 10.4 | 1 | 30 | 60 | NR | 8011564077348 | 85365080 | 1DM01 | Building | 1DM | BUILDING | 1DM08G | SYSTEM DOM. RANGES | 1DM08G01H | 20 SYSTEM B. | 1DM08G01H231 | *
GW20527 | PULSADOR 1P NA 10A 2M ILUMINABLE SY/WT | 12.55 | 1 | 15 | 30 | NR | 8011564184626 | 85365080 | 1DM01 | Building | 1DM | BUILDING | 1DM08G | SYSTEM DOM. RANGES | 1DM08G01H | 20 SYSTEM B. | 1DM08G01H231 | *
GW20528 | CONMUTADOR 1-0-2 10AX DISCOS NEUT.SY/WT | 10.5 | 1 | 30 | 60 | NR | 8011564077409 | 85365080 | 1DM01 | Building | 1DM | BUILDING | 1DM08G | SYSTEM DOM. RANGES | 1DM08G01H | 20 SYSTEM B. | 1DM08G01H231 | *
GW20529 | PULSADOR 1P NA 10A DISCOS NEUT.SY/WT | 6.8 | 1 | 30 | 60 | NR | 8011564077416 | 85365080 | 1DM01 | Building | 1DM | BUILDING | 1DM08G | SYSTEM DOM. RANGES | 1DM08G01H | 20 SYSTEM B. | 1DM08G01H231 | *
GW20530 | PULSADOR CON LLAVE 2P 10A NA SY/WT | 48.6 | 1 | 15 | 30 | NR | 8011564184640 | 85365080 | 1DM01 | Building | 1DM | BUILDING | 1DM08G | SYSTEM DOM. RANGES | 1DM08G01H | 20 SYSTEM B. | 1DM08G01H231 | *
GW20531 | PULSADOR 1P NC 10A DISCOS NEUT SY/WT | 6.8 | 1 | 15 | 30 | NR | 8011564077430 | 85365080 | 1DM01 | Building | 1DM | BUILDING | 1DM08G | SYSTEM DOM. RANGES | 1DM08G01H | 20 SYSTEM B. | 1DM08G01H231 | *
GW20533 | DISCO DE SEÑAL NEUTRO | 50.5 | 100 | 600 | 1200 | NR | 8011564077584 | 85389099 | 1DM01 | Building | 1DM | BUILDING | 1DM08G | SYSTEM DOM. RANGES | 1DM08G01H | 20 SYSTEM B. | 1DM08G01H231 | *
GW20537 | DISCO DE SEÑAL LLAVE | 84 | 100 | 600 | 1200 | NR | 8011564077515 | 85389099 | 1DM01 | Building | 1DM | BUILDING | 1DM08G | SYSTEM DOM. RANGES | 1DM08G01H | 20 SYSTEM B. | 1DM08G01H231 | *
GW20538 | DISCO DE SEÑAL TIMBRE | 84 | 100 | 600 | 1200 | NR | 8011564077522 | 85389099 | 1DM01 | Building | 1DM | BUILDING | 1DM08G | SYSTEM DOM. RANGES | 1DM08G01H | 20 SYSTEM B. | 1DM08G01H231 | *
GW20539 | DISCO DE SEÑAL LAMPARA | 84 | 100 | 600 | 1200 | NR | 8011564077508 | 85389099 | 1DM01 | Building | 1DM | BUILDING | 1DM08G | SYSTEM DOM. RANGES | 1DM08G01H | 20 SYSTEM B. | 1DM08G01H231 | *
GW20540 | DISCO DE SEÑAL LUZ DE LA ESCALERA | 84 | 100 | 600 | 1200 | NR | 8011564077492 | 85389099 | 1DM01 | Building | 1DM | BUILDING | 1DM08G | SYSTEM DOM. RANGES | 1DM08G01H | 20 SYSTEM B. | 1DM08G01H231 | *
GW20542 | DISCO DE SEÑAL CAMARERO | 84 | 100 | 600 | 1200 | NR | 8011564077546 | 85389099 | 1DM01 | Building | 1DM | BUILDING | 1DM08G | SYSTEM DOM. RANGES | 1DM08G01H | 20 SYSTEM B. | 1DM08G01H231 | *
GW20549 | DISCO DE SEÑAL REGULADOR | 84 | 100 | 600 | 1200 | NR | 8011564077560 | 85389099 | 1DM01 | Building | 1DM | BUILDING | 1DM08G | SYSTEM DOM. RANGES | 1DM08G01H | 20 SYSTEM B. | 1DM08G01H231 | *
GW20550 | DISCO DE SEÑAL VENTILADOR | 84 | 100 | 600 | 1200 | NR | 8011564077447 | 85389099 | 1DM01 | Building | 1DM | BUILDING | 1DM08G | SYSTEM DOM. RANGES | 1DM08G01H | 20 SYSTEM B. | 1DM08G01H231 | *
GW20551 | DISCO DE SEÑAL MONITOR/TV | 84 | 100 | 600 | 1200 | NR | 8011564077454 | 85389099 | 1DM01 | Building | 1DM | BUILDING | 1DM08G | SYSTEM DOM. RANGES | 1DM08G01H | 20 SYSTEM B. | 1DM08G01H231 | *
GW20559 | CONMUTADOR 1-0-2 10AX SY/WT | 12.55 | 1 | 30 | 60 | NR | 8011564133006 | 85365080 | 1DM01 | Building | 1DM | BUILDING | 1DM08G | SYSTEM DOM. RANGES | 1DM08G01H | 20 SYSTEM B. | 1DM08G01H231 | *
GW20560 | CONMUTADOR 1M 2P 10AX SUBE-BAJA SY/WH | 16.15 | 1 | 30 | 60 | NR | 8011564818026 | 85365080 | 1DM01 | Building | 1DM | BUILDING | 1DM08G | SYSTEM DOM. RANGES | 1DM08G01H | 20 SYSTEM B. | 1DM08G01H231 | *
GW20561 | DISCO DE SEÑAL UNO | 84 | 100 | 600 | 1200 | NR | 8011564077591 | 85389099 | 1DM01 | Building | 1DM | BUILDING | 1DM08G | SYSTEM DOM. RANGES | 1DM08G01H | 20 SYSTEM B. | 1DM08G01H231 | *
GW20562 | DISCO DE SEÑAL DOS | 84 | 100 | 600 | 1200 | NR | 8011564077607 | 85389099 | 1DM01 | Building | 1DM | BUILDING | 1DM08G | SYSTEM DOM. RANGES | 1DM08G01H | 20 SYSTEM B. | 1DM08G01H231 | *
GW20563 | DISCO DE SEÑAL TRES | 84 | 100 | 600 | 1200 | NR | 8011564077614 | 85389099 | 1DM01 | Building | 1DM | BUILDING | 1DM08G | SYSTEM DOM. RANGES | 1DM08G01H | 20 SYSTEM B. | 1DM08G01H231 | *
GW20564 | DISCO DE SEÑAL CUATRO | 84 | 100 | 600 | 1200 | NR | 8011564077621 | 85389099 | 1DM01 | Building | 1DM | BUILDING | 1DM08G | SYSTEM DOM. RANGES | 1DM08G01H | 20 SYSTEM B. | 1DM08G01H231 | *
GW20565 | DISCO DE SEÑAL CINCO | 84 | 100 | 600 | 1200 | NR | 8011564077638 | 85389099 | 1DM01 | Building | 1DM | BUILDING | 1DM08G | SYSTEM DOM. RANGES | 1DM08G01H | 20 SYSTEM B. | 1DM08G01H231 | *
GW20566 | DISCO DE SEÑAL SEIS | 84 | 100 | 600 | 1200 | NR | 8011564077645 | 85389099 | 1DM01 | Building | 1DM | BUILDING | 1DM08G | SYSTEM DOM. RANGES | 1DM08G01H | 20 SYSTEM B. | 1DM08G01H231 | *
GW20567 | DISCO DE SEÑAL SIETE | 84 | 100 | 600 | 1200 | NR | 8011564077652 | 85389099 | 1DM01 | Building | 1DM | BUILDING | 1DM08G | SYSTEM DOM. RANGES | 1DM08G01H | 20 SYSTEM B. | 1DM08G01H231 | *
GW20568 | DISCO DE SEÑAL OCHO | 84 | 100 | 600 | 1200 | NR | 8011564077669 | 85389099 | 1DM01 | Building | 1DM | BUILDING | 1DM08G | SYSTEM DOM. RANGES | 1DM08G01H | 20 SYSTEM B. | 1DM08G01H231 | *
GW20569 | DISCO DE SEÑAL NUEVE | 84 | 100 | 600 | 1200 | NR | 8011564077676 | 85389099 | 1DM01 | Building | 1DM | BUILDING | 1DM08G | SYSTEM DOM. RANGES | 1DM08G01H | 20 SYSTEM B. | 1DM08G01H231 | *
GW20570 | DISCO DE SEÑAL CERO | 84 | 100 | 600 | 1200 | NR | 8011564077683 | 85389099 | 1DM01 | Building | 1DM | BUILDING | 1DM08G | SYSTEM DOM. RANGES | 1DM08G01H | 20 SYSTEM B. | 1DM08G01H231 | *
GW20571 | INTERRUPTOR 1P 16AX SY/WT | 5.55 | 1 | 80 | 320 | NR | 8011564132924 | 85365080 | 1DM01 | Building | 1DM | BUILDING | 1DM08G | SYSTEM DOM. RANGES | 1DM08G01H | 20 SYSTEM B. | 1DM08G01H231 | *
GW20572 | INTERRUPTOR 1P 16AX LUMIN.230V SY/WT | 10.9 | 1 | 30 | 60 | NR | 8011564132931 | 85365080 | 1DM01 | Building | 1DM | BUILDING | 1DM08G | SYSTEM DOM. RANGES | 1DM08G01H | 20 SYSTEM B. | 1DM08G01H231 | *
GW20576 | CONMUTADOR 1P 16AX SY/WT | 6.7 | 1 | 80 | 320 | NR | 8011564132955 | 85365080 | 1DM01 | Building | 1DM | BUILDING | 1DM08G | SYSTEM DOM. RANGES | 1DM08G01H | 20 SYSTEM B. | 1DM08G01H231 | *
GW20577 | CONMUTADOR 1P 16AX LUMINOSO 230V SY/WT | 12.35 | 1 | 30 | 60 | NR | 8011564132962 | 85365080 | 1DM01 | Building | 1DM | BUILDING | 1DM08G | SYSTEM DOM. RANGES | 1DM08G01H | 20 SYSTEM B. | 1DM08G01H231 | *
GW20579 | CRUZAMIENTO 16AX SY/WT | 11.65 | 1 | 30 | 60 | NR | 8011564132993 | 85365080 | 1DM01 | Building | 1DM | BUILDING | 1DM08G | SYSTEM DOM. RANGES | 1DM08G01H | 20 SYSTEM B. | 1DM08G01H231 | *
GW20580 | CRUZAMIENTO ILUMINABLE 16AX 2M SY/WT | 17 | 1 | 1 | 15 | NR | 8011564184381 | 85365080 | 1DM01 | Building | 1DM | BUILDING | 1DM08G | SYSTEM DOM. RANGES | 1DM08G01H | 20 SYSTEM B. | 1DM08G01H231 | *
GW20583 | INTERRUPTOR 1P 16AX ILUMINABLE SY/WT | 6.9 | 1 | 30 | 60 | NR | 8011564132948 | 85365080 | 1DM01 | Building | 1DM | BUILDING | 1DM08G | SYSTEM DOM. RANGES | 1DM08G01H | 20 SYSTEM B. | 1DM08G01H231 | *
GW20584 | INTERRUPTOR 2P 16A ILUMINABLE SY/WT | 10.1 | 1 | 30 | 60 | NR | 8011564079496 | 85365080 | 1DM01 | Building | 1DM | BUILDING | 1DM08G | SYSTEM DOM. RANGES | 1DM08G01H | 20 SYSTEM B. | 1DM08G01H231 | *
GW20585 | INTERRUPTOR 2P 25AX SY/WT | 44.5 | 1 | 15 | 30 | NR | 8011564190528 | 85365080 | 1DM01 | Building | 1DM | BUILDING | 1DM08G | SYSTEM DOM. RANGES | 1DM08G01H | 20 SYSTEM B. | 1DM08G01H231 | *
GW20588 | CONMUTADOR 1P 16AX ILUMINABLE SY/WT | 8.05 | 1 | 30 | 60 | NR | 8011564132979 | 85365080 | 1DM01 | Building | 1DM | BUILDING | 1DM08G | SYSTEM DOM. RANGES | 1DM08G01H | 20 SYSTEM B. | 1DM08G01H231 | *
GW20589 | CONMUTADOR 1P ILUMINABLE 16AX 2M SY/WT | 13.2 | 1 | 15 | 30 | NR | 8011564184404 | 85365080 | 1DM01 | Building | 1DM | BUILDING | 1DM08G | SYSTEM DOM. RANGES | 1DM08G01H | 20 SYSTEM B. | 1DM08G01H231 | *
GW20591 | PULSADOR TARJETA P.NOMBRES 2M ILUM.SY/WT | 15.45 | 1 | 15 | 30 | NR | 8011564077379 | 85365080 | 1DM01 | Building | 1DM | BUILDING | 1DM08G | SYSTEM DOM. RANGES | 1DM08G01H | 20 SYSTEM B. | 1DM08G01H231 | *
GW20592 | DISCO DE SEÑAL FLECHAS APERTURA | 84 | 100 | 600 | 1200 | NR | 8011564077485 | 85389099 | 1DM01 | Building | 1DM | BUILDING | 1DM08G | SYSTEM DOM. RANGES | 1DM08G01H | 20 SYSTEM B. | 1DM08G01H231 | *
GW20593 | DISCO DE SEÑAL FLECHAS CIERRE | 84 | 100 | 600 | 1200 | NR | 8011564081116 | 85389099 | 1DM01 | Building | 1DM | BUILDING | 1DM08G | SYSTEM DOM. RANGES | 1DM08G01H | 20 SYSTEM B. | 1DM08G01H231 | *
GW20594 | DISCO DE SEÑAL ''OFF'' | 84 | 100 | 600 | 1200 | NR | 8011564081123 | 85389099 | 1DM01 | Building | 1DM | BUILDING | 1DM08G | SYSTEM DOM. RANGES | 1DM08G01H | 20 SYSTEM B. | 1DM08G01H231 | *
GW20595 | DISCO DE SEÑAL ''ON'' | 84 | 100 | 600 | 1200 | NR | 8011564081130 | 85389099 | 1DM01 | Building | 1DM | BUILDING | 1DM08G | SYSTEM DOM. RANGES | 1DM08G01H | 20 SYSTEM B. | 1DM08G01H231 | *
GW20596 | DISCO ''FLECHA VERTICAL HACIA ARRIBA'' | 84 | 100 | 600 | 1200 | NR | 8011564081147 | 85389099 | 1DM01 | Building | 1DM | BUILDING | 1DM08G | SYSTEM DOM. RANGES | 1DM08G01H | 20 SYSTEM B. | 1DM08G01H231 | *
GW20597 | DISCO ''FLECHA VERTICAL HACIA ABAJO'' | 84 | 100 | 600 | 1200 | NR | 8011564081154 | 85389099 | 1DM01 | Building | 1DM | BUILDING | 1DM08G | SYSTEM DOM. RANGES | 1DM08G01H | 20 SYSTEM B. | 1DM08G01H231 | *
GW20601 | TESTIGO MARCA ACCESOS PL 12/24V DIF ÓPAL | 11.35 | 1 | 15 | 30 | NR | 8011564001053 | 85308000 | 1DM01 | Building | 1DM | BUILDING | 1DM08G | SYSTEM DOM. RANGES | 1DM08G01H | 20 SYSTEM B. | 1DM08G01H241 | *
GW20602 | TESTIGO MARCA ACCESOS SAL 12/24V DIF OPA | 16.5 | 1 | 1 | 12 | NR | 8011564001046 | 85308000 | 1DM01 | Building | 1DM | BUILDING | 1DM08G | SYSTEM DOM. RANGES | 1DM08G01H | 20 SYSTEM B. | 1DM08G01H241 | *
GW20603 | TESTIGO PLANO DIFUSOR ROJO SY/WT | 7.4 | 1 | 30 | 60 | NR | 8011564000926 | 85308000 | 1DM01 | Building | 1DM | BUILDING | 1DM08G | SYSTEM DOM. RANGES | 1DM08G01H | 20 SYSTEM B. | 1DM08G01H241 | *
GW20604 | TESTIGO PLANO DIFUSOR VERDE SY/WT | 7.4 | 1 | 30 | 60 | NR | 8011564000933 | 85308000 | 1DM01 | Building | 1DM | BUILDING | 1DM08G | SYSTEM DOM. RANGES | 1DM08G01H | 20 SYSTEM B. | 1DM08G01H241 | *
GW20605 | TESTIGO PLANO DIFUSOR AMARILLO SY/WT | 7.4 | 1 | 30 | 60 | NR | 8011564000940 | 85308000 | 1DM01 | Building | 1DM | BUILDING | 1DM08G | SYSTEM DOM. RANGES | 1DM08G01H | 20 SYSTEM B. | 1DM08G01H241 | *
GW20606 | TESTIGO PLANO DIFUSOR TRASNP.SY/WT | 7.4 | 1 | 30 | 60 | NR | 8011564000957 | 85308000 | 1DM01 | Building | 1DM | BUILDING | 1DM08G | SYSTEM DOM. RANGES | 1DM08G01H | 20 SYSTEM B. | 1DM08G01H241 | *
GW20607 | TESTIGO DOBLE ROJO/VERDE 230V SY/WT | 13.4 | 1 | 15 | 30 | NR | 8011564001008 | 85308000 | 1DM01 | Building | 1DM | BUILDING | 1DM08G | SYSTEM DOM. RANGES | 1DM08G01H | 20 SYSTEM B. | 1DM08G01H241 | *
GW20608 | TESTIGO DOBLE ROJO/VERDE 12/24V SY/WT | 13.4 | 1 | 15 | 30 | NR | 8011564001015 | 85308000 | 1DM01 | Building | 1DM | BUILDING | 1DM08G | SYSTEM DOM. RANGES | 1DM08G01H | 20 SYSTEM B. | 1DM08G01H241 | *
GW20613 | TIMBRE 12V-50HZ 8VA SY/WT | 28.2 | 1 | 15 | 30 | NR | 8011564001060 | 85318040 | 1DM01 | Building | 1DM | BUILDING | 1DM08G | SYSTEM DOM. RANGES | 1DM08G01H | 20 SYSTEM B. | 1DM08G01H243 | *
GW20616 | TIMBRE 230V-50HZ 8VA SY/WT | 31.85 | 1 | 15 | 30 | NR | 8011564001091 | 85318040 | 1DM01 | Building | 1DM | BUILDING | 1DM08G | SYSTEM DOM. RANGES | 1DM08G01H | 20 SYSTEM B. | 1DM08G01H243 | *
GW20617 | ZUMBADOR 12V-50HZ 8VA SY/WT | 25.15 | 1 | 15 | 30 | NR | 8011564001107 | 85318040 | 1DM01 | Building | 1DM | BUILDING | 1DM08G | SYSTEM DOM. RANGES | 1DM08G01H | 20 SYSTEM B. | 1DM08G01H243 | *
GW20620 | ZUMBADOR 230V-50HZ 8VA SY/WT | 27.1 | 1 | 15 | 30 | NR | 8011564001138 | 85318040 | 1DM01 | Building | 1DM | BUILDING | 1DM08G | SYSTEM DOM. RANGES | 1DM08G01H | 20 SYSTEM B. | 1DM08G01H243 | *
GW20622 | PORTALAMPARA E27 40W | 8.75 | 1 | 15 | 30 | NR | 8011564001039 | 85366190 | 1DM01 | Building | 1DM | BUILDING | 1DM08G | SYSTEM DOM. RANGES | 1DM08G01H | 20 SYSTEM B. | 1DM08G01H241 | *
GW20623 | TESTIGO MARCA ACCESOS PL 12/24V DIF ROJO | 11.35 | 1 | 15 | 30 | NR | 8011564024816 | 85308000 | 1DM01 | Building | 1DM | BUILDING | 1DM08G | SYSTEM DOM. RANGES | 1DM08G01H | 20 SYSTEM B. | 1DM08G01H241 | *
GW20626 | TESTIGO MARCA ACCESOS PL 12/24V DIF AZUL | 11.35 | 1 | 15 | 30 | NR | 8011564024786 | 85308000 | 1DM01 | Building | 1DM | BUILDING | 1DM08G | SYSTEM DOM. RANGES | 1DM08G01H | 20 SYSTEM B. | 1DM08G01H241 | *
GW20627 | TESTIGO MARCA ACCESOS SAL 12/24V DIF ROJ | 16.5 | 1 | 1 | 12 | NR | 8011564024779 | 85308000 | 1DM01 | Building | 1DM | BUILDING | 1DM08G | SYSTEM DOM. RANGES | 1DM08G01H | 20 SYSTEM B. | 1DM08G01H241 | *
GW20628 | TESTIGO MARCA ACCESOS SAL 12/24V DIF VER | 16.5 | 1 | 1 | 12 | NR | 8011564024762 | 85308000 | 1DM01 | Building | 1DM | BUILDING | 1DM08G | SYSTEM DOM. RANGES | 1DM08G01H | 20 SYSTEM B. | 1DM08G01H241 | *
GW20631 | TESTIGO PLANO DIFUSOR AZUL SY/WT | 7.4 | 1 | 30 | 60 | NR | 8011564024830 | 85308000 | 1DM01 | Building | 1DM | BUILDING | 1DM08G | SYSTEM DOM. RANGES | 1DM08G01H | 20 SYSTEM B. | 1DM08G01H241 | *
GW20634 | TESTIGO MARCA ACCESSOS 12/230V 2M SY/WT | 62.5 | 1 | 1 | 15 | NR | 8011564184664 | 85308000 | 1DM01 | Building | 1DM | BUILDING | 1DM08G | SYSTEM DOM. RANGES | 1DM08G01H | 20 SYSTEM B. | 1DM08G01H241 | *
GW20651 | CONMUTADOR 1-0-2 'DND+MUR' 10A SY/WT | 12.55 | 1 | 30 | 60 | NR | 8011564752283 | 85365080 | 1DM01 | Building | 1DM | BUILDING | 1DM08G | SYSTEM DOM. RANGES | 1DM08G01H | 20 SYSTEM B. | 1DM08G01H231 | *
GW20656 | TESTIGO DE SEÑALIZ DOBLE 'DND+MUR' SY/WT | 13.1 | 1 | 15 | 30 | NR | 8011564752276 | 85308000 | 1DM01 | Building | 1DM | BUILDING | 1DM08G | SYSTEM DOM. RANGES | 1DM08G01H | 20 SYSTEM B. | 1DM08G01H241 | *
GW20684 | CONECTOR RJ45 CAT6 UTP SY/WT | 14 | 1 | 1 | 15 | NR | 8011564117655 | 85366930 | 1DM00 | Building | 1DM | BUILDING | 1DM10G | BUILDING OTHERS | 1DM10G10F | DATA CENTER | 1DM10G10F271 | DC UTP SYSTEM
GW20685 | BASE RJ45 TOOLLESS CAT.6 UTP SY/WT | 14 | 1 | 15 | 30 | NR | 8011564247277 | 85366930 | 1DM00 | Building | 1DM | BUILDING | 1DM10G | BUILDING OTHERS | 1DM10G10F | DATA CENTER | 1DM10G10F271 | DC UTP SYSTEM
GW20686 | CONECOR RJ45 CAT6 FTP SY/WT | 18.15 | 1 | 15 | 30 | NR | 8011564247284 | 85366930 | 1DM00 | Building | 1DM | BUILDING | 1DM10G | BUILDING OTHERS | 1DM10G10F | DATA CENTER | 1DM10G10F273 | DC FTP SYSTEM
GW20802 | REGULADOR ELEC.ROT.230V 100-500W SY/WT | 61.5 | 1 | 1 | 14 | NR | 8011564001183 | 85365080 | 1DM01 | Building | 1DM | BUILDING | 1DM08G | SYSTEM DOM. RANGES | 1DM08G01H | 20 SYSTEM B. | 1DM08G01H245 | *
GW20803 | REGULADOR ELEC.ROT.230V 100-900W SY/WT | 45.65 | 1 | 1 | 14 | NR | 8011564001190 | 85365080 | 1DM01 | Building | 1DM | BUILDING | 1DM08G | SYSTEM DOM. RANGES | 1DM08G01H | 20 SYSTEM B. | 1DM08G01H245 | *
GW20810 | PULSADOR ELECTRONICO TEMPORIZADO SY/WT | 169.5 | 1 | 1 | 4 | NR | 8011564026070 | 85365080 | 1DM01 | Building | 1DM | BUILDING | 1DM08G | SYSTEM DOM. RANGES | 1DM08G01H | 20 SYSTEM B. | 1DM08G01H245 | *
GW20811 | REGULADOR ELEC RO.CON.230V 100-500W SY/W | 91 | 1 | 1 | 14 | NR | 8011564054875 | 85365080 | 1DM01 | Building | 1DM | BUILDING | 1DM08G | SYSTEM DOM. RANGES | 1DM08G01H | 20 SYSTEM B. | 1DM08G01H245 | *
GW20820 | INTERRUPTOR UNIV.DE TARJETA 3M SY/WT | 102 | 1 | 1 | 2 | NR | 8011564081161 | 85365080 | 1DM01 | Building | 1DM | BUILDING | 1DM08G | SYSTEM DOM. RANGES | 1DM08G01H | 20 SYSTEM B. | 1DM08G01H247 | *
GW20821 | DETECTOR MOVIMIENTO POR I.R. 1M SY/WT | 223 | 1 | 1 | 6 | NR | 8011564038561 | 85365080 | 1DM01 | Building | 1DM | BUILDING | 1DM08G | SYSTEM DOM. RANGES | 1DM08G01H | 20 SYSTEM B. | 1DM08G01H245 | *
GW20825 | PROGR. SYS. ELEC. DIARIO/SEMAN.1C 2M BL. | 355 | 1 | 1 | 2 | NR | 8011564439801 | 91070000 | 1DM01 | Building | 1DM | BUILDING | 1DM08G | SYSTEM DOM. RANGES | 1DM08G01H | 20 SYSTEM B. | 1DM08G01H245 | *
GW20828 | DIMMER EL.RES/IND.A PULS.1M 500W SY/WT | 115 | 1 | 1 | 14 | NR | 8011564747326 | 85365080 | 1DM01 | Building | 1DM | BUILDING | 1DM08G | SYSTEM DOM. RANGES | 1DM08G01H | 20 SYSTEM B. | 1DM08G01H245 | *
GW20833 | LAMP EMERG. EXTRAIBLE 230V-50HZ SY/WT | 110 | 1 | 1 | 4 | NR | 8011564054912 | 85131000 | 1DM01 | Building | 1DM | BUILDING | 1DM08G | SYSTEM DOM. RANGES | 1DM08G01H | 20 SYSTEM B. | 1DM08G01H241 | *
GW20835 | LAMPARA ANTI BLACK-OUT 1M FIJA SY/WT | 50.5 | 1 | 1 | 14 | NR | 8011564747579 | 85131000 | 1DM01 | Building | 1DM | BUILDING | 1DM08G | SYSTEM DOM. RANGES | 1DM08G01H | 20 SYSTEM B. | 1DM08G01H241 | *
GW20841 | BASE P/AFEITADORA NORMA EURO USA SY/WT | 136 | 1 | 1 | 4 | NR | 8011564038585 | 85366990 | 1DM01 | Building | 1DM | BUILDING | 1DM08G | SYSTEM DOM. RANGES | 1DM08G01H | 20 SYSTEM B. | 1DM08G01H247 | *
GW20852 | TERMOSTATO ELEC VER/INV HOTEL C/MANETA S | 190 | 1 | 1 | 2 | NR | 8011564109681 | 90321020 | 1DM01 | Building | 1DM | BUILDING | 1DM08G | SYSTEM DOM. RANGES | 1DM08G01H | 20 SYSTEM B. | 1DM08G01H245 | *
GW20853 | TERMOSTATO ELEC FAN-COIL 3 M.SY/WT | 235 | 1 | 1 | 2 | NR | 8011564110915 | 90321020 | 1DM01 | Building | 1DM | BUILDING | 1DM08G | SYSTEM DOM. RANGES | 1DM08G01H | 20 SYSTEM B. | 1DM08G01H247 | *
GW20901 | SET 2 LLAVES PARA DISPOSITIVO DE MANDO | 8.35 | 1 | 1 | 100 | NR | 8011564020221 | 85389099 | 1DM00 | Building | 1DM | BUILDING | 1DM10G | BUILDING OTHERS | 1DM10G06F | 30 PLAYBUS | 1DM10G06F115 | PB OTHERS DEVICES
GW20902 | LÁMPARA CASQUILLO S6X36 12V INCAN.BLANCO | 4.1 | 1 | 50 | 50 | NR | 8011564020269 | 85393980 | 1DM00 | Building | 1DM | BUILDING | 1DM10G | BUILDING OTHERS | 1DM10G06F | 30 PLAYBUS | 1DM10G06F111 | PB LUMINOUS DEVICES
GW20903 | LÁMPARA CASQUILLO S6X36 24V INCAN.BLANCO | 4.1 | 1 | 50 | 50 | NR | 8011564020276 | 85393980 | 1DM00 | Building | 1DM | BUILDING | 1DM10G | BUILDING OTHERS | 1DM10G06F | 30 PLAYBUS | 1DM10G06F111 | PB LUMINOUS DEVICES
GW20904 | LAMPARA CASQUILLO S6X31 12V INCAN.BLANCO | 4.1 | 1 | 50 | 50 | NR | 8011564020283 | 85393980 | 1DM00 | Building | 1DM | BUILDING | 1DM10G | BUILDING OTHERS | 1DM10G06F | 30 PLAYBUS | 1DM10G06F111 | PB LUMINOUS DEVICES
GW20905 | LAMPARA CASQUILLO S6X31 24V INCAN.BLANCO | 4.1 | 1 | 50 | 50 | NR | 8011564020290 | 85393980 | 1DM00 | Building | 1DM | BUILDING | 1DM10G | BUILDING OTHERS | 1DM10G06F | 30 PLAYBUS | 1DM10G06F111 | PB LUMINOUS DEVICES
GW20906 | LAMPARA CASQUILLO S6,3X28 110/240V ROJA | 4.1 | 1 | 50 | 50 | NR | 8011564020306 | 85393980 | 1DM00 | Building | 1DM | BUILDING | 1DM10G | BUILDING OTHERS | 1DM10G06F | 30 PLAYBUS | 1DM10G06F111 | PB LUMINOUS DEVICES
GW20908 | LAMPARA CASQUILLO S6,3X28 110/240V VERDE | 4.1 | 1 | 50 | 50 | NR | 8011564033153 | 85393980 | 1DM00 | Building | 1DM | BUILDING | 1DM10G | BUILDING OTHERS | 1DM10G06F | 30 PLAYBUS | 1DM10G06F111 | PB LUMINOUS DEVICES
GW20911 | FUSIBLE 5X20 2,5A 250V | 69 | 100 | 20 | 200 | NR | 8011564026087 | 85361010 | 1DM00 | Building | 1DM | BUILDING | 1DM10G | BUILDING OTHERS | 1DM10G06F | 30 PLAYBUS | 1DM10G06F109 | PB MINICIRC. BREAKER
GW20921 | FUSIBLE 6,3X32 2A 250V | 84.5 | 100 | 10 | 200 | NR | 8011564026117 | 85361010 | 1DM00 | Building | 1DM | BUILDING | 1DM10G | BUILDING OTHERS | 1DM10G06F | 30 PLAYBUS | 1DM10G06F109 | PB MINICIRC. BREAKER
GW20922 | FUSIBLE 6,3X32 4A 250V | 84.5 | 100 | 10 | 200 | NR | 8011564026124 | 85361010 | 1DM00 | Building | 1DM | BUILDING | 1DM10G | BUILDING OTHERS | 1DM10G06F | 30 PLAYBUS | 1DM10G06F109 | PB MINICIRC. BREAKER
GW20923 | FUSIBLE 6,3X32 6A 250V | 84.5 | 100 | 10 | 200 | NR | 8011564026131 | 85361010 | 1DM00 | Building | 1DM | BUILDING | 1DM10G | BUILDING OTHERS | 1DM10G06F | 30 PLAYBUS | 1DM10G06F109 | PB MINICIRC. BREAKER
GW20924 | FUSIBLE 6,3X32 10A 250V | 88.5 | 100 | 10 | 200 | NR | 8011564026148 | 85361010 | 1DM00 | Building | 1DM | BUILDING | 1DM10G | BUILDING OTHERS | 1DM10G06F | 30 PLAYBUS | 1DM10G06F109 | PB MINICIRC. BREAKER
GW20925 | FUSIBLE 6,3X32 16A 250V | 148 | 100 | 10 | 200 | NR | 8011564026155 | 85361050 | 1DM00 | Building | 1DM | BUILDING | 1DM10G | BUILDING OTHERS | 1DM10G06F | 30 PLAYBUS | 1DM10G06F109 | PB MINICIRC. BREAKER
GW21005 | INTERRUPTOR 2P 10AX CON LLAVE SY/BK | 54.5 | 1 | 15 | 30 | NR | 8011564127982 | 85365080 | 1DM01 | Building | 1DM | BUILDING | 1DM08G | SYSTEM DOM. RANGES | 1DM08G02F | 21 SYSTEM N. | 1DM08G02F232 | *
GW21008 | CONMUTADOR 1P 10AX CON LLAVE SY/BK | 54.5 | 1 | 15 | 30 | NR | 8011564128026 | 85365080 | 1DM01 | Building | 1DM | BUILDING | 1DM08G | SYSTEM DOM. RANGES | 1DM08G02F | 21 SYSTEM N. | 1DM08G02F232 | *
GW21024 | PULSADOR TARJETA P.NOMBRES 3M ILUM.SY/BK | 17.2 | 1 | 20 | 40 | NR | 8011564128200 | 85365080 | 1DM01 | Building | 1DM | BUILDING | 1DM08G | SYSTEM DOM. RANGES | 1DM08G02F | 21 SYSTEM N. | 1DM08G02F232 | *
GW21056 | TAPA CIEGA 1 MODULO SY/BK | 2.05 | 1 | 10 | 480 | NR | 8011564128217 | 85389099 | 1DM01 | Building | 1DM | BUILDING | 1DM08G | SYSTEM DOM. RANGES | 1DM08G02F | 21 SYSTEM N. | 1DM08G02F248 | *
GW21058 | SALIDA DE CABLES 1 MODULO SY/BK | 2.05 | 1 | 60 | 120 | NR | 8011564128248 | 85389099 | 1DM01 | Building | 1DM | BUILDING | 1DM08G | SYSTEM DOM. RANGES | 1DM08G02F | 21 SYSTEM N. | 1DM08G02F248 | *
GW21071 | RELÉ PASO PASO 1P 10A/250V-230V SY/BK | 42.25 | 1 | 1 | 5 | NR | 8011564128309 | 85364900 | 1DM01 | Building | 1DM | BUILDING | 1DM08G | SYSTEM DOM. RANGES | 1DM08G02F | 21 SYSTEM N. | 1DM08G02F246 | *
GW21072 | RELÉ PASO PASO 2P 10A/250V-230V SY/BK | 52.5 | 1 | 1 | 5 | NR | 8011564128316 | 85364900 | 1DM01 | Building | 1DM | BUILDING | 1DM08G | SYSTEM DOM. RANGES | 1DM08G02F | 21 SYSTEM N. | 1DM08G02F246 | *
GW21073 | TAPA CIEGA 2 MODULOS SY/BK | 3.2 | 1 | 30 | 60 | NR | 8011564128224 | 85389099 | 1DM01 | Building | 1DM | BUILDING | 1DM08G | SYSTEM DOM. RANGES | 1DM08G02F | 21 SYSTEM N. | 1DM08G02F248 | *
GW21074 | RELÉ MONOESTABLE 230V 1MOD.SY/BK | 62.5 | 1 | 1 | 5 | NR | 8011564184831 | 85364900 | 1DM01 | Building | 1DM | BUILDING | 1DM08G | SYSTEM DOM. RANGES | 1DM08G02F | 21 SYSTEM N. | 1DM08G02F246 | *
GW21076 | RELÉ DE LLAMADA 12V 1MODULO SY/BK | 63.5 | 1 | 1 | 5 | NR | 8011564184817 | 85364190 | 1DM01 | Building | 1DM | BUILDING | 1DM08G | SYSTEM DOM. RANGES | 1DM08G02F | 21 SYSTEM N. | 1DM08G02F246 | *
GW21201 | BASE 2P+T 10A ST.ITAL.PANT.SY/BK | 7.3 | 1 | 80 | 160 | NR | 8011564128378 | 85366990 | 1DM01 | Building | 1DM | BUILDING | 1DM08G | SYSTEM DOM. RANGES | 1DM08G02F | 21 SYSTEM N. | 1DM08G02F234 | *
GW21203 | BASE 2P+T 16A BIV.ST.ITAL.PANT.SY/BK | 8.55 | 1 | 80 | 320 | NR | 8011564128392 | 85366990 | 1DM01 | Building | 1DM | BUILDING | 1DM08G | SYSTEM DOM. RANGES | 1DM08G02F | 21 SYSTEM N. | 1DM08G02F234 | *
GW21205 | BASE 2P+T 16A ST.ITALIANO/ALE.SY/BK | 13.2 | 1 | 30 | 60 | NR | 8011564128415 | 85366990 | 1DM01 | Building | 1DM | BUILDING | 1DM08G | SYSTEM DOM. RANGES | 1DM08G02F | 21 SYSTEM N. | 1DM08G02F234 | *
GW21206 | BASE 2P 16A ST.FRANCESA PANT.SY/BK | 8.55 | 1 | 30 | 60 | NR | 8011564128484 | 85366990 | 1DM01 | Building | 1DM | BUILDING | 1DM08G | SYSTEM DOM. RANGES | 1DM08G02F | 21 SYSTEM N. | 1DM08G02F234 | *
GW21207 | BASE 2P+T 16A ST.FRANCESA PAN.SY/BK | 11.1 | 1 | 30 | 60 | NR | 8011564128491 | 85366990 | 1DM01 | Building | 1DM | BUILDING | 1DM08G | SYSTEM DOM. RANGES | 1DM08G02F | 21 SYSTEM N. | 1DM08G02F234 | *
GW21208 | BASE 2P+T 13A BRITISH STD PANT.SY/BK | 17.4 | 1 | 30 | 60 | NR | 8011564128507 | 85366990 | 1DM01 | Building | 1DM | BUILDING | 1DM08G | SYSTEM DOM. RANGES | 1DM08G02F | 21 SYSTEM N. | 1DM08G02F234 | *
GW21209 | BASE 2P+T 16A BRITISH STD PANT.SY/BK | 17.4 | 1 | 30 | 60 | NR | 8011564128514 | 85366990 | 1DM01 | Building | 1DM | BUILDING | 1DM08G | SYSTEM DOM. RANGES | 1DM08G02F | 21 SYSTEM N. | 1DM08G02F234 | *
GW21212 | BASE 2P+T 10/15A ST.EUROAMERICANO SY/BK | 6.7 | 1 | 30 | 60 | NR | 8011564128521 | 85366990 | 1DM01 | Building | 1DM | BUILDING | 1DM08G | SYSTEM DOM. RANGES | 1DM08G02F | 21 SYSTEM N. | 1DM08G02F234 | *
GW21214 | BASE 2P+T 15A 125V ST.USA SY/BK | 6.9 | 1 | 30 | 60 | NR | 8011564128545 | 85366990 | 1DM01 | Building | 1DM | BUILDING | 1DM08G | SYSTEM DOM. RANGES | 1DM08G02F | 21 SYSTEM N. | 1DM08G02F234 | *
GW21216 | BASE 2P+T 15A 250V ST.USA SY/BK | 7.1 | 1 | 30 | 60 | NR | 8011564128552 | 85366990 | 1DM01 | Building | 1DM | BUILDING | 1DM08G | SYSTEM DOM. RANGES | 1DM08G02F | 21 SYSTEM N. | 1DM08G02F234 | *
GW21220 | BASE 2P+T 16A ST.ISRAELÍ SY/BK | 10.5 | 1 | 30 | 60 | NR | 8011564128590 | 85366990 | 1DM01 | Building | 1DM | BUILDING | 1DM08G | SYSTEM DOM. RANGES | 1DM08G02F | 21 SYSTEM N. | 1DM08G02F234 | *
GW21228 | BASE TV RESISTIVA DIRECTA SY/BK | 11.75 | 1 | 30 | 60 | NR | 8011564128729 | 85366910 | 1DM01 | Building | 1DM | BUILDING | 1DM08G | SYSTEM DOM. RANGES | 1DM08G02F | 21 SYSTEM N. | 1DM08G02F236 | *
GW21229 | BASE TV RESISTIVA PAS.AT.20DB SY/BK | 15.05 | 1 | 30 | 60 | NR | 8011564128736 | 85366910 | 1DM01 | Building | 1DM | BUILDING | 1DM08G | SYSTEM DOM. RANGES | 1DM08G02F | 21 SYSTEM N. | 1DM08G02F236 | *
GW21230 | BASE TV RESISTIVA TERM.20DB 75OHM SY/BK | 16.8 | 1 | 30 | 60 | NR | 8011564128743 | 85366910 | 1DM01 | Building | 1DM | BUILDING | 1DM08G | SYSTEM DOM. RANGES | 1DM08G02F | 21 SYSTEM N. | 1DM08G02F236 | *
GW21234 | BASE 2P 6A 24V (SELV) POLARIZADA SY/BK | 5.75 | 1 | 15 | 30 | NR | 8011564128774 | 85366990 | 1DM01 | Building | 1DM | BUILDING | 1DM08G | SYSTEM DOM. RANGES | 1DM08G02F | 21 SYSTEM N. | 1DM08G02F234 | *
GW21235 | BASE TELEF.ST.FRANCESA 8 CONT.SY/BK | 27.7 | 1 | 15 | 30 | NR | 8011564128828 | 85366930 | 1DM01 | Building | 1DM | BUILDING | 1DM08G | SYSTEM DOM. RANGES | 1DM08G02F | 21 SYSTEM N. | 1DM08G02F238 | *
GW21238 | CONT.VACIO CON.SUB-D 9/15/25 SY/BK | 6.2 | 1 | 20 | 40 | NR | 8011564129016 | 85389099 | 1DM01 | Building | 1DM | BUILDING | 1DM08G | SYSTEM DOM. RANGES | 1DM08G02F | 21 SYSTEM N. | 1DM08G02F238 | *
GW21239 | BASE 2P 6A 24V (SELV) SY/BK | 4.45 | 1 | 15 | 30 | NR | 8011564128767 | 85366990 | 1DM01 | Building | 1DM | BUILDING | 1DM08G | SYSTEM DOM. RANGES | 1DM08G02F | 21 SYSTEM N. | 1DM08G02F234 | *
GW21241 | BASE P/ALTAVOCES DIN 41529 SY/BK | 4.55 | 1 | 15 | 30 | NR | 8011564128781 | 85366990 | 1DM01 | Building | 1DM | BUILDING | 1DM08G | SYSTEM DOM. RANGES | 1DM08G02F | 21 SYSTEM N. | 1DM08G02F234 | *
GW21243 | CONECTOR RJ45 CAT.5E SY/BK | 20 | 1 | 15 | 30 | NR | 8011564128941 | 85366930 | 1DM01 | Building | 1DM | BUILDING | 1DM08G | SYSTEM DOM. RANGES | 1DM08G02F | 21 SYSTEM N. | 1DM08G02F238 | *
GW21246 | BASE 2P+T 16A BIV.ST.ITALIANO/ALE.SY/BK | 15.25 | 1 | 30 | 120 | NR | 8011564128422 | 85366990 | 1DM01 | Building | 1DM | BUILDING | 1DM08G | SYSTEM DOM. RANGES | 1DM08G02F | 21 SYSTEM N. | 1DM08G02F234 | *
GW21248 | BASE 2P+T 10A ARGENTINO SY/BK | 16.8 | 1 | 30 | 60 | NR | 8011564128576 | 85366990 | 1DM01 | Building | 1DM | BUILDING | 1DM08G | SYSTEM DOM. RANGES | 1DM08G02F | 21 SYSTEM N. | 1DM08G02F234 | *
GW21251 | CONECTOR TELEFONICO RJ11 SY/BK | 18.65 | 1 | 15 | 30 | NR | 8011564128798 | 85366930 | 1DM01 | Building | 1DM | BUILDING | 1DM08G | SYSTEM DOM. RANGES | 1DM08G02F | 21 SYSTEM N. | 1DM08G02F238 | *
GW21265 | BASE 2P+T 16A NORMA ESPANOLA SY/BK | 12.55 | 1 | 30 | 60 | NR | 8011564128477 | 85366990 | 1DM01 | Building | 1DM | BUILDING | 1DM08G | SYSTEM DOM. RANGES | 1DM08G02F | 21 SYSTEM N. | 1DM08G02F234 | *
GW21266 | CONT.VACIO RJ45 C5 IBM ACS SY/BK | 6.2 | 1 | 1 | 120 | NR | 8011564128958 | 85389099 | 1DM01 | Building | 1DM | BUILDING | 1DM08G | SYSTEM DOM. RANGES | 1DM08G02F | 21 SYSTEM N. | 1DM08G02F238 | *
GW21267 | CONT.VACIO RJ45 C.5 AVAYA .SY/BK | 6.2 | 1 | 1 | 120 | NR | 8011564128972 | 85389099 | 1DM01 | Building | 1DM | BUILDING | 1DM08G | SYSTEM DOM. RANGES | 1DM08G02F | 21 SYSTEM N. | 1DM08G02F238 | *
GW21270 | CONT.VACIO RJ45 C.5 UTP AMP SY/BK | 6.2 | 1 | 1 | 120 | NR | 8011564128989 | 85389099 | 1DM01 | Building | 1DM | BUILDING | 1DM08G | SYSTEM DOM. RANGES | 1DM08G02F | 21 SYSTEM N. | 1DM08G02F238 | *
GW21271 | CONECTOR RJ45 CAT.5E UTP SY/BK | 15.25 | 1 | 15 | 30 | NR | 8011564128934 | 85366930 | 1DM01 | Building | 1DM | BUILDING | 1DM08G | SYSTEM DOM. RANGES | 1DM08G02F | 21 SYSTEM N. | 1DM08G02F238 | *
GW21272 | BASE TELEF.INGLESA 1M SIMPLE SY/BK | 8.75 | 1 | 15 | 30 | NR | 8011564128835 | 85366930 | 1DM01 | Building | 1DM | BUILDING | 1DM08G | SYSTEM DOM. RANGES | 1DM08G02F | 21 SYSTEM N. | 1DM08G02F238 | *
GW21291 | BASE DOBLE 2P+T 16A BIV.ST.ITA.SY/BK | 23.6 | 1 | 30 | 60 | NR | 8011564128439 | 85366990 | 1DM01 | Building | 1DM | BUILDING | 1DM08G | SYSTEM DOM. RANGES | 1DM08G02F | 21 SYSTEM N. | 1DM08G02F234 | *
GW21351 | BASE 2P+T 10A ST.SUIZA TIPO 12 SY/BK | 11.35 | 1 | 30 | 60 | NR | 8011564128606 | 85366990 | 1DM01 | Building | 1DM | BUILDING | 1DM08G | SYSTEM DOM. RANGES | 1DM08G02F | 21 SYSTEM N. | 1DM08G02F234 | *
GW21356 | BASE 2P+T 15A ST.AUSTR.SY/BK | 16.5 | 1 | 30 | 60 | NR | 8011564222267 | 85366990 | 1DM01 | Building | 1DM | BUILDING | 1DM08G | SYSTEM DOM. RANGES | 1DM08G02F | 21 SYSTEM N. | 1DM08G02F234 | *
GW21357 | BASE 2P+T 10A ST.AUSTR.SY/BK | 16.8 | 1 | 30 | 60 | NR | 8011564222229 | 85366990 | 1DM01 | Building | 1DM | BUILDING | 1DM08G | SYSTEM DOM. RANGES | 1DM08G02F | 21 SYSTEM N. | 1DM08G02F234 | *
GW21381 | BASE TV -SAT DIR.C.M.IEC 9,5MM SY/BK | 28.35 | 1 | 15 | 30 | NR | 8011564128675 | 85366910 | 1DM01 | Building | 1DM | BUILDING | 1DM08G | SYSTEM DOM. RANGES | 1DM08G02F | 21 SYSTEM N. | 1DM08G02F236 | *
GW21382 | BASE TV-SAT PAS.AT.10DB C.M.IEC 9,5MM N | 36.35 | 1 | 15 | 30 | NR | 8011564128699 | 85366910 | 1DM01 | Building | 1DM | BUILDING | 1DM08G | SYSTEM DOM. RANGES | 1DM08G02F | 21 SYSTEM N. | 1DM08G02F236 | *
GW21386 | BASE TV-SAT PAS.AT.5 DB C.M.9,5MM SY/B | 36.35 | 1 | 15 | 30 | NR | 8011564128682 | 85366910 | 1DM01 | Building | 1DM | BUILDING | 1DM08G | SYSTEM DOM. RANGES | 1DM08G02F | 21 SYSTEM N. | 1DM08G02F236 | *
GW21391 | BASE TV/SAT DIRECTA C.F-HEMBRA SY/BK | 29.35 | 1 | 15 | 30 | NR | 8011564128613 | 85366910 | 1DM01 | Building | 1DM | BUILDING | 1DM08G | SYSTEM DOM. RANGES | 1DM08G02F | 21 SYSTEM N. | 1DM08G02F236 | *
GW21392 | BASE TV/SAT PASS.ATT.10DB C.F-HEM.SY/BK | 37.8 | 1 | 15 | 30 | NR | 8011564128637 | 85366910 | 1DM01 | Building | 1DM | BUILDING | 1DM08G | SYSTEM DOM. RANGES | 1DM08G02F | 21 SYSTEM N. | 1DM08G02F236 | *
GW21396 | BASE TV/SAT PASS.ATT.5 DB C.F-HEM.SY/BK | 37.8 | 1 | 15 | 30 | NR | 8011564128620 | 85366910 | 1DM01 | Building | 1DM | BUILDING | 1DM08G | SYSTEM DOM. RANGES | 1DM08G02F | 21 SYSTEM N. | 1DM08G02F236 | *
GW21401 | PORTAFUSIBLE P/FUS.6,3X32 16A250V SY/BK | 7.85 | 1 | 30 | 60 | NR | 8011564129306 | 85361050 | 1DM01 | Building | 1DM | BUILDING | 1DM08G | SYSTEM DOM. RANGES | 1DM08G02F | 21 SYSTEM N. | 1DM08G02F240 | *
GW21423 | LIMITADOR SOBRETENSION 250V 75J SY/BK | 48.3 | 1 | 1 | 14 | NR | 8011564129313 | 85389099 | 1DM01 | Building | 1DM | BUILDING | 1DM08G | SYSTEM DOM. RANGES | 1DM08G02F | 21 SYSTEM N. | 1DM08G02F240 | *
GW21431 | INTERRUP.AUT.MAGN.1P C6 3KA 230V SY/BK | 79 | 1 | 15 | 30 | NR | 8011564129115 | 85362010 | 1DM01 | Building | 1DM | BUILDING | 1DM08G | SYSTEM DOM. RANGES | 1DM08G02F | 21 SYSTEM N. | 1DM08G02F240 | *
GW21432 | INTERRUP.AUT.MAGN.1P C10 3KA 230V SY/BK | 79 | 1 | 15 | 30 | NR | 8011564129122 | 85362010 | 1DM01 | Building | 1DM | BUILDING | 1DM08G | SYSTEM DOM. RANGES | 1DM08G02F | 21 SYSTEM N. | 1DM08G02F240 | *
GW21433 | INTERRUP.AUT.MAGN.1P C16 3KA 230V SY/BK | 79 | 1 | 15 | 30 | NR | 8011564129139 | 85362010 | 1DM01 | Building | 1DM | BUILDING | 1DM08G | SYSTEM DOM. RANGES | 1DM08G02F | 21 SYSTEM N. | 1DM08G02F240 | *
GW21434 | INTERRUP.AUT.MAGN.1P+N C6 3KA 230V SY/BK | 103 | 1 | 15 | 30 | NR | 8011564129146 | 85362010 | 1DM01 | Building | 1DM | BUILDING | 1DM08G | SYSTEM DOM. RANGES | 1DM08G02F | 21 SYSTEM N. | 1DM08G02F240 | *
GW21435 | INTERRUP.AUT.MAG.1P+N C10 3KA 230V SY/BK | 103 | 1 | 15 | 30 | NR | 8011564129153 | 85362010 | 1DM01 | Building | 1DM | BUILDING | 1DM08G | SYSTEM DOM. RANGES | 1DM08G02F | 21 SYSTEM N. | 1DM08G02F240 | *
GW21436 | INTERRUP.AUT.MAG.1P+N C16 3KA 230V SY/BK | 103 | 1 | 15 | 30 | NR | 8011564129160 | 85362010 | 1DM01 | Building | 1DM | BUILDING | 1DM08G | SYSTEM DOM. RANGES | 1DM08G02F | 21 SYSTEM N. | 1DM08G02F240 | *
GW21437 | I.D.MAG.1P+N C6 IDN 10MA 230V 3KA SY/BK | 275.5 | 1 | 1 | 15 | NR | 8011564129207 | 85362010 | 1DM01 | Building | 1DM | BUILDING | 1DM08G | SYSTEM DOM. RANGES | 1DM08G02F | 21 SYSTEM N. | 1DM08G02F240 | *
GW21438 | I.D.MAG.1P+N C10 IDN 10MA 230V 3KA SY/BK | 275.5 | 1 | 1 | 15 | NR | 8011564129214 | 85362010 | 1DM01 | Building | 1DM | BUILDING | 1DM08G | SYSTEM DOM. RANGES | 1DM08G02F | 21 SYSTEM N. | 1DM08G02F240 | *
GW21439 | I.D.MAG.1P+N C16 IDN 10MA 230V 3KA SY/BK | 275.5 | 1 | 1 | 15 | NR | 8011564129221 | 85362010 | 1DM01 | Building | 1DM | BUILDING | 1DM08G | SYSTEM DOM. RANGES | 1DM08G02F | 21 SYSTEM N. | 1DM08G02F240 | *
GW21448 | I.D.MAG.1P+N C6 IDN 30MA 230V 3KA SY/BK | 275.5 | 1 | 1 | 15 | NR | 8011564129238 | 85362010 | 1DM01 | Building | 1DM | BUILDING | 1DM08G | SYSTEM DOM. RANGES | 1DM08G02F | 21 SYSTEM N. | 1DM08G02F240 | *
GW21449 | I.D.MAG.1P+N C10 IDN 30MA 230V 3KA SY/BK | 275.5 | 1 | 1 | 15 | NR | 8011564129245 | 85362010 | 1DM01 | Building | 1DM | BUILDING | 1DM08G | SYSTEM DOM. RANGES | 1DM08G02F | 21 SYSTEM N. | 1DM08G02F240 | *
GW21450 | I.D.MAG.1P+N C16 IDN 30MA 230V 3KA SY/BK | 275.5 | 1 | 1 | 15 | NR | 8011564129252 | 85362010 | 1DM01 | Building | 1DM | BUILDING | 1DM08G | SYSTEM DOM. RANGES | 1DM08G02F | 21 SYSTEM N. | 1DM08G02F240 | *
GW21503 | INTERRUPTOR 2P 16A SY/BK | 11.35 | 1 | 30 | 60 | NR | 8011564127951 | 85365080 | 1DM01 | Building | 1DM | BUILDING | 1DM08G | SYSTEM DOM. RANGES | 1DM08G02F | 21 SYSTEM N. | 1DM08G02F232 | *
GW21504 | INTERRUPTOR 2P 16A LUMINOSO 230V SY/BK | 15.45 | 1 | 30 | 60 | NR | 8011564127968 | 85365080 | 1DM01 | Building | 1DM | BUILDING | 1DM08G | SYSTEM DOM. RANGES | 1DM08G02F | 21 SYSTEM N. | 1DM08G02F232 | *
GW21510 | PULSADOR 1P NA 10A SY/BK | 6.9 | 1 | 80 | 160 | NR | 8011564128040 | 85365080 | 1DM01 | Building | 1DM | BUILDING | 1DM08G | SYSTEM DOM. RANGES | 1DM08G02F | 21 SYSTEM N. | 1DM08G02F232 | *
GW21511 | PULSADOR 1P NA 10A -LLAVE- SY/BK | 7.1 | 1 | 15 | 30 | NR | 8011564128057 | 85365080 | 1DM01 | Building | 1DM | BUILDING | 1DM08G | SYSTEM DOM. RANGES | 1DM08G02F | 21 SYSTEM N. | 1DM08G02F232 | *
GW21512 | PULSADOR 1P NA 10A -TIMBRE- SY/BK | 7.1 | 1 | 15 | 30 | NR | 8011564128064 | 85365080 | 1DM01 | Building | 1DM | BUILDING | 1DM08G | SYSTEM DOM. RANGES | 1DM08G02F | 21 SYSTEM N. | 1DM08G02F232 | *
GW21513 | PULSADOR 1P NA 10A -LUZ- SY/BK | 7.1 | 1 | 15 | 30 | NR | 8011564128071 | 85365080 | 1DM01 | Building | 1DM | BUILDING | 1DM08G | SYSTEM DOM. RANGES | 1DM08G02F | 21 SYSTEM N. | 1DM08G02F232 | *
GW21514 | PULSADOR 1P NA 10A -ESCALERA- SY/BK | 7.1 | 1 | 15 | 30 | NR | 8011564128088 | 85365080 | 1DM01 | Building | 1DM | BUILDING | 1DM08G | SYSTEM DOM. RANGES | 1DM08G02F | 21 SYSTEM N. | 1DM08G02F232 | *
GW21515 | PULSADOR 1P NA 10A LUMINOSO 230V SY/BK | 12.9 | 1 | 30 | 60 | NR | 8011564128095 | 85365080 | 1DM01 | Building | 1DM | BUILDING | 1DM08G | SYSTEM DOM. RANGES | 1DM08G02F | 21 SYSTEM N. | 1DM08G02F232 | *
GW21516 | PULSADOR 1P NA 10A LUMINOSO 12/24V SY/BK | 14.5 | 1 | 30 | 60 | NR | 8011564128101 | 85365080 | 1DM01 | Building | 1DM | BUILDING | 1DM08G | SYSTEM DOM. RANGES | 1DM08G02F | 21 SYSTEM N. | 1DM08G02F232 | *
GW21517 | PULSADOR 2P NA 10A SY/BK | 11.45 | 1 | 30 | 60 | NR | 8011564128170 | 85365080 | 1DM01 | Building | 1DM | BUILDING | 1DM08G | SYSTEM DOM. RANGES | 1DM08G02F | 21 SYSTEM N. | 1DM08G02F232 | *
GW21518 | PULSADOR 2P NA 10A DE TIRANTE SY/BK | 18.05 | 1 | 20 | 40 | NR | 8011564128187 | 85365080 | 1DM01 | Building | 1DM | BUILDING | 1DM08G | SYSTEM DOM. RANGES | 1DM08G02F | 21 SYSTEM N. | 1DM08G02F232 | *
GW21519 | PULSADOR 1P NC 10A SY/BK | 6.9 | 1 | 15 | 30 | NR | 8011564128125 | 85365080 | 1DM01 | Building | 1DM | BUILDING | 1DM08G | SYSTEM DOM. RANGES | 1DM08G02F | 21 SYSTEM N. | 1DM08G02F232 | *
GW21520 | PULSADOR 1P DOBLE NA 10A SY/BK | 12.9 | 1 | 15 | 30 | NR | 8011564128132 | 85365080 | 1DM01 | Building | 1DM | BUILDING | 1DM08G | SYSTEM DOM. RANGES | 1DM08G02F | 21 SYSTEM N. | 1DM08G02F232 | *
GW21521 | PULSADOR 1P NA+NA 10A -FLECHA V.- SY/BK | 12.9 | 1 | 30 | 60 | NR | 8011564128149 | 85365080 | 1DM01 | Building | 1DM | BUILDING | 1DM08G | SYSTEM DOM. RANGES | 1DM08G02F | 21 SYSTEM N. | 1DM08G02F232 | *
GW21522 | PULSADOR 1P NA+AUX NC -MARCHA- SY/BK | 11.75 | 1 | 30 | 60 | NR | 8011564128156 | 85365080 | 1DM01 | Building | 1DM | BUILDING | 1DM08G | SYSTEM DOM. RANGES | 1DM08G02F | 21 SYSTEM N. | 1DM08G02F232 | *
GW21523 | PULSADOR 1P NC+AUX NA -PARADA- SY/BK | 11.75 | 1 | 30 | 60 | NR | 8011564128163 | 85365080 | 1DM01 | Building | 1DM | BUILDING | 1DM08G | SYSTEM DOM. RANGES | 1DM08G02F | 21 SYSTEM N. | 1DM08G02F232 | *
GW21527 | PULSADOR 1P NA 10A 2M ILUMINABLE SY/BK | 13.7 | 1 | 15 | 30 | NR | 8011564184633 | 85365080 | 1DM01 | Building | 1DM | BUILDING | 1DM08G | SYSTEM DOM. RANGES | 1DM08G02F | 21 SYSTEM N. | 1DM08G02F232 | *
GW21528 | CONMUTADOR 1-0-2 10AX DISCOS NEUT.SY/BK | 12.05 | 1 | 30 | 60 | NR | 8011564128279 | 85365080 | 1DM01 | Building | 1DM | BUILDING | 1DM08G | SYSTEM DOM. RANGES | 1DM08G02F | 21 SYSTEM N. | 1DM08G02F232 | *
GW21529 | PULSADOR 1P NA 10A DISCOS NEUT.SY/BK | 7.3 | 1 | 30 | 60 | NR | 8011564128118 | 85365080 | 1DM01 | Building | 1DM | BUILDING | 1DM08G | SYSTEM DOM. RANGES | 1DM08G02F | 21 SYSTEM N. | 1DM08G02F232 | *
GW21530 | PULSADOR CON LLAVE 2P 10A NA SY/BK | 54.5 | 1 | 15 | 30 | NR | 8011564184657 | 85365080 | 1DM01 | Building | 1DM | BUILDING | 1DM08G | SYSTEM DOM. RANGES | 1DM08G02F | 21 SYSTEM N. | 1DM08G02F232 | *
GW21531 | PULSADOR 1P NC 10A DISCOS NEUT SY/BK | 7.3 | 1 | 15 | 30 | NR | 8011564128286 | 85365080 | 1DM01 | Building | 1DM | BUILDING | 1DM08G | SYSTEM DOM. RANGES | 1DM08G02F | 21 SYSTEM N. | 1DM08G02F232 | *
GW21559 | CONMUTADOR 1-0-2 10AX SY/BK | 13.7 | 1 | 30 | 60 | NR | 8011564133082 | 85365080 | 1DM01 | Building | 1DM | BUILDING | 1DM08G | SYSTEM DOM. RANGES | 1DM08G02F | 21 SYSTEM N. | 1DM08G02F232 | *
GW21571 | INTERRUPTOR 1P 16AX SY/BK | 6.4 | 1 | 80 | 320 | NR | 8011564133013 | 85365080 | 1DM01 | Building | 1DM | BUILDING | 1DM08G | SYSTEM DOM. RANGES | 1DM08G02F | 21 SYSTEM N. | 1DM08G02F232 | *
GW21572 | INTERRUPTOR 1P 16AX LUMIN.230V SY/BK | 12.65 | 1 | 30 | 60 | NR | 8011564133020 | 85365080 | 1DM01 | Building | 1DM | BUILDING | 1DM08G | SYSTEM DOM. RANGES | 1DM08G02F | 21 SYSTEM N. | 1DM08G02F232 | *
GW21576 | CONMUTADOR 1P 16AX SY/BK | 7.3 | 1 | 80 | 320 | NR | 8011564133044 | 85365080 | 1DM01 | Building | 1DM | BUILDING | 1DM08G | SYSTEM DOM. RANGES | 1DM08G02F | 21 SYSTEM N. | 1DM08G02F232 | *
GW21577 | CONMUTADOR 1P 16AX LUMINOSO 230V SY/BK | 13.5 | 1 | 30 | 60 | NR | 8011564133051 | 85365080 | 1DM01 | Building | 1DM | BUILDING | 1DM08G | SYSTEM DOM. RANGES | 1DM08G02F | 21 SYSTEM N. | 1DM08G02F232 | *
GW21579 | CRUZAMIENTO 16AX SY/BK | 13.1 | 1 | 30 | 60 | NR | 8011564133075 | 85365080 | 1DM01 | Building | 1DM | BUILDING | 1DM08G | SYSTEM DOM. RANGES | 1DM08G02F | 21 SYSTEM N. | 1DM08G02F232 | *
GW21580 | CRUZAMIENTO ILUMINABLE 16AX 2M SY/BK | 18.85 | 1 | 1 | 15 | NR | 8011564184398 | 85365080 | 1DM01 | Building | 1DM | BUILDING | 1DM08G | SYSTEM DOM. RANGES | 1DM08G02F | 21 SYSTEM N. | 1DM08G02F232 | *
GW21583 | INTERRUPTOR 1P 16AX ILUMINABLE SY/BK | 7.85 | 1 | 30 | 60 | NR | 8011564133037 | 85365080 | 1DM01 | Building | 1DM | BUILDING | 1DM08G | SYSTEM DOM. RANGES | 1DM08G02F | 21 SYSTEM N. | 1DM08G02F232 | *
GW21584 | INTERRUPTOR 2P 16A ILUMINABLE SY/BK | 11.35 | 1 | 30 | 60 | NR | 8011564127975 | 85365080 | 1DM01 | Building | 1DM | BUILDING | 1DM08G | SYSTEM DOM. RANGES | 1DM08G02F | 21 SYSTEM N. | 1DM08G02F232 | *
GW21585 | INTERRUPTOR 2P 25AX SY/BK | 49.35 | 1 | 15 | 30 | NR | 8011564190535 | 85365080 | 1DM01 | Building | 1DM | BUILDING | 1DM08G | SYSTEM DOM. RANGES | 1DM08G02F | 21 SYSTEM N. | 1DM08G02F232 | *
GW21588 | CONMUTADOR 1P 16AX ILUMINABLE SY/BK | 9.6 | 1 | 30 | 60 | NR | 8011564133068 | 85365080 | 1DM01 | Building | 1DM | BUILDING | 1DM08G | SYSTEM DOM. RANGES | 1DM08G02F | 21 SYSTEM N. | 1DM08G02F232 | *
GW21589 | CONMUTADOR 1P ILUMINABLE 16AX 2M SY/BK | 14.95 | 1 | 15 | 30 | NR | 8011564184619 | 85365080 | 1DM01 | Building | 1DM | BUILDING | 1DM08G | SYSTEM DOM. RANGES | 1DM08G02F | 21 SYSTEM N. | 1DM08G02F232 | *
GW21591 | PULSADOR TARJETA P.NOMBRES 2M ILUM.SY/BK | 17.2 | 1 | 15 | 30 | NR | 8011564128194 | 85365080 | 1DM01 | Building | 1DM | BUILDING | 1DM08G | SYSTEM DOM. RANGES | 1DM08G02F | 21 SYSTEM N. | 1DM08G02F232 | *
GW21603 | TESTIGO PLANO DIFUSOR ROJO SY/BK | 8.45 | 1 | 30 | 60 | NR | 8011564129696 | 85308000 | 1DM01 | Building | 1DM | BUILDING | 1DM08G | SYSTEM DOM. RANGES | 1DM08G02F | 21 SYSTEM N. | 1DM08G02F242 | *
GW21604 | TESTIGO PLANO DIFUSOR VERDE SY/BK | 8.45 | 1 | 30 | 60 | NR | 8011564129702 | 85308000 | 1DM01 | Building | 1DM | BUILDING | 1DM08G | SYSTEM DOM. RANGES | 1DM08G02F | 21 SYSTEM N. | 1DM08G02F242 | *
GW21605 | TESTIGO PLANO DIFUSOR AMARILLO SY/BK | 8.45 | 1 | 30 | 60 | NR | 8011564129719 | 85308000 | 1DM01 | Building | 1DM | BUILDING | 1DM08G | SYSTEM DOM. RANGES | 1DM08G02F | 21 SYSTEM N. | 1DM08G02F242 | *
GW21606 | TESTIGO PLANO DIFUSOR TRANSP.SY/BK | 8.45 | 1 | 30 | 60 | NR | 8011564129726 | 85308000 | 1DM01 | Building | 1DM | BUILDING | 1DM08G | SYSTEM DOM. RANGES | 1DM08G02F | 21 SYSTEM N. | 1DM08G02F242 | *
GW21607 | TESTIGO DOBLE ROJO/VERDE 230V SY/BK | 15.25 | 1 | 15 | 30 | NR | 8011564129740 | 85308000 | 1DM01 | Building | 1DM | BUILDING | 1DM08G | SYSTEM DOM. RANGES | 1DM08G02F | 21 SYSTEM N. | 1DM08G02F242 | *
GW21608 | TESTIGO DOBLE ROJO/VERDE 12/24V SY/BK | 18.85 | 1 | 15 | 30 | NR | 8011564129757 | 85308000 | 1DM01 | Building | 1DM | BUILDING | 1DM08G | SYSTEM DOM. RANGES | 1DM08G02F | 21 SYSTEM N. | 1DM08G02F242 | *
GW21613 | TIMBRE 12V-50HZ 8VA SY/BK | 32.45 | 1 | 15 | 30 | NR | 8011564129443 | 85318040 | 1DM01 | Building | 1DM | BUILDING | 1DM08G | SYSTEM DOM. RANGES | 1DM08G02F | 21 SYSTEM N. | 1DM08G02F244 | *
GW21616 | TIMBRE 230V-50HZ 8VA SY/BK | 36.25 | 1 | 15 | 30 | NR | 8011564129511 | 85318040 | 1DM01 | Building | 1DM | BUILDING | 1DM08G | SYSTEM DOM. RANGES | 1DM08G02F | 21 SYSTEM N. | 1DM08G02F244 | *
GW21617 | ZUMBADOR 12V-50HZ 8VA SY/BK | 28.35 | 1 | 15 | 30 | NR | 8011564129528 | 85318040 | 1DM01 | Building | 1DM | BUILDING | 1DM08G | SYSTEM DOM. RANGES | 1DM08G02F | 21 SYSTEM N. | 1DM08G02F244 | *
GW21620 | ZUMBADOR 230V-50HZ 8VA SY/BK | 30.5 | 1 | 15 | 30 | NR | 8011564129542 | 85318040 | 1DM01 | Building | 1DM | BUILDING | 1DM08G | SYSTEM DOM. RANGES | 1DM08G02F | 21 SYSTEM N. | 1DM08G02F244 | *
GW21631 | TESTIGO PLANO DIFUSOR AZUL SY/BK | 8.45 | 1 | 30 | 60 | NR | 8011564129733 | 85308000 | 1DM01 | Building | 1DM | BUILDING | 1DM08G | SYSTEM DOM. RANGES | 1DM08G02F | 21 SYSTEM N. | 1DM08G02F242 | *
GW21634 | TESTIGO MARCA ACCESSOS 12/230V 2M SY/BK | 71 | 1 | 1 | 15 | NR | 8011564184671 | 85308000 | 1DM01 | Building | 1DM | BUILDING | 1DM08G | SYSTEM DOM. RANGES | 1DM08G02F | 21 SYSTEM N. | 1DM08G02F242 | *
GW21684 | CONECTOR RJ45 CAT.6 UTP SY/BK | 14.85 | 1 | 1 | 15 | NR | 8011564128873 | 85366930 | 1DM00 | Building | 1DM | BUILDING | 1DM10G | BUILDING OTHERS | 1DM10G10F | DATA CENTER | 1DM10G10F271 | DC UTP SYSTEM
GW21685 | BASE RJ45 TOOLLESS CAT.6 UTP SY/BK | 14.85 | 1 | 15 | 30 | NR | 8011564247291 | 85366930 | 1DM00 | Building | 1DM | BUILDING | 1DM10G | BUILDING OTHERS | 1DM10G10F | DATA CENTER | 1DM10G10F271 | DC UTP SYSTEM
GW21686 | CONNECTOR RJ45 CAT 6 FTP 1M SY/BK | 18.85 | 1 | 15 | 30 | NR | 8011564247307 | 85366930 | 1DM00 | Building | 1DM | BUILDING | 1DM10G | BUILDING OTHERS | 1DM10G10F | DATA CENTER | 1DM10G10F273 | DC FTP SYSTEM
GW21802 | REGULADOR ELEC .ROT.230V 100-500W SY/BK | 69.5 | 1 | 1 | 14 | NR | 8011564129320 | 85365080 | 1DM01 | Building | 1DM | BUILDING | 1DM08G | SYSTEM DOM. RANGES | 1DM08G02F | 21 SYSTEM N. | 1DM08G02F246 | *
GW21803 | REGULADOR ELEC.ROT.230V 100-900W SY/BK | 52 | 1 | 1 | 14 | NR | 8011564129344 | 85365080 | 1DM01 | Building | 1DM | BUILDING | 1DM08G | SYSTEM DOM. RANGES | 1DM08G02F | 21 SYSTEM N. | 1DM08G02F246 | *
GW21810 | PULSADOR ELECTRONICO TEMPORIZADO SY/BK | 192 | 1 | 1 | 4 | NR | 8011564129412 | 85365080 | 1DM01 | Building | 1DM | BUILDING | 1DM08G | SYSTEM DOM. RANGES | 1DM08G02F | 21 SYSTEM N. | 1DM08G02F246 | *
GW21811 | REGULADOR ELEC.RO.CON.230V 100-500W SY/B | 103 | 1 | 1 | 14 | NR | 8011564129351 | 85365080 | 1DM01 | Building | 1DM | BUILDING | 1DM08G | SYSTEM DOM. RANGES | 1DM08G02F | 21 SYSTEM N. | 1DM08G02F246 | *
GW21820 | INTERRUPTOR UNIV.DE TARJETA 3M SY/BK | 115 | 1 | 1 | 2 | NR | 8011564129658 | 85365080 | 1DM01 | Building | 1DM | BUILDING | 1DM08G | SYSTEM DOM. RANGES | 1DM08G02F | 21 SYSTEM N. | 1DM08G02F248 | *
GW21821 | DETECTOR MOVIMIENTO POR I.ROJOS 1M SY/BK | 254 | 1 | 1 | 6 | NR | 8011564128293 | 85365080 | 1DM01 | Building | 1DM | BUILDING | 1DM08G | SYSTEM DOM. RANGES | 1DM08G02F | 21 SYSTEM N. | 1DM08G02F246 | *
GW21825 | PROGR.ELECTRÓNICO DIARIO/SEMAN.1C 2M SN | 405 | 1 | 1 | 2 | NR | 8011564439818 | 91070000 | 1DM01 | Building | 1DM | BUILDING | 1DM08G | SYSTEM DOM. RANGES | 1DM08G02F | 21 SYSTEM N. | 1DM08G02F246 | *
GW21828 | DIMMER EL.RES/IND.A PULS.1M 500W SY/BK | 143.5 | 1 | 1 | 14 | NR | 8011564747340 | 85365080 | 1DM01 | Building | 1DM | BUILDING | 1DM08G | SYSTEM DOM. RANGES | 1DM08G02F | 21 SYSTEM N. | 1DM08G02F246 | *
GW21833 | LAMPARA EMERG. EXTRAIBLE 230V-50HZ SY/BK | 123.5 | 1 | 1 | 4 | NR | 8011564129429 | 85131000 | 1DM01 | Building | 1DM | BUILDING | 1DM08G | SYSTEM DOM. RANGES | 1DM08G02F | 21 SYSTEM N. | 1DM08G02F242 | *
GW21835 | LAMPARA ANTI BLACK-OUT 1M FIJA SY/BK | 57 | 1 | 1 | 14 | NR | 8011564747586 | 85131000 | 1DM01 | Building | 1DM | BUILDING | 1DM08G | SYSTEM DOM. RANGES | 1DM08G02F | 21 SYSTEM N. | 1DM08G02F242 | *
GW21841 | BASE P/AFEITADORA NORMA EURO USA SY/BK | 152.5 | 1 | 1 | 4 | NR | 8011564129665 | 85366990 | 1DM01 | Building | 1DM | BUILDING | 1DM08G | SYSTEM DOM. RANGES | 1DM08G02F | 21 SYSTEM N. | 1DM08G02F248 | *
GW21852 | TERMOSTATO ELEC.VER/INV HOTEL C/MANETA | 210 | 1 | 1 | 2 | NR | 8011564129580 | 90321020 | 1DM01 | Building | 1DM | BUILDING | 1DM08G | SYSTEM DOM. RANGES | 1DM08G02F | 21 SYSTEM N. | 1DM08G02F246 | *
GW21853 | TERMOSTATO ELEC.FAN-COIL 3 M.SY/BK | 266 | 1 | 1 | 2 | NR | 8011564129597 | 90321020 | 1DM01 | Building | 1DM | BUILDING | 1DM08G | SYSTEM DOM. RANGES | 1DM08G02F | 21 SYSTEM N. | 1DM08G02F248 | *
GW22101 | PLACA 1M BLANCO NUBE SYSTEM VIRNA | 3.5 | 1 | 96 | 96 | NR | 8011564217218 | 85389099 | 1DM01 | Building | 1DM | BUILDING | 1DM08G | SYSTEM DOM. RANGES | 1DM08G03F | SY PLACAS/ACC./RF | 1DM08G03F212 | *
GW22102 | PLACA 2M BLANCO NUBE SYSTEM VIRNA | 3.5 | 1 | 96 | 96 | NR | 8011564217225 | 85389099 | 1DM01 | Building | 1DM | BUILDING | 1DM08G | SYSTEM DOM. RANGES | 1DM08G03F | SY PLACAS/ACC./RF | 1DM08G03F212 | *
GW22103 | PLACA 3M BLANCO NUBE SYSTEM VIRNA | 3.5 | 1 | 96 | 96 | NR | 8011564212978 | 85389099 | 1DM01 | Building | 1DM | BUILDING | 1DM08G | SYSTEM DOM. RANGES | 1DM08G03F | SY PLACAS/ACC./RF | 1DM08G03F212 | *
GW22104 | PLACA 4M BLANCO NUBE SYSTEM VIRNA | 6.7 | 1 | 96 | 96 | NR | 8011564213111 | 85389099 | 1DM01 | Building | 1DM | BUILDING | 1DM08G | SYSTEM DOM. RANGES | 1DM08G03F | SY PLACAS/ACC./RF | 1DM08G03F212 | *
GW22106 | PLACA 6M BLANCO NUBE SYSTEM VIRNA | 7.6 | 1 | 48 | 48 | NR | 8011564213258 | 85389099 | 1DM01 | Building | 1DM | BUILDING | 1DM08G | SYSTEM DOM. RANGES | 1DM08G03F | SY PLACAS/ACC./RF | 1DM08G03F212 | *
GW22107 | PLACA 8M BLANCO NUBE SYSTEM VIRNA | 11.55 | 1 | 6 | 6 | NR | 8011564226814 | 85389099 | 1DM01 | Building | 1DM | BUILDING | 1DM08G | SYSTEM DOM. RANGES | 1DM08G03F | SY PLACAS/ACC./RF | 1DM08G03F212 | *
GW22108 | PLACA 12M BLANCO NUBE SYSTEM VIRNA | 15.45 | 1 | 6 | 6 | NR | 8011564226845 | 85389099 | 1DM01 | Building | 1DM | BUILDING | 1DM08G | SYSTEM DOM. RANGES | 1DM08G03F | SY PLACAS/ACC./RF | 1DM08G03F212 | *
GW22111 | PLACA 1M NEGRO TONER SYSTEM VIRNA | 3.5 | 1 | 96 | 96 | NR | 8011564217232 | 85389099 | 1DM01 | Building | 1DM | BUILDING | 1DM08G | SYSTEM DOM. RANGES | 1DM08G03F | SY PLACAS/ACC./RF | 1DM08G03F212 | *
GW22112 | PLACA 2M NEGRO TONER SYSTEM VIRNA | 3.5 | 1 | 12 | 12 | NR | 8011564217249 | 85389099 | 1DM01 | Building | 1DM | BUILDING | 1DM08G | SYSTEM DOM. RANGES | 1DM08G03F | SY PLACAS/ACC./RF | 1DM08G03F212 | *
GW22113 | PLACA 3M NEGRO TONER SYSTEM VIRNA | 3.5 | 1 | 96 | 96 | NR | 8011564212985 | 85389099 | 1DM01 | Building | 1DM | BUILDING | 1DM08G | SYSTEM DOM. RANGES | 1DM08G03F | SY PLACAS/ACC./RF | 1DM08G03F212 | *
GW22114 | PLACA 4M NEGRO TONER SYSTEM VIRNA | 6.7 | 1 | 12 | 12 | NR | 8011564213128 | 85389099 | 1DM01 | Building | 1DM | BUILDING | 1DM08G | SYSTEM DOM. RANGES | 1DM08G03F | SY PLACAS/ACC./RF | 1DM08G03F212 | *
GW22116 | PLACA 6M NEGRO TONER SYSTEM VIRNA | 7.6 | 1 | 8 | 8 | NR | 8011564213265 | 85389099 | 1DM01 | Building | 1DM | BUILDING | 1DM08G | SYSTEM DOM. RANGES | 1DM08G03F | SY PLACAS/ACC./RF | 1DM08G03F212 | *
GW22117 | PLACA 8M NEGRO TONER SYSTEM VIRNA | 11.55 | 1 | 6 | 6 | NR | 8011564226982 | 85389099 | 1DM01 | Building | 1DM | BUILDING | 1DM08G | SYSTEM DOM. RANGES | 1DM08G03F | SY PLACAS/ACC./RF | 1DM08G03F212 | *
GW22121 | PLACA 1M ROJO GERANIO SYSTEM VIRNA | 3.5 | 1 | 24 | 24 | NR | 8011564217256 | 85389099 | 1DM01 | Building | 1DM | BUILDING | 1DM08G | SYSTEM DOM. RANGES | 1DM08G03F | SY PLACAS/ACC./RF | 1DM08G03F212 | *
GW22122 | PLACA 2M ROJO GERANIO SYSTEM VIRNA | 3.5 | 1 | 12 | 12 | NR | 8011564217263 | 85389099 | 1DM01 | Building | 1DM | BUILDING | 1DM08G | SYSTEM DOM. RANGES | 1DM08G03F | SY PLACAS/ACC./RF | 1DM08G03F212 | *
GW22123 | PLACA 3M ROJO GERANIO SYSTEM VIRNA | 3.5 | 1 | 24 | 24 | NR | 8011564212992 | 85389099 | 1DM01 | Building | 1DM | BUILDING | 1DM08G | SYSTEM DOM. RANGES | 1DM08G03F | SY PLACAS/ACC./RF | 1DM08G03F212 | *
GW22124 | PLACA 4M ROJO GERANIO SYSTEM VIRNA | 6.7 | 1 | 12 | 12 | NR | 8011564213135 | 85389099 | 1DM01 | Building | 1DM | BUILDING | 1DM08G | SYSTEM DOM. RANGES | 1DM08G03F | SY PLACAS/ACC./RF | 1DM08G03F212 | *
GW22126 | PLACA 6M ROJO GERANIO SYSTEM VIRNA | 7.6 | 1 | 8 | 8 | NR | 8011564213272 | 85389099 | 1DM01 | Building | 1DM | BUILDING | 1DM08G | SYSTEM DOM. RANGES | 1DM08G03F | SY PLACAS/ACC./RF | 1DM08G03F212 | *
GW22127 | PLACA 8M ROJO GERANIO SYSTEM VIRNA | 11.55 | 1 | 6 | 6 | NR | 8011564226975 | 85389099 | 1DM01 | Building | 1DM | BUILDING | 1DM08G | SYSTEM DOM. RANGES | 1DM08G03F | SY PLACAS/ACC./RF | 1DM08G03F212 | *
GW22131 | PLACA 1MAMARANTO SYSTEM VIRNA | 3.5 | 1 | 24 | 24 | NR | 8011564217270 | 85389099 | 1DM01 | Building | 1DM | BUILDING | 1DM08G | SYSTEM DOM. RANGES | 1DM08G03F | SY PLACAS/ACC./RF | 1DM08G03F212 | *
GW22132 | PLACA 2M AMARANTO SYSTEM VIRNA | 3.5 | 1 | 12 | 12 | NR | 8011564217287 | 85389099 | 1DM01 | Building | 1DM | BUILDING | 1DM08G | SYSTEM DOM. RANGES | 1DM08G03F | SY PLACAS/ACC./RF | 1DM08G03F212 | *
GW22133 | PLACA 3M AMARANTO SYSTEM VIRNA | 3.5 | 1 | 24 | 24 | NR | 8011564213005 | 85389099 | 1DM01 | Building | 1DM | BUILDING | 1DM08G | SYSTEM DOM. RANGES | 1DM08G03F | SY PLACAS/ACC./RF | 1DM08G03F212 | *
GW22134 | PLACA 4M AMARANTO SYSTEM VIRNA | 6.7 | 1 | 12 | 12 | NR | 8011564213142 | 85389099 | 1DM01 | Building | 1DM | BUILDING | 1DM08G | SYSTEM DOM. RANGES | 1DM08G03F | SY PLACAS/ACC./RF | 1DM08G03F212 | *
GW22136 | PLACA 6M AMARANTO SYSTEM VIRNA | 7.6 | 1 | 8 | 8 | NR | 8011564213289 | 85389099 | 1DM01 | Building | 1DM | BUILDING | 1DM08G | SYSTEM DOM. RANGES | 1DM08G03F | SY PLACAS/ACC./RF | 1DM08G03F212 | *
GW22137 | PLACA 8M AMARANTO SYSTEM VIRNA | 11.55 | 1 | 6 | 6 | NR | 8011564226968 | 85389099 | 1DM01 | Building | 1DM | BUILDING | 1DM08G | SYSTEM DOM. RANGES | 1DM08G03F | SY PLACAS/ACC./RF | 1DM08G03F212 | *
GW22141 | PLACA 1M VERDE VENECIA SYSTEM VIRNA | 3.5 | 1 | 24 | 24 | NR | 8011564217294 | 85389099 | 1DM01 | Building | 1DM | BUILDING | 1DM08G | SYSTEM DOM. RANGES | 1DM08G03F | SY PLACAS/ACC./RF | 1DM08G03F212 | *
GW22142 | PLACA 2M VERDE VENECIA SYSTEM VIRNA | 3.5 | 1 | 12 | 12 | NR | 8011564217300 | 85389099 | 1DM01 | Building | 1DM | BUILDING | 1DM08G | SYSTEM DOM. RANGES | 1DM08G03F | SY PLACAS/ACC./RF | 1DM08G03F212 | *
GW22143 | PLACA 3M VERDE VENECIA SYSTEM VIRNA | 3.5 | 1 | 24 | 24 | NR | 8011564213012 | 85389099 | 1DM01 | Building | 1DM | BUILDING | 1DM08G | SYSTEM DOM. RANGES | 1DM08G03F | SY PLACAS/ACC./RF | 1DM08G03F212 | *
GW22144 | PLACA 4M VERDE VENECIA SYSTEM VIRNA | 6.7 | 1 | 12 | 12 | NR | 8011564213159 | 85389099 | 1DM01 | Building | 1DM | BUILDING | 1DM08G | SYSTEM DOM. RANGES | 1DM08G03F | SY PLACAS/ACC./RF | 1DM08G03F212 | *
GW22146 | PLACA 6M VERDE VENECIA SYSTEM VIRNA | 7.6 | 1 | 8 | 8 | NR | 8011564213296 | 85389099 | 1DM01 | Building | 1DM | BUILDING | 1DM08G | SYSTEM DOM. RANGES | 1DM08G03F | SY PLACAS/ACC./RF | 1DM08G03F212 | *
GW22147 | PLACA 8M VERDE VENECIA SYSTEM VIRNA | 11.55 | 1 | 6 | 6 | NR | 8011564226951 | 85389099 | 1DM01 | Building | 1DM | BUILDING | 1DM08G | SYSTEM DOM. RANGES | 1DM08G03F | SY PLACAS/ACC./RF | 1DM08G03F212 | *
GW22151 | PLACA 1MVERDE RACING SYSTEM VIRNA | 3.5 | 1 | 24 | 24 | NR | 8011564217317 | 85389099 | 1DM01 | Building | 1DM | BUILDING | 1DM08G | SYSTEM DOM. RANGES | 1DM08G03F | SY PLACAS/ACC./RF | 1DM08G03F212 | *
GW22152 | PLACA 2M VERDE RACING SYSTEM VIRNA | 3.5 | 1 | 12 | 12 | NR | 8011564217324 | 85389099 | 1DM01 | Building | 1DM | BUILDING | 1DM08G | SYSTEM DOM. RANGES | 1DM08G03F | SY PLACAS/ACC./RF | 1DM08G03F212 | *
GW22153 | PLACA 3M VERDE RACING SYSTEM VIRNA | 3.5 | 1 | 24 | 24 | NR | 8011564213029 | 85389099 | 1DM01 | Building | 1DM | BUILDING | 1DM08G | SYSTEM DOM. RANGES | 1DM08G03F | SY PLACAS/ACC./RF | 1DM08G03F212 | *
GW22154 | PLACA 4M VERDE RACING SYSTEM VIRNA | 6.7 | 1 | 12 | 12 | NR | 8011564213166 | 85389099 | 1DM01 | Building | 1DM | BUILDING | 1DM08G | SYSTEM DOM. RANGES | 1DM08G03F | SY PLACAS/ACC./RF | 1DM08G03F212 | *
GW22156 | PLACA 6M VERDE RACING SYSTEM VIRNA | 7.6 | 1 | 8 | 8 | NR | 8011564213302 | 85389099 | 1DM01 | Building | 1DM | BUILDING | 1DM08G | SYSTEM DOM. RANGES | 1DM08G03F | SY PLACAS/ACC./RF | 1DM08G03F212 | *
GW22157 | PLACA 8M VERDE RACING SYSTEM VIRNA | 11.55 | 1 | 6 | 6 | NR | 8011564226944 | 85389099 | 1DM01 | Building | 1DM | BUILDING | 1DM08G | SYSTEM DOM. RANGES | 1DM08G03F | SY PLACAS/ACC./RF | 1DM08G03F212 | *
GW22161 | PLACA 1M AZUL CIELO SYSTEM VIRNA | 3.5 | 1 | 24 | 24 | NR | 8011564217331 | 85389099 | 1DM01 | Building | 1DM | BUILDING | 1DM08G | SYSTEM DOM. RANGES | 1DM08G03F | SY PLACAS/ACC./RF | 1DM08G03F212 | *
GW22162 | PLACA 2M AZUL CIELO SYSTEM VIRNA | 3.5 | 1 | 12 | 12 | NR | 8011564217348 | 85389099 | 1DM01 | Building | 1DM | BUILDING | 1DM08G | SYSTEM DOM. RANGES | 1DM08G03F | SY PLACAS/ACC./RF | 1DM08G03F212 | *
GW22163 | PLACA 3M AZUL CIELO SYSTEM VIRNA | 3.5 | 1 | 24 | 24 | NR | 8011564213036 | 85389099 | 1DM01 | Building | 1DM | BUILDING | 1DM08G | SYSTEM DOM. RANGES | 1DM08G03F | SY PLACAS/ACC./RF | 1DM08G03F212 | *
GW22164 | PLACA 4M AZUL CIELO SYSTEM VIRNA | 6.7 | 1 | 12 | 12 | NR | 8011564213173 | 85389099 | 1DM01 | Building | 1DM | BUILDING | 1DM08G | SYSTEM DOM. RANGES | 1DM08G03F | SY PLACAS/ACC./RF | 1DM08G03F212 | *
GW22166 | PLACA 6M AZUL CIELO SYSTEM VIRNA | 7.6 | 1 | 8 | 8 | NR | 8011564213319 | 85389099 | 1DM01 | Building | 1DM | BUILDING | 1DM08G | SYSTEM DOM. RANGES | 1DM08G03F | SY PLACAS/ACC./RF | 1DM08G03F212 | *
GW22167 | PLACA 8M AZUL CIELO SYSTEM VIRNA | 11.55 | 1 | 6 | 6 | NR | 8011564226937 | 85389099 | 1DM01 | Building | 1DM | BUILDING | 1DM08G | SYSTEM DOM. RANGES | 1DM08G03F | SY PLACAS/ACC./RF | 1DM08G03F212 | *
GW22171 | PLACA 1M AZUL JAZZ SYSTEM VIRNA | 3.5 | 1 | 24 | 24 | NR | 8011564217355 | 85389099 | 1DM01 | Building | 1DM | BUILDING | 1DM08G | SYSTEM DOM. RANGES | 1DM08G03F | SY PLACAS/ACC./RF | 1DM08G03F212 | *
GW22172 | PLACA 2M AZUL JAZZ SYSTEM VIRNA | 3.5 | 1 | 12 | 12 | NR | 8011564217362 | 85389099 | 1DM01 | Building | 1DM | BUILDING | 1DM08G | SYSTEM DOM. RANGES | 1DM08G03F | SY PLACAS/ACC./RF | 1DM08G03F212 | *
GW22173 | PLACA 3M AZUL JAZZ SYSTEM VIRNA | 3.5 | 1 | 24 | 24 | NR | 8011564213043 | 85389099 | 1DM01 | Building | 1DM | BUILDING | 1DM08G | SYSTEM DOM. RANGES | 1DM08G03F | SY PLACAS/ACC./RF | 1DM08G03F212 | *
GW22174 | PLACA 4M AZUL JAZZ SYSTEM VIRNA | 6.7 | 1 | 12 | 12 | NR | 8011564213180 | 85389099 | 1DM01 | Building | 1DM | BUILDING | 1DM08G | SYSTEM DOM. RANGES | 1DM08G03F | SY PLACAS/ACC./RF | 1DM08G03F212 | *
GW22176 | PLACA 6M AZUL JAZZ SYSTEM VIRNA | 7.6 | 1 | 8 | 8 | NR | 8011564213326 | 85389099 | 1DM01 | Building | 1DM | BUILDING | 1DM08G | SYSTEM DOM. RANGES | 1DM08G03F | SY PLACAS/ACC./RF | 1DM08G03F212 | *
GW22177 | PLACA 8M AZUL JAZZ SYSTEM VIRNA | 11.55 | 1 | 6 | 6 | NR | 8011564226920 | 85389099 | 1DM01 | Building | 1DM | BUILDING | 1DM08G | SYSTEM DOM. RANGES | 1DM08G03F | SY PLACAS/ACC./RF | 1DM08G03F212 | *
GW22181 | PLACA 1M AMARILLO MAIZ SYSTEM VIRNA | 3.5 | 1 | 24 | 24 | NR | 8011564217379 | 85389099 | 1DM01 | Building | 1DM | BUILDING | 1DM08G | SYSTEM DOM. RANGES | 1DM08G03F | SY PLACAS/ACC./RF | 1DM08G03F212 | *
GW22182 | PLACA 2M AMARILLO MAIZ SYSTEM VIRNA | 3.5 | 1 | 12 | 12 | NR | 8011564217386 | 85389099 | 1DM01 | Building | 1DM | BUILDING | 1DM08G | SYSTEM DOM. RANGES | 1DM08G03F | SY PLACAS/ACC./RF | 1DM08G03F212 | *
GW22183 | PLACA 3M AMARILLO MAIZ SYSTEM VIRNA | 3.5 | 1 | 24 | 24 | NR | 8011564213050 | 85389099 | 1DM01 | Building | 1DM | BUILDING | 1DM08G | SYSTEM DOM. RANGES | 1DM08G03F | SY PLACAS/ACC./RF | 1DM08G03F212 | *
GW22184 | PLACA 4M AMARILLO MAIZ SYSTEM VIRNA | 6.7 | 1 | 12 | 12 | NR | 8011564213197 | 85389099 | 1DM01 | Building | 1DM | BUILDING | 1DM08G | SYSTEM DOM. RANGES | 1DM08G03F | SY PLACAS/ACC./RF | 1DM08G03F212 | *
GW22186 | PLACA 6M AMARILLO MAIZ SYSTEM VIRNA | 7.6 | 1 | 8 | 8 | NR | 8011564213333 | 85389099 | 1DM01 | Building | 1DM | BUILDING | 1DM08G | SYSTEM DOM. RANGES | 1DM08G03F | SY PLACAS/ACC./RF | 1DM08G03F212 | *
GW22187 | PLACA 8M AMARILLO MAIZ SYSTEM VIRNA | 11.55 | 1 | 6 | 6 | NR | 8011564226913 | 85389099 | 1DM01 | Building | 1DM | BUILDING | 1DM08G | SYSTEM DOM. RANGES | 1DM08G03F | SY PLACAS/ACC./RF | 1DM08G03F212 | *
GW22251 | PLACA 1M CROMO SOFT SYSTEM VIRNA | 23.5 | 1 | 12 | 12 | NR | 8011564217393 | 85389099 | 1DM01 | Building | 1DM | BUILDING | 1DM08G | SYSTEM DOM. RANGES | 1DM08G03F | SY PLACAS/ACC./RF | 1DM08G03F212 | *
GW22252 | PLACA 2M CROMO SOFT SYSTEM VIRNA | 23.5 | 1 | 12 | 12 | NR | 8011564217409 | 85389099 | 1DM01 | Building | 1DM | BUILDING | 1DM08G | SYSTEM DOM. RANGES | 1DM08G03F | SY PLACAS/ACC./RF | 1DM08G03F212 | *
GW22253 | PLACA 3M CROMO SOFT SYSTEM VIRNA | 23.5 | 1 | 24 | 24 | NR | 8011564213098 | 85389099 | 1DM01 | Building | 1DM | BUILDING | 1DM08G | SYSTEM DOM. RANGES | 1DM08G03F | SY PLACAS/ACC./RF | 1DM08G03F212 | *
GW22254 | PLACA 4M CROMO SOFT SYSTEM VIRNA | 41.3 | 1 | 12 | 12 | NR | 8011564213234 | 85389099 | 1DM01 | Building | 1DM | BUILDING | 1DM08G | SYSTEM DOM. RANGES | 1DM08G03F | SY PLACAS/ACC./RF | 1DM08G03F212 | *
GW22256 | PLACA 6M CROMO SOFT SYSTEM VIRNA | 52 | 1 | 8 | 8 | NR | 8011564213388 | 85389099 | 1DM01 | Building | 1DM | BUILDING | 1DM08G | SYSTEM DOM. RANGES | 1DM08G03F | SY PLACAS/ACC./RF | 1DM08G03F212 | *
GW22257 | PLACA 8M CROMO SOFTSYSTEM VIRNA | 61 | 1 | 6 | 6 | NR | 8011564226876 | 85389099 | 1DM01 | Building | 1DM | BUILDING | 1DM08G | SYSTEM DOM. RANGES | 1DM08G03F | SY PLACAS/ACC./RF | 1DM08G03F212 | *
GW22261 | PLACA 1M ORO ANTIGUO SYSTEM VIRNA | 23.5 | 1 | 12 | 12 | NR | 8011564217416 | 85389099 | 1DM01 | Building | 1DM | BUILDING | 1DM08G | SYSTEM DOM. RANGES | 1DM08G03F | SY PLACAS/ACC./RF | 1DM08G03F212 | *
GW22262 | PLACA 2M ORO ANTIGUO SYSTEM VIRNA | 23.5 | 1 | 12 | 12 | NR | 8011564217423 | 85389099 | 1DM01 | Building | 1DM | BUILDING | 1DM08G | SYSTEM DOM. RANGES | 1DM08G03F | SY PLACAS/ACC./RF | 1DM08G03F212 | *
GW22263 | PLACA 3M ORO ANTIGUO SYSTEM VIRNA | 23.5 | 1 | 24 | 24 | NR | 8011564213104 | 85389099 | 1DM01 | Building | 1DM | BUILDING | 1DM08G | SYSTEM DOM. RANGES | 1DM08G03F | SY PLACAS/ACC./RF | 1DM08G03F212 | *
GW22264 | PLACA 4M ORO ANTIGUO SYSTEM VIRNA | 41.3 | 1 | 12 | 12 | NR | 8011564213241 | 85389099 | 1DM01 | Building | 1DM | BUILDING | 1DM08G | SYSTEM DOM. RANGES | 1DM08G03F | SY PLACAS/ACC./RF | 1DM08G03F212 | *
GW22266 | PLACA 6M ORO ANTIGUO SYSTEM VIRNA | 52 | 1 | 8 | 8 | NR | 8011564213395 | 85389099 | 1DM01 | Building | 1DM | BUILDING | 1DM08G | SYSTEM DOM. RANGES | 1DM08G03F | SY PLACAS/ACC./RF | 1DM08G03F212 | *
GW22267 | PLACA 8M ORO ANTIGUO SYSTEM VIRNA | 61 | 1 | 6 | 6 | NR | 8011564226869 | 85389099 | 1DM01 | Building | 1DM | BUILDING | 1DM08G | SYSTEM DOM. RANGES | 1DM08G03F | SY PLACAS/ACC./RF | 1DM08G03F212 | *
GW22271 | PLACA 1M RAIZ INGLESA SYSTEM VIRNA | 23.5 | 1 | 12 | 12 | NR | 8011564217430 | 85389099 | 1DM01 | Building | 1DM | BUILDING | 1DM08G | SYSTEM DOM. RANGES | 1DM08G03F | SY PLACAS/ACC./RF | 1DM08G03F212 | *
GW22272 | PLACA 2M RAIZ INGLESA SYSTEM VIRNA | 23.5 | 1 | 12 | 12 | NR | 8011564217447 | 85389099 | 1DM01 | Building | 1DM | BUILDING | 1DM08G | SYSTEM DOM. RANGES | 1DM08G03F | SY PLACAS/ACC./RF | 1DM08G03F212 | *
GW22273 | PLACA 3M RAIZ INGLESA SYSTEM VIRNA | 23.5 | 1 | 24 | 24 | NR | 8011564213081 | 85389099 | 1DM01 | Building | 1DM | BUILDING | 1DM08G | SYSTEM DOM. RANGES | 1DM08G03F | SY PLACAS/ACC./RF | 1DM08G03F212 | *
GW22274 | PLACA 4M RAIZ INGLESA SYSTEM VIRNA | 41.3 | 1 | 12 | 12 | NR | 8011564213227 | 85389099 | 1DM01 | Building | 1DM | BUILDING | 1DM08G | SYSTEM DOM. RANGES | 1DM08G03F | SY PLACAS/ACC./RF | 1DM08G03F212 | *
GW22276 | PLACA 6M RAIZ INGLESA SYSTEM VIRNA | 52 | 1 | 8 | 8 | NR | 8011564213371 | 85389099 | 1DM01 | Building | 1DM | BUILDING | 1DM08G | SYSTEM DOM. RANGES | 1DM08G03F | SY PLACAS/ACC./RF | 1DM08G03F212 | *
GW22277 | PLACA 8M RAIZ INGLESA SYSTEM VIRNA | 61 | 1 | 6 | 6 | NR | 8011564226852 | 85389099 | 1DM01 | Building | 1DM | BUILDING | 1DM08G | SYSTEM DOM. RANGES | 1DM08G03F | SY PLACAS/ACC./RF | 1DM08G03F212 | *
GW22281 | PLACA 1MTITANIO MET.SYSTEM VIRNA | 14.1 | 1 | 12 | 12 | NR | 8011564217454 | 85389099 | 1DM01 | Building | 1DM | BUILDING | 1DM08G | SYSTEM DOM. RANGES | 1DM08G03F | SY PLACAS/ACC./RF | 1DM08G03F212 | *
GW22282 | PLACA 2M TITANIO MET.SYSTEM VIRNA | 14.1 | 1 | 12 | 12 | NR | 8011564217461 | 85389099 | 1DM01 | Building | 1DM | BUILDING | 1DM08G | SYSTEM DOM. RANGES | 1DM08G03F | SY PLACAS/ACC./RF | 1DM08G03F212 | *
GW22283 | PLACA 3M TITANIO MET.SYSTEM VIRNA | 14.1 | 1 | 24 | 24 | NR | 8011564213067 | 85389099 | 1DM01 | Building | 1DM | BUILDING | 1DM08G | SYSTEM DOM. RANGES | 1DM08G03F | SY PLACAS/ACC./RF | 1DM08G03F212 | *
GW22284 | PLACA 4M TITANIO MET.SYSTEM VIRNA | 29.15 | 1 | 12 | 12 | NR | 8011564213203 | 85389099 | 1DM01 | Building | 1DM | BUILDING | 1DM08G | SYSTEM DOM. RANGES | 1DM08G03F | SY PLACAS/ACC./RF | 1DM08G03F212 | *
GW22286 | PLACA 6M TITANIO MET.SYSTEM VIRNA | 33.9 | 1 | 8 | 8 | NR | 8011564213340 | 85389099 | 1DM01 | Building | 1DM | BUILDING | 1DM08G | SYSTEM DOM. RANGES | 1DM08G03F | SY PLACAS/ACC./RF | 1DM08G03F212 | *
GW22287 | PLACA 8M TITANIO MET.SYSTEM VIRNA | 40.6 | 1 | 6 | 6 | NR | 8011564226883 | 85389099 | 1DM01 | Building | 1DM | BUILDING | 1DM08G | SYSTEM DOM. RANGES | 1DM08G03F | SY PLACAS/ACC./RF | 1DM08G03F212 | *
GW22288 | PLACA 12M TITANIO MET.SYSTEM VIRNA | 50.5 | 1 | 6 | 6 | NR | 8011564226838 | 85389099 | 1DM01 | Building | 1DM | BUILDING | 1DM08G | SYSTEM DOM. RANGES | 1DM08G03F | SY PLACAS/ACC./RF | 1DM08G03F212 | *
GW22291 | PLACA 1M PIZARRA MET.SYSTEM VIRNA | 14.1 | 1 | 12 | 12 | NR | 8011564217478 | 85389099 | 1DM01 | Building | 1DM | BUILDING | 1DM08G | SYSTEM DOM. RANGES | 1DM08G03F | SY PLACAS/ACC./RF | 1DM08G03F212 | *
GW22292 | PLACA 2M PIZARRA MET.SYSTEM VIRNA | 14.1 | 1 | 12 | 12 | NR | 8011564217485 | 85389099 | 1DM01 | Building | 1DM | BUILDING | 1DM08G | SYSTEM DOM. RANGES | 1DM08G03F | SY PLACAS/ACC./RF | 1DM08G03F212 | *
GW22293 | PLACA 3M PIZARRA MET.SYSTEM VIRNA | 14.1 | 1 | 24 | 24 | NR | 8011564213074 | 85389099 | 1DM01 | Building | 1DM | BUILDING | 1DM08G | SYSTEM DOM. RANGES | 1DM08G03F | SY PLACAS/ACC./RF | 1DM08G03F212 | *
GW22294 | PLACA 4M PIZARRA MET.SYSTEM VIRNA | 29.15 | 1 | 12 | 12 | NR | 8011564213210 | 85389099 | 1DM01 | Building | 1DM | BUILDING | 1DM08G | SYSTEM DOM. RANGES | 1DM08G03F | SY PLACAS/ACC./RF | 1DM08G03F212 | *
GW22296 | PLACA 6M PIZARRA MET.SYSTEM VIRNA | 33.9 | 1 | 8 | 8 | NR | 8011564213357 | 85389099 | 1DM01 | Building | 1DM | BUILDING | 1DM08G | SYSTEM DOM. RANGES | 1DM08G03F | SY PLACAS/ACC./RF | 1DM08G03F212 | *
GW22297 | PLACA 8M PIZARRA MET.SYSTEM VIRNA | 40.6 | 1 | 6 | 6 | NR | 8011564226890 | 85389099 | 1DM01 | Building | 1DM | BUILDING | 1DM08G | SYSTEM DOM. RANGES | 1DM08G03F | SY PLACAS/ACC./RF | 1DM08G03F212 | *
GW22298 | PLACA 12M PIZARRA MET.SYSTEM VIRNA | 50.5 | 1 | 6 | 6 | NR | 8011564226821 | 85389099 | 1DM01 | Building | 1DM | BUILDING | 1DM08G | SYSTEM DOM. RANGES | 1DM08G03F | SY PLACAS/ACC./RF | 1DM08G03F212 | *
GW22451 | PLACA ESTANCA 3 M BLANCO NUBE TOP SYS | 13.2 | 1 | 1 | 30 | NR | 8011564108615 | 85389099 | 1DM01 | Building | 1DM | BUILDING | 1DM08G | SYSTEM DOM. RANGES | 1DM08G03F | SY PLACAS/ACC./RF | 1DM08G03F219 | *
GW22452 | PLACA ESTANCA 3 M NEGRO TONER TOP SYS | 13.2 | 1 | 1 | 30 | NR | 8011564108622 | 85389099 | 1DM01 | Building | 1DM | BUILDING | 1DM08G | SYSTEM DOM. RANGES | 1DM08G03F | SY PLACAS/ACC./RF | 1DM08G03F219 | *
GW22453 | PLACA ESTANCA 3 M GRIS TOP SYS | 13.2 | 1 | 1 | 30 | NR | 8011564108639 | 85389099 | 1DM01 | Building | 1DM | BUILDING | 1DM08G | SYSTEM DOM. RANGES | 1DM08G03F | SY PLACAS/ACC./RF | 1DM08G03F219 | *
GW22461 | PLACA ESTANCA 4 M BLANCO NUBE TOP SYS | 19.8 | 1 | 1 | 30 | NR | 8011564108646 | 85389099 | 1DM01 | Building | 1DM | BUILDING | 1DM08G | SYSTEM DOM. RANGES | 1DM08G03F | SY PLACAS/ACC./RF | 1DM08G03F219 | *
GW22462 | PLACA ESTANCA 4 M NEGRO TONER TOP SYS | 19.8 | 1 | 1 | 30 | NR | 8011564108653 | 85389099 | 1DM01 | Building | 1DM | BUILDING | 1DM08G | SYSTEM DOM. RANGES | 1DM08G03F | SY PLACAS/ACC./RF | 1DM08G03F219 | *
GW22463 | PLACA ESTANCA 4 M GRIS TOP SYS | 19.8 | 1 | 1 | 30 | NR | 8011564108660 | 85389099 | 1DM01 | Building | 1DM | BUILDING | 1DM08G | SYSTEM DOM. RANGES | 1DM08G03F | SY PLACAS/ACC./RF | 1DM08G03F219 | *
GW22471 | CAJA PARED PLACAS TOP 3M BLANCO NUBE | 5.75 | 1 | 3 | 60 | NR | 8011564130210 | 85381000 | 1DM01 | Building | 1DM | BUILDING | 1DM08G | SYSTEM DOM. RANGES | 1DM08G03F | SY PLACAS/ACC./RF | 1DM08G03F221 | *
GW22472 | CAJA PARED PLACAS TOP 4M BLANCO NUBE | 7.4 | 1 | 3 | 30 | NR | 8011564130227 | 85381000 | 1DM01 | Building | 1DM | BUILDING | 1DM08G | SYSTEM DOM. RANGES | 1DM08G03F | SY PLACAS/ACC./RF | 1DM08G03F221 | *
GW22501 | PLACA 1M BLANCO NUBE TOP SYSTEM | 3.5 | 1 | 96 | 96 | NR | 8011564100312 | 85389099 | 1DM01 | Building | 1DM | BUILDING | 1DM08G | SYSTEM DOM. RANGES | 1DM08G03F | SY PLACAS/ACC./RF | 1DM08G03F211 | *
GW22502 | PLACA 2M BLANCO NUBE TOP SYSTEM | 3.5 | 1 | 96 | 96 | NR | 8011564100329 | 85389099 | 1DM01 | Building | 1DM | BUILDING | 1DM08G | SYSTEM DOM. RANGES | 1DM08G03F | SY PLACAS/ACC./RF | 1DM08G03F211 | *
GW22503 | PLACA 3M BLANCO NUBE TOP SYSTEM | 3.5 | 1 | 96 | 96 | NR | 8011564076686 | 85389099 | 1DM01 | Building | 1DM | BUILDING | 1DM08G | SYSTEM DOM. RANGES | 1DM08G03F | SY PLACAS/ACC./RF | 1DM08G03F211 | *
GW22504 | PLACA 4M BLANCO NUBE TOP SYSTEM | 6.7 | 1 | 96 | 96 | NR | 8011564076693 | 85389099 | 1DM01 | Building | 1DM | BUILDING | 1DM08G | SYSTEM DOM. RANGES | 1DM08G03F | SY PLACAS/ACC./RF | 1DM08G03F211 | *
GW22506 | PLACA 6M BLANCO NUBE TOP SYSTEM | 7.6 | 1 | 48 | 48 | NR | 8011564076709 | 85389099 | 1DM01 | Building | 1DM | BUILDING | 1DM08G | SYSTEM DOM. RANGES | 1DM08G03F | SY PLACAS/ACC./RF | 1DM08G03F211 | *
GW22507 | PLACA 8M BLANCO NUBE TOP SYSTEM | 11.55 | 1 | 6 | 6 | NR | 8011564130319 | 85389099 | 1DM01 | Building | 1DM | BUILDING | 1DM08G | SYSTEM DOM. RANGES | 1DM08G03F | SY PLACAS/ACC./RF | 1DM08G03F211 | *
GW22508 | PLACA 12M BLANCO NUBE TOP SYSTEM | 15.45 | 1 | 6 | 6 | NR | 8011564130456 | 85389099 | 1DM01 | Building | 1DM | BUILDING | 1DM08G | SYSTEM DOM. RANGES | 1DM08G03F | SY PLACAS/ACC./RF | 1DM08G03F211 | *
GW22511 | PLACA 1M NEGRO TONER TOP SYSTEM | 3.5 | 1 | 96 | 96 | NR | 8011564100336 | 85389099 | 1DM01 | Building | 1DM | BUILDING | 1DM08G | SYSTEM DOM. RANGES | 1DM08G03F | SY PLACAS/ACC./RF | 1DM08G03F211 | *
GW22512 | PLACA 2M NEGRO TONER TOP SYSTEM | 3.5 | 1 | 1 | 12 | NR | 8011564100343 | 85389099 | 1DM01 | Building | 1DM | BUILDING | 1DM08G | SYSTEM DOM. RANGES | 1DM08G03F | SY PLACAS/ACC./RF | 1DM08G03F211 | *
GW22513 | PLACA 3M NEGRO TONER TOP SYSTEM | 3.5 | 1 | 1 | 96 | NR | 8011564076716 | 85389099 | 1DM01 | Building | 1DM | BUILDING | 1DM08G | SYSTEM DOM. RANGES | 1DM08G03F | SY PLACAS/ACC./RF | 1DM08G03F211 | *
GW22514 | PLACA 4M NEGRO TONER TOP SYSTEM | 6.7 | 1 | 12 | 12 | NR | 8011564076723 | 85389099 | 1DM01 | Building | 1DM | BUILDING | 1DM08G | SYSTEM DOM. RANGES | 1DM08G03F | SY PLACAS/ACC./RF | 1DM08G03F211 | *
GW22516 | PLACA 6M NEGRO TONER TOP SYSTEM | 7.6 | 1 | 8 | 8 | NR | 8011564076730 | 85389099 | 1DM01 | Building | 1DM | BUILDING | 1DM08G | SYSTEM DOM. RANGES | 1DM08G03F | SY PLACAS/ACC./RF | 1DM08G03F211 | *
GW22517 | PLACA 8M NEGRO TONER TOP SYSTEM | 11.55 | 1 | 6 | 6 | NR | 8011564130326 | 85389099 | 1DM01 | Building | 1DM | BUILDING | 1DM08G | SYSTEM DOM. RANGES | 1DM08G03F | SY PLACAS/ACC./RF | 1DM08G03F211 | *
GW22521 | PLACA 1M ROJO GERANIO TOP SYSTEM | 3.5 | 1 | 24 | 24 | NR | 8011564100350 | 85389099 | 1DM01 | Building | 1DM | BUILDING | 1DM08G | SYSTEM DOM. RANGES | 1DM08G03F | SY PLACAS/ACC./RF | 1DM08G03F211 | *
GW22522 | PLACA 2M ROJO GERANIO TOP SYSTEM | 3.5 | 1 | 12 | 12 | NR | 8011564100367 | 85389099 | 1DM01 | Building | 1DM | BUILDING | 1DM08G | SYSTEM DOM. RANGES | 1DM08G03F | SY PLACAS/ACC./RF | 1DM08G03F211 | *
GW22523 | PLACA 3M ROJO GERANIO TOP SYSTEM | 3.5 | 1 | 24 | 24 | NR | 8011564076747 | 85389099 | 1DM01 | Building | 1DM | BUILDING | 1DM08G | SYSTEM DOM. RANGES | 1DM08G03F | SY PLACAS/ACC./RF | 1DM08G03F211 | *
GW22524 | PLACA 4M ROJO GERANIO TOP SYSTEM | 6.7 | 1 | 12 | 12 | NR | 8011564076754 | 85389099 | 1DM01 | Building | 1DM | BUILDING | 1DM08G | SYSTEM DOM. RANGES | 1DM08G03F | SY PLACAS/ACC./RF | 1DM08G03F211 | *
GW22526 | PLACA 6M ROJO GERANIO TOP SYSTEM | 7.6 | 1 | 8 | 8 | NR | 8011564076761 | 85389099 | 1DM01 | Building | 1DM | BUILDING | 1DM08G | SYSTEM DOM. RANGES | 1DM08G03F | SY PLACAS/ACC./RF | 1DM08G03F211 | *
GW22527 | PLACA 8M ROJO GERANIO TOP SYSTEM | 11.55 | 1 | 6 | 6 | NR | 8011564130364 | 85389099 | 1DM01 | Building | 1DM | BUILDING | 1DM08G | SYSTEM DOM. RANGES | 1DM08G03F | SY PLACAS/ACC./RF | 1DM08G03F211 | *
GW22531 | PLACA 1M AMARANTO CLAS.TOP SYSTEM | 3.5 | 1 | 24 | 24 | NR | 8011564100374 | 85389099 | 1DM01 | Building | 1DM | BUILDING | 1DM08G | SYSTEM DOM. RANGES | 1DM08G03F | SY PLACAS/ACC./RF | 1DM08G03F211 | *
GW22532 | PLACA 2M AMARANTO CLAS.TOP SYSTEM | 3.5 | 1 | 12 | 12 | NR | 8011564100381 | 85389099 | 1DM01 | Building | 1DM | BUILDING | 1DM08G | SYSTEM DOM. RANGES | 1DM08G03F | SY PLACAS/ACC./RF | 1DM08G03F211 | *
GW22533 | PLACA 3M AMARANTO CLAS.TOP SYSTEM | 3.5 | 1 | 24 | 24 | NR | 8011564076778 | 85389099 | 1DM01 | Building | 1DM | BUILDING | 1DM08G | SYSTEM DOM. RANGES | 1DM08G03F | SY PLACAS/ACC./RF | 1DM08G03F211 | *
GW22534 | PLACA 4M AMARANTO CLAS.TOP SYSTEM | 6.7 | 1 | 12 | 12 | NR | 8011564076785 | 85389099 | 1DM01 | Building | 1DM | BUILDING | 1DM08G | SYSTEM DOM. RANGES | 1DM08G03F | SY PLACAS/ACC./RF | 1DM08G03F211 | *
GW22536 | PLACA 6M AMARANTO CLAS.TOP SYSTEM | 7.6 | 1 | 8 | 8 | NR | 8011564076792 | 85389099 | 1DM01 | Building | 1DM | BUILDING | 1DM08G | SYSTEM DOM. RANGES | 1DM08G03F | SY PLACAS/ACC./RF | 1DM08G03F211 | *
GW22537 | PLACA 8M AMARANTO CLAS.TOP SYSTEM | 11.55 | 1 | 6 | 6 | NR | 8011564130371 | 85389099 | 1DM01 | Building | 1DM | BUILDING | 1DM08G | SYSTEM DOM. RANGES | 1DM08G03F | SY PLACAS/ACC./RF | 1DM08G03F211 | *
GW22541 | PLACA 1M VERDE VENECIA TOP SYSTEM | 3.5 | 1 | 24 | 24 | NR | 8011564100398 | 85389099 | 1DM01 | Building | 1DM | BUILDING | 1DM08G | SYSTEM DOM. RANGES | 1DM08G03F | SY PLACAS/ACC./RF | 1DM08G03F211 | *
GW22542 | PLACA 2M VERDE VENECIA TOP SYSTEM | 3.5 | 1 | 12 | 12 | NR | 8011564100404 | 85389099 | 1DM01 | Building | 1DM | BUILDING | 1DM08G | SYSTEM DOM. RANGES | 1DM08G03F | SY PLACAS/ACC./RF | 1DM08G03F211 | *
GW22543 | PLACA 3M VERDE VENECIA TOP SYSTEM | 3.5 | 1 | 24 | 24 | NR | 8011564076808 | 85389099 | 1DM01 | Building | 1DM | BUILDING | 1DM08G | SYSTEM DOM. RANGES | 1DM08G03F | SY PLACAS/ACC./RF | 1DM08G03F211 | *
GW22544 | PLACA 4M VERDE VENECIA TOP SYSTEM | 6.7 | 1 | 12 | 12 | NR | 8011564076815 | 85389099 | 1DM01 | Building | 1DM | BUILDING | 1DM08G | SYSTEM DOM. RANGES | 1DM08G03F | SY PLACAS/ACC./RF | 1DM08G03F211 | *
GW22546 | PLACA 6M VERDE VENECIA TOP SYSTEM | 7.6 | 1 | 8 | 8 | NR | 8011564076822 | 85389099 | 1DM01 | Building | 1DM | BUILDING | 1DM08G | SYSTEM DOM. RANGES | 1DM08G03F | SY PLACAS/ACC./RF | 1DM08G03F211 | *
GW22547 | PLACA 8M VERDE VENECIA TOP SYSTEM | 11.55 | 1 | 6 | 6 | NR | 8011564130418 | 85389099 | 1DM01 | Building | 1DM | BUILDING | 1DM08G | SYSTEM DOM. RANGES | 1DM08G03F | SY PLACAS/ACC./RF | 1DM08G03F211 | *
GW22551 | PLACA 1M VERDE RACING TOP SYSTEM | 3.5 | 1 | 24 | 24 | NR | 8011564100411 | 85389099 | 1DM01 | Building | 1DM | BUILDING | 1DM08G | SYSTEM DOM. RANGES | 1DM08G03F | SY PLACAS/ACC./RF | 1DM08G03F211 | *
GW22552 | PLACA 2M VERDE RACING TOP SYSTEM | 3.5 | 1 | 12 | 12 | NR | 8011564100428 | 85389099 | 1DM01 | Building | 1DM | BUILDING | 1DM08G | SYSTEM DOM. RANGES | 1DM08G03F | SY PLACAS/ACC./RF | 1DM08G03F211 | *
GW22553 | PLACA 3M VERDE RACING TOP SYSTEM | 3.5 | 1 | 24 | 24 | NR | 8011564076839 | 85389099 | 1DM01 | Building | 1DM | BUILDING | 1DM08G | SYSTEM DOM. RANGES | 1DM08G03F | SY PLACAS/ACC./RF | 1DM08G03F211 | *
GW22554 | PLACA 4M VERDE RACING TOP SYSTEM | 6.7 | 1 | 12 | 12 | NR | 8011564076846 | 85389099 | 1DM01 | Building | 1DM | BUILDING | 1DM08G | SYSTEM DOM. RANGES | 1DM08G03F | SY PLACAS/ACC./RF | 1DM08G03F211 | *
GW22556 | PLACA 6M VERDE RACING TOP SYSTEM | 7.6 | 1 | 8 | 8 | NR | 8011564076853 | 85389099 | 1DM01 | Building | 1DM | BUILDING | 1DM08G | SYSTEM DOM. RANGES | 1DM08G03F | SY PLACAS/ACC./RF | 1DM08G03F211 | *
GW22557 | PLACA 8M VERDE RACING TOP SYSTEM | 11.55 | 1 | 6 | 6 | NR | 8011564130425 | 85389099 | 1DM01 | Building | 1DM | BUILDING | 1DM08G | SYSTEM DOM. RANGES | 1DM08G03F | SY PLACAS/ACC./RF | 1DM08G03F211 | *
GW22561 | PLACA 1M AZUL CIELO TOP SYSTEM | 3.5 | 1 | 24 | 24 | NR | 8011564100435 | 85389099 | 1DM01 | Building | 1DM | BUILDING | 1DM08G | SYSTEM DOM. RANGES | 1DM08G03F | SY PLACAS/ACC./RF | 1DM08G03F211 | *
GW22562 | PLACA 2M AZUL CIELO TOP SYSTEM | 3.5 | 1 | 12 | 12 | NR | 8011564100442 | 85389099 | 1DM01 | Building | 1DM | BUILDING | 1DM08G | SYSTEM DOM. RANGES | 1DM08G03F | SY PLACAS/ACC./RF | 1DM08G03F211 | *
GW22563 | PLACA 3M AZUL CIELO TOP SYSTEM | 3.5 | 1 | 24 | 24 | NR | 8011564076860 | 85389099 | 1DM01 | Building | 1DM | BUILDING | 1DM08G | SYSTEM DOM. RANGES | 1DM08G03F | SY PLACAS/ACC./RF | 1DM08G03F211 | *
GW22564 | PLACA 4M AZUL CIELO TOP SYSTEM | 6.7 | 1 | 12 | 12 | NR | 8011564076877 | 85389099 | 1DM01 | Building | 1DM | BUILDING | 1DM08G | SYSTEM DOM. RANGES | 1DM08G03F | SY PLACAS/ACC./RF | 1DM08G03F211 | *
GW22566 | PLACA 6M AZUL CIELO TOP SYSTEM | 7.6 | 1 | 8 | 8 | NR | 8011564076884 | 85389099 | 1DM01 | Building | 1DM | BUILDING | 1DM08G | SYSTEM DOM. RANGES | 1DM08G03F | SY PLACAS/ACC./RF | 1DM08G03F211 | *
GW22567 | PLACA 8M AZUL CIELO TOP SYSTEM | 11.55 | 1 | 6 | 6 | NR | 8011564130333 | 85389099 | 1DM01 | Building | 1DM | BUILDING | 1DM08G | SYSTEM DOM. RANGES | 1DM08G03F | SY PLACAS/ACC./RF | 1DM08G03F211 | *
GW22571 | PLACA 1M AZUL JAZZ TOP SYSTEM | 3.5 | 1 | 24 | 24 | NR | 8011564100459 | 85389099 | 1DM01 | Building | 1DM | BUILDING | 1DM08G | SYSTEM DOM. RANGES | 1DM08G03F | SY PLACAS/ACC./RF | 1DM08G03F211 | *
GW22572 | PLACA 2M AZUL JAZZ TOP SYSTEM | 3.5 | 1 | 12 | 12 | NR | 8011564100466 | 85389099 | 1DM01 | Building | 1DM | BUILDING | 1DM08G | SYSTEM DOM. RANGES | 1DM08G03F | SY PLACAS/ACC./RF | 1DM08G03F211 | *
GW22573 | PLACA 3M AZUL JAZZ TOP SYSTEM | 3.5 | 1 | 24 | 24 | NR | 8011564076891 | 85389099 | 1DM01 | Building | 1DM | BUILDING | 1DM08G | SYSTEM DOM. RANGES | 1DM08G03F | SY PLACAS/ACC./RF | 1DM08G03F211 | *
GW22574 | PLACA 4M AZUL JAZZ TOP SYSTEM | 6.7 | 1 | 12 | 12 | NR | 8011564076907 | 85389099 | 1DM01 | Building | 1DM | BUILDING | 1DM08G | SYSTEM DOM. RANGES | 1DM08G03F | SY PLACAS/ACC./RF | 1DM08G03F211 | *
GW22576 | PLACA 6M AZUL JAZZ TOP SYSTEM | 7.6 | 1 | 8 | 8 | NR | 8011564076914 | 85389099 | 1DM01 | Building | 1DM | BUILDING | 1DM08G | SYSTEM DOM. RANGES | 1DM08G03F | SY PLACAS/ACC./RF | 1DM08G03F211 | *
GW22577 | PLACA 8M AZUL JAZZ TOP SYSTEM | 11.55 | 1 | 6 | 6 | NR | 8011564130340 | 85389099 | 1DM01 | Building | 1DM | BUILDING | 1DM08G | SYSTEM DOM. RANGES | 1DM08G03F | SY PLACAS/ACC./RF | 1DM08G03F211 | *
GW22581 | PLACA 1M AMARILLO MAIZ TOP SYSTEM | 3.5 | 1 | 24 | 24 | NR | 8011564100473 | 85389099 | 1DM01 | Building | 1DM | BUILDING | 1DM08G | SYSTEM DOM. RANGES | 1DM08G03F | SY PLACAS/ACC./RF | 1DM08G03F211 | *
GW22582 | PLACA 2M AMARILLO MAIZ TOP SYSTEM | 3.5 | 1 | 12 | 12 | NR | 8011564100480 | 85389099 | 1DM01 | Building | 1DM | BUILDING | 1DM08G | SYSTEM DOM. RANGES | 1DM08G03F | SY PLACAS/ACC./RF | 1DM08G03F211 | *
GW22583 | PLACA 3M AMARILLO MAIZ TOP SYSTEM | 3.5 | 1 | 24 | 24 | NR | 8011564076921 | 85389099 | 1DM01 | Building | 1DM | BUILDING | 1DM08G | SYSTEM DOM. RANGES | 1DM08G03F | SY PLACAS/ACC./RF | 1DM08G03F211 | *
GW22584 | PLACA 4M AMARILLO MAIZ TOP SYSTEM | 6.7 | 1 | 12 | 12 | NR | 8011564076938 | 85389099 | 1DM01 | Building | 1DM | BUILDING | 1DM08G | SYSTEM DOM. RANGES | 1DM08G03F | SY PLACAS/ACC./RF | 1DM08G03F211 | *
GW22586 | PLACA 6M AMARILLO MAIZ TOP SYSTEM | 7.6 | 1 | 8 | 8 | NR | 8011564076945 | 85389099 | 1DM01 | Building | 1DM | BUILDING | 1DM08G | SYSTEM DOM. RANGES | 1DM08G03F | SY PLACAS/ACC./RF | 1DM08G03F211 | *
GW22587 | PLACA 8M AMARILLO MAIZ TOP SYSTEM | 11.55 | 1 | 6 | 6 | NR | 8011564130388 | 85389099 | 1DM01 | Building | 1DM | BUILDING | 1DM08G | SYSTEM DOM. RANGES | 1DM08G03F | SY PLACAS/ACC./RF | 1DM08G03F211 | *
GW22601 | PLACA 1M GRIS TITANIO MET.TOP SYSTEM | 14.1 | 1 | 12 | 12 | NR | 8011564100497 | 85389099 | 1DM01 | Building | 1DM | BUILDING | 1DM08G | SYSTEM DOM. RANGES | 1DM08G03F | SY PLACAS/ACC./RF | 1DM08G03F211 | *
GW22602 | PLACA 2M GRIS TITANIO MET.TOP SYSTEM | 14.1 | 1 | 12 | 12 | NR | 8011564100503 | 85389099 | 1DM01 | Building | 1DM | BUILDING | 1DM08G | SYSTEM DOM. RANGES | 1DM08G03F | SY PLACAS/ACC./RF | 1DM08G03F211 | *
GW22603 | PLACA 3M GRIS TITANIO MET.TOP SYSTEM | 14.1 | 1 | 12 | 12 | NR | 8011564076952 | 85389099 | 1DM01 | Building | 1DM | BUILDING | 1DM08G | SYSTEM DOM. RANGES | 1DM08G03F | SY PLACAS/ACC./RF | 1DM08G03F211 | *
GW22604 | PLACA 4M GRIS TITANIO MET.TOP SYSTEM | 29.15 | 1 | 12 | 12 | NR | 8011564076969 | 85389099 | 1DM01 | Building | 1DM | BUILDING | 1DM08G | SYSTEM DOM. RANGES | 1DM08G03F | SY PLACAS/ACC./RF | 1DM08G03F211 | *
GW22606 | PLACA 6M GRIS TITANIO MET.TOP SYSTEM | 33.9 | 1 | 8 | 8 | NR | 8011564076976 | 85389099 | 1DM01 | Building | 1DM | BUILDING | 1DM08G | SYSTEM DOM. RANGES | 1DM08G03F | SY PLACAS/ACC./RF | 1DM08G03F211 | *
GW22607 | PLACA 8M GRIS TITANIO MET.TOP SYSTEM | 40.6 | 1 | 6 | 6 | NR | 8011564130357 | 85389099 | 1DM01 | Building | 1DM | BUILDING | 1DM08G | SYSTEM DOM. RANGES | 1DM08G03F | SY PLACAS/ACC./RF | 1DM08G03F211 | *
GW22608 | PLACA 12M GRIS TITANIO MET.TOP SYSTEM | 50.5 | 1 | 6 | 6 | NR | 8011564130494 | 85389099 | 1DM01 | Building | 1DM | BUILDING | 1DM08G | SYSTEM DOM. RANGES | 1DM08G03F | SY PLACAS/ACC./RF | 1DM08G03F211 | *
GW22611 | PLACA 1M GRIS PIZARRA MET.TOP SYSTEM | 14.1 | 1 | 12 | 12 | NR | 8011564100510 | 85389099 | 1DM01 | Building | 1DM | BUILDING | 1DM08G | SYSTEM DOM. RANGES | 1DM08G03F | SY PLACAS/ACC./RF | 1DM08G03F211 | *
GW22612 | PLACA 2M GRIS PIZARRA MET.TOP SYSTEM | 14.1 | 1 | 12 | 12 | NR | 8011564100527 | 85389099 | 1DM01 | Building | 1DM | BUILDING | 1DM08G | SYSTEM DOM. RANGES | 1DM08G03F | SY PLACAS/ACC./RF | 1DM08G03F211 | *
GW22613 | PLACA 3M GRIS PIZARRA MET.TOP SYSTEM | 14.1 | 1 | 12 | 12 | NR | 8011564076983 | 85389099 | 1DM01 | Building | 1DM | BUILDING | 1DM08G | SYSTEM DOM. RANGES | 1DM08G03F | SY PLACAS/ACC./RF | 1DM08G03F211 | *
GW22614 | PLACA 4M GRIS PIZARRA MET.TOP SYSTEM | 29.15 | 1 | 12 | 12 | NR | 8011564076990 | 85389099 | 1DM01 | Building | 1DM | BUILDING | 1DM08G | SYSTEM DOM. RANGES | 1DM08G03F | SY PLACAS/ACC./RF | 1DM08G03F211 | *
GW22616 | PLACA 6M GRIS PIZARRA MET.TOP SYSTEM | 33.9 | 1 | 8 | 8 | NR | 8011564077003 | 85389099 | 1DM01 | Building | 1DM | BUILDING | 1DM08G | SYSTEM DOM. RANGES | 1DM08G03F | SY PLACAS/ACC./RF | 1DM08G03F211 | *
GW22617 | PLACA 8M GRIS PIZARRA MET.TOP SYSTEM | 40.6 | 1 | 6 | 6 | NR | 8011564130401 | 85389099 | 1DM01 | Building | 1DM | BUILDING | 1DM08G | SYSTEM DOM. RANGES | 1DM08G03F | SY PLACAS/ACC./RF | 1DM08G03F211 | *
GW22618 | PLACA 12M GRIS PIZARRA MET.TOP SYSTEM | 50.5 | 1 | 6 | 6 | NR | 8011564130548 | 85389099 | 1DM01 | Building | 1DM | BUILDING | 1DM08G | SYSTEM DOM. RANGES | 1DM08G03F | SY PLACAS/ACC./RF | 1DM08G03F211 | *
GW22651 | PLACA 1M CROMO SOFT TOP SYSTEM | 23.5 | 1 | 12 | 12 | NR | 8011564100534 | 85389099 | 1DM01 | Building | 1DM | BUILDING | 1DM08G | SYSTEM DOM. RANGES | 1DM08G03F | SY PLACAS/ACC./RF | 1DM08G03F211 | *
GW22652 | PLACA 2M CROMO SOFT TOP SYSTEM | 23.5 | 1 | 12 | 12 | NR | 8011564100541 | 85389099 | 1DM01 | Building | 1DM | BUILDING | 1DM08G | SYSTEM DOM. RANGES | 1DM08G03F | SY PLACAS/ACC./RF | 1DM08G03F211 | *
GW22653 | PLACA 3M CROMO SOFT TOP SYSTEM | 23.5 | 1 | 12 | 12 | NR | 8011564077010 | 85389099 | 1DM01 | Building | 1DM | BUILDING | 1DM08G | SYSTEM DOM. RANGES | 1DM08G03F | SY PLACAS/ACC./RF | 1DM08G03F211 | *
GW22654 | PLACA 4M CROMO SOFT TOP SYSTEM | 41.3 | 1 | 12 | 12 | NR | 8011564077027 | 85389099 | 1DM01 | Building | 1DM | BUILDING | 1DM08G | SYSTEM DOM. RANGES | 1DM08G03F | SY PLACAS/ACC./RF | 1DM08G03F211 | *
GW22656 | PLACA 6M CROMO SOFT TOP SYSTEM | 52 | 1 | 8 | 8 | NR | 8011564077034 | 85389099 | 1DM01 | Building | 1DM | BUILDING | 1DM08G | SYSTEM DOM. RANGES | 1DM08G03F | SY PLACAS/ACC./RF | 1DM08G03F211 | *
GW22657 | PLACA 8M CROMO SOFT TOP SYSTEM | 61 | 1 | 6 | 6 | NR | 8011564130432 | 85389099 | 1DM01 | Building | 1DM | BUILDING | 1DM08G | SYSTEM DOM. RANGES | 1DM08G03F | SY PLACAS/ACC./RF | 1DM08G03F211 | *
GW22661 | PLACA 1M ORO ANTIGUO TOP SYSTEM | 23.5 | 1 | 12 | 12 | NR | 8011564100558 | 85389099 | 1DM01 | Building | 1DM | BUILDING | 1DM08G | SYSTEM DOM. RANGES | 1DM08G03F | SY PLACAS/ACC./RF | 1DM08G03F211 | *
GW22662 | PLACA 2M ORO ANTIGUO TOP SYSTEM | 23.5 | 1 | 12 | 12 | NR | 8011564100565 | 85389099 | 1DM01 | Building | 1DM | BUILDING | 1DM08G | SYSTEM DOM. RANGES | 1DM08G03F | SY PLACAS/ACC./RF | 1DM08G03F211 | *
GW22663 | PLACA 3M ORO ANTIGUO TOP SYSTEM | 23.5 | 1 | 12 | 12 | NR | 8011564077041 | 85389099 | 1DM01 | Building | 1DM | BUILDING | 1DM08G | SYSTEM DOM. RANGES | 1DM08G03F | SY PLACAS/ACC./RF | 1DM08G03F211 | *
GW22664 | PLACA 4M ORO ANTIGUO TOP SYSTEM | 41.3 | 1 | 12 | 12 | NR | 8011564077058 | 85389099 | 1DM01 | Building | 1DM | BUILDING | 1DM08G | SYSTEM DOM. RANGES | 1DM08G03F | SY PLACAS/ACC./RF | 1DM08G03F211 | *
GW22666 | PLACA 6M ORO ANTIGUO TOP SYSTEM | 52 | 1 | 8 | 8 | NR | 8011564077065 | 85389099 | 1DM01 | Building | 1DM | BUILDING | 1DM08G | SYSTEM DOM. RANGES | 1DM08G03F | SY PLACAS/ACC./RF | 1DM08G03F211 | *
GW22667 | PLACA 8M ORO ANTIGUO TOP SYSTEM | 61 | 1 | 6 | 6 | NR | 8011564130449 | 85389099 | 1DM01 | Building | 1DM | BUILDING | 1DM08G | SYSTEM DOM. RANGES | 1DM08G03F | SY PLACAS/ACC./RF | 1DM08G03F211 | *
GW22671 | PLACA 1M RAIZ INGLESA TOP SYSTEM | 23.5 | 1 | 12 | 12 | NR | 8011564100572 | 85389099 | 1DM01 | Building | 1DM | BUILDING | 1DM08G | SYSTEM DOM. RANGES | 1DM08G03F | SY PLACAS/ACC./RF | 1DM08G03F211 | *
GW22672 | PLACA 2M RAIZ INGLESA TOP SYSTEM | 23.5 | 1 | 12 | 12 | NR | 8011564100589 | 85389099 | 1DM01 | Building | 1DM | BUILDING | 1DM08G | SYSTEM DOM. RANGES | 1DM08G03F | SY PLACAS/ACC./RF | 1DM08G03F211 | *
GW22673 | PLACA 3M RAIZ INGLESA TOP SYSTEM | 23.5 | 1 | 12 | 12 | NR | 8011564077072 | 85389099 | 1DM01 | Building | 1DM | BUILDING | 1DM08G | SYSTEM DOM. RANGES | 1DM08G03F | SY PLACAS/ACC./RF | 1DM08G03F211 | *
GW22674 | PLACA 4M RAIZ INGLESA TOP SYSTEM | 41.3 | 1 | 12 | 12 | NR | 8011564077089 | 85389099 | 1DM01 | Building | 1DM | BUILDING | 1DM08G | SYSTEM DOM. RANGES | 1DM08G03F | SY PLACAS/ACC./RF | 1DM08G03F211 | *
GW22676 | PLACA 6M RAIZ INGLESA TOP SYSTEM | 52 | 1 | 8 | 8 | NR | 8011564077096 | 85389099 | 1DM01 | Building | 1DM | BUILDING | 1DM08G | SYSTEM DOM. RANGES | 1DM08G03F | SY PLACAS/ACC./RF | 1DM08G03F211 | *
GW22677 | PLACA 8M RAIZ INGLESA TOP SYSTEM | 61 | 1 | 6 | 6 | NR | 8011564130395 | 85389099 | 1DM01 | Building | 1DM | BUILDING | 1DM08G | SYSTEM DOM. RANGES | 1DM08G03F | SY PLACAS/ACC./RF | 1DM08G03F211 | *
GW24001 | PLACA 1M BLANCO COMPACT | 4 | 1 | 1 | 120 | NR | 8011564001602 | 85389099 | 1DM01 | Building | 1DM | BUILDING | 1DM08G | SYSTEM DOM. RANGES | 1DM08G03F | SY PLACAS/ACC./RF | 1DM08G03F217 | *
GW24002 | PLACA 2M BLANCO COMPACT | 4 | 1 | 1 | 120 | NR | 8011564001619 | 85389099 | 1DM01 | Building | 1DM | BUILDING | 1DM08G | SYSTEM DOM. RANGES | 1DM08G03F | SY PLACAS/ACC./RF | 1DM08G03F217 | *
GW24003 | PLACA 3M BLANCO COMPACT | 4 | 1 | 1 | 120 | NR | 8011564001626 | 85389099 | 1DM01 | Building | 1DM | BUILDING | 1DM08G | SYSTEM DOM. RANGES | 1DM08G03F | SY PLACAS/ACC./RF | 1DM08G03F217 | *
GW24004 | PLACA 4M BLANCO COMPACT | 6.7 | 1 | 1 | 60 | NR | 8011564001640 | 85389099 | 1DM01 | Building | 1DM | BUILDING | 1DM08G | SYSTEM DOM. RANGES | 1DM08G03F | SY PLACAS/ACC./RF | 1DM08G03F217 | *
GW24005 | PLACA 6M BLANCO COMPACT | 7.5 | 1 | 1 | 60 | NR | 8011564001657 | 85389099 | 1DM01 | Building | 1DM | BUILDING | 1DM08G | SYSTEM DOM. RANGES | 1DM08G03F | SY PLACAS/ACC./RF | 1DM08G03F217 | *
GW24006 | CAJA 3M DE PARED COMPACT. | 5.75 | 1 | 3 | 60 | NR | 8011564001817 | 85381000 | 1DM01 | Building | 1DM | BUILDING | 1DM08G | SYSTEM DOM. RANGES | 1DM08G03F | SY PLACAS/ACC./RF | 1DM08G03F221 | *
GW24007 | CAJA 6M DE PARED COMPACT | 9.35 | 1 | 3 | 30 | NR | 8011564001824 | 85381000 | 1DM01 | Building | 1DM | BUILDING | 1DM08G | SYSTEM DOM. RANGES | 1DM08G03F | SY PLACAS/ACC./RF | 1DM08G03F221 | *
GW24008 | PLACA 1M BLANCA PARA PERFILES | 4.1 | 1 | 1 | 60 | NR | 8011564001718 | 85389099 | 1DM01 | Building | 1DM | BUILDING | 1DM08G | SYSTEM DOM. RANGES | 1DM08G03F | SY PLACAS/ACC./RF | 1DM08G03F221 | *
GW24009 | PLACA 1M GRIS TONER PARA PERFILES | 4.1 | 1 | 1 | 60 | NR | 8011564001725 | 85389099 | 1DM01 | Building | 1DM | BUILDING | 1DM08G | SYSTEM DOM. RANGES | 1DM08G03F | SY PLACAS/ACC./RF | 1DM08G03F221 | *
GW24010 | PLACA 2M BLANCO PARA PERFILES | 5.55 | 1 | 1 | 60 | NR | 8011564001732 | 85389099 | 1DM01 | Building | 1DM | BUILDING | 1DM08G | SYSTEM DOM. RANGES | 1DM08G03F | SY PLACAS/ACC./RF | 1DM08G03F221 | *
GW24011 | PLACA 2M GRIS TONER PARA PERFILES | 5.55 | 1 | 1 | 60 | NR | 8011564001749 | 85389099 | 1DM01 | Building | 1DM | BUILDING | 1DM08G | SYSTEM DOM. RANGES | 1DM08G03F | SY PLACAS/ACC./RF | 1DM08G03F221 | *
GW24018 | TECLADO DE MESA BLANCO 4M | 13.8 | 1 | 1 | 30 | NR | 8011564002272 | 85381000 | 1DM01 | Building | 1DM | BUILDING | 1DM08G | SYSTEM DOM. RANGES | 1DM08G03F | SY PLACAS/ACC./RF | 1DM08G03F221 | *
GW24019 | TECLADO DE MESA NEGRO TONER 4M | 13.8 | 1 | 1 | 30 | NR | 8011564002289 | 85381000 | 1DM01 | Building | 1DM | BUILDING | 1DM08G | SYSTEM DOM. RANGES | 1DM08G03F | SY PLACAS/ACC./RF | 1DM08G03F221 | *
GW24020 | TECLADO DE MESA BLANCO 6M | 17.3 | 1 | 1 | 20 | NR | 8011564002296 | 85381000 | 1DM01 | Building | 1DM | BUILDING | 1DM08G | SYSTEM DOM. RANGES | 1DM08G03F | SY PLACAS/ACC./RF | 1DM08G03F221 | *
GW24021 | TECLADO DE MESA NEGRO TONER 6M | 17.3 | 1 | 1 | 20 | NR | 8011564002302 | 85381000 | 1DM01 | Building | 1DM | BUILDING | 1DM08G | SYSTEM DOM. RANGES | 1DM08G03F | SY PLACAS/ACC./RF | 1DM08G03F221 | *
GW24022 | PLACA 4M BLANCA PARA PERFILES | 7.5 | 1 | 1 | 30 | NR | 8011564025929 | 85389099 | 1DM01 | Building | 1DM | BUILDING | 1DM08G | SYSTEM DOM. RANGES | 1DM08G03F | SY PLACAS/ACC./RF | 1DM08G03F221 | *
GW24023 | PLACA 4M NEGRO TONER PARA PERFILES | 7.5 | 1 | 1 | 30 | NR | 8011564025936 | 85389099 | 1DM01 | Building | 1DM | BUILDING | 1DM08G | SYSTEM DOM. RANGES | 1DM08G03F | SY PLACAS/ACC./RF | 1DM08G03F221 | *
GW24201 | SOPORTE 3M PLACAS SYSTEM | 1.55 | 1 | 10 | 300 | NR | 8011564002258 | 85389099 | 1DM01 | Building | 1DM | BUILDING | 1DM08G | SYSTEM DOM. RANGES | 1DM08G03F | SY PLACAS/ACC./RF | 1DM08G03F221 | *
GW24202 | SOPORTE 4M PLACAS SYSTEM | 3.6 | 1 | 10 | 150 | NR | 8011564002265 | 85389099 | 1DM01 | Building | 1DM | BUILDING | 1DM08G | SYSTEM DOM. RANGES | 1DM08G03F | SY PLACAS/ACC./RF | 1DM08G03F221 | *
GW24206 | CAJA 6M COMPACT.C/SOP FIJACION METALICO | 334 | 100 | 5 | 150 | NR | 8011564016637 | 85381000 | 4BX00 | Installation | 4BX | INSTALLATION BOX | 4BX37G | CAJAS DE EMPOTRAR | 4BX37G47H | 24 CAJAS MOD. EMP. | 4BX37G47H523 | BOX FOR PREFABRIC.
GW24208 | CAJA DERIVACION CONICA D.65 | 49.65 | 100 | 270 | 270 | NR | 8011564016729 | 85381000 | 4BX00 | Installation | 4BX | INSTALLATION BOX | 4BX37G | CAJAS DE EMPOTRAR | 4BX37G47H | 24 CAJAS MOD. EMP. | 4BX37G47H525 | SQUARE/ROUND BOXES
GW24209 | CAJA DERIVACION REDONDA D.65 | 30.25 | 100 | 1 | 312 | NR | 8011564016712 | 85381000 | 4BX00 | Installation | 4BX | INSTALLATION BOX | 4BX37G | CAJAS DE EMPOTRAR | 4BX37G47H | 24 CAJAS MOD. EMP. | 4BX37G47H525 | SQUARE/ROUND BOXES
GW24210 | CAJA DERIVACION REDONDA D.85 | 43.5 | 100 | 1 | 152 | NR | 8011564016736 | 85381000 | 4BX00 | Installation | 4BX | INSTALLATION BOX | 4BX37G | CAJAS DE EMPOTRAR | 4BX37G47H | 24 CAJAS MOD. EMP. | 4BX37G47H525 | SQUARE/ROUND BOXES
GW24211 | PLACA CIEGA 3M BLANCO NUBE | 4.45 | 1 | 1 | 120 | NR | 8011564001633 | 85389099 | 1DM01 | Building | 1DM | BUILDING | 1DM08G | SYSTEM DOM. RANGES | 1DM08G03F | SY PLACAS/ACC./RF | 1DM08G03F217 | *
GW24212 | PLACA CIEGA 3M NEGRO TONER | 4.45 | 1 | 1 | 120 | NR | 8011564001688 | 85389099 | 1DM01 | Building | 1DM | BUILDING | 1DM08G | SYSTEM DOM. RANGES | 1DM08G03F | SY PLACAS/ACC./RF | 1DM08G03F217 | *
GW24213 | PLACA CIEGA 4M BLANCO NUBE | 6.7 | 1 | 1 | 60 | NR | 8011564001671 | 85389099 | 1DM01 | Building | 1DM | BUILDING | 1DM08G | SYSTEM DOM. RANGES | 1DM08G03F | SY PLACAS/ACC./RF | 1DM08G03F217 | *
GW24214 | PLACA CIEGA 4M NEGRO TONER | 6.7 | 1 | 1 | 60 | NR | 8011564001701 | 85389099 | 1DM01 | Building | 1DM | BUILDING | 1DM08G | SYSTEM DOM. RANGES | 1DM08G03F | SY PLACAS/ACC./RF | 1DM08G03F217 | *
GW24215 | PLACA CIEGA 6M BLANCO NUBE | 7.4 | 1 | 1 | 60 | NR | 8011564001664 | 85389099 | 1DM01 | Building | 1DM | BUILDING | 1DM08G | SYSTEM DOM. RANGES | 1DM08G03F | SY PLACAS/ACC./RF | 1DM08G03F217 | *
GW24216 | PLACA CIEGA 6M NEGRO TONER | 7.4 | 1 | 1 | 60 | NR | 8011564001695 | 85389099 | 1DM01 | Building | 1DM | BUILDING | 1DM08G | SYSTEM DOM. RANGES | 1DM08G03F | SY PLACAS/ACC./RF | 1DM08G03F217 | *
GW24218 | TAPA EXPANS.P/CAJA DIAM.65MM | 1.34 | 1 | 50 | 400 | NR | 8011564016699 | 85389099 | 4BX00 | Installation | 4BX | INSTALLATION BOX | 4BX37G | CAJAS DE EMPOTRAR | 4BX37G47H | 24 CAJAS MOD. EMP. | 4BX37G47H525 | SQUARE/ROUND BOXES
GW24220 | TAPA EXPANS.P/CAJA DIAM.85MM | 1.6 | 1 | 50 | 600 | NR | 8011564016705 | 85389099 | 4BX00 | Installation | 4BX | INSTALLATION BOX | 4BX37G | CAJAS DE EMPOTRAR | 4BX37G47H | 24 CAJAS MOD. EMP. | 4BX37G47H525 | SQUARE/ROUND BOXES
GW24221 | CAJA TELECOM UNIFICADA TRADICIONAL | 1.75 | 1 | 1 | 280 | NR | 8011564016644 | 85381000 | 4BX00 | Installation | 4BX | INSTALLATION BOX | 4BX37G | CAJAS DE EMPOTRAR | 4BX37G47H | 24 CAJAS MOD. EMP. | 4BX37G47H527 | TELEPHONE BOXES
GW24224 | TORN.AUTORROSC.TC 3,5X17MM FIJ.PLAC/SUP | 10.2 | 100 | 500 | 7000 | NR | 8011564002555 | 73181499 | 1DM01 | Building | 1DM | BUILDING | 1DM08G | SYSTEM DOM. RANGES | 1DM08G03F | SY PLACAS/ACC./RF | 1DM08G03F217 | *
GW24225 | TORN.AUTORROSC.TC 3,5X30MM FIJ.PLAC/SUP | 17.7 | 100 | 300 | 4200 | NR | 8011564002562 | 73181499 | 1DM01 | Building | 1DM | BUILDING | 1DM08G | SYSTEM DOM. RANGES | 1DM08G03F | SY PLACAS/ACC./RF | 1DM08G03F217 | *
GW24227 | TAPA ALTA CAJA DE EMPOTRAR 3M | 5.95 | 1 | 5 | 50 | NR | 8011564038639 | 85389099 | 4BX00 | Installation | 4BX | INSTALLATION BOX | 4BX37G | CAJAS DE EMPOTRAR | 4BX37G47H | 24 CAJAS MOD. EMP. | 4BX37G47H523 | BOX FOR PREFABRIC.
GW24228 | TAPA ALTA CAJA DE EMPOTRAR 3M.PERFORADA | 5.95 | 1 | 5 | 50 | NR | 8011564055124 | 85389099 | 4BX00 | Installation | 4BX | INSTALLATION BOX | 4BX37G | CAJAS DE EMPOTRAR | 4BX37G47H | 24 CAJAS MOD. EMP. | 4BX37G47H523 | BOX FOR PREFABRIC.
GW24229 | TORNIL.AUTORROSC.P.FIJAR SOP.PL.TC3,5X50 | 36.55 | 100 | 300 | 4200 | NR | 8011564427105 | 73181499 | 1DM01 | Building | 1DM | BUILDING | 1DM08G | SYSTEM DOM. RANGES | 1DM08G03F | SY PLACAS/ACC./RF | 1DM08G03F217 | *
GW24230 | SOPORTE 6M PLACAS SYSTEM | 4.65 | 1 | 10 | 100 | NR | 8011564055131 | 85389099 | 1DM01 | Building | 1DM | BUILDING | 1DM08G | SYSTEM DOM. RANGES | 1DM08G03F | SY PLACAS/ACC./RF | 1DM08G03F221 | *
GW24231 | CAJA CUADRADA 2M ENLAZABLE | 111.5 | 100 | 5 | 200 | NR | 8011564055148 | 85381000 | 4BX00 | Installation | 4BX | INSTALLATION BOX | 4BX37G | CAJAS DE EMPOTRAR | 4BX37G47H | 24 CAJAS MOD. EMP. | 4BX37G47H525 | SQUARE/ROUND BOXES
GW24232 | CAJA REDONDA DE EMPOTRAR | 111.5 | 100 | 5 | 200 | NR | 8011564072312 | 85381000 | 4BX00 | Installation | 4BX | INSTALLATION BOX | 4BX37G | CAJAS DE EMPOTRAR | 4BX37G47H | 24 CAJAS MOD. EMP. | 4BX37G47H525 | SQUARE/ROUND BOXES
GW24233 | SEPARADOR ACC.CAJAS REDONDAS 91MM | 45.65 | 100 | 20 | 200 | NR | 8011564072329 | 85389099 | 4BX00 | Installation | 4BX | INSTALLATION BOX | 4BX37G | CAJAS DE EMPOTRAR | 4BX37G47H | 24 CAJAS MOD. EMP. | 4BX37G47H525 | SQUARE/ROUND BOXES
GW24234PM | CAJA REDONDA 2M PARED LIGERA GREEN WALL | 2.99 | 1 | 5 | 200 | NR | 8011564802025 | 85381000 | 4BX00 | Installation | 4BX | INSTALLATION BOX | 4BX37G | CAJAS DE EMPOTRAR | 4BX37G50F | GREEN WALL | 4BX37G50F549 | G.W. FLUSH M. BOXES
GW24237 | CAJA 8M (4+4) GRAN CAPACIDAD | 679.5 | 100 | 2 | 24 | NR | 8011564024984 | 85381000 | 4BX00 | Installation | 4BX | INSTALLATION BOX | 4BX37G | CAJAS DE EMPOTRAR | 4BX37G47H | 24 CAJAS MOD. EMP. | 4BX37G47H521 | DOMOBOX
GW24237PM | CAJA 8M (4+4) PAREDES LIGERAS GREEN WALL | 12.35 | 1 | 2 | 24 | NR | 8011564801868 | 85381000 | 4BX00 | Installation | 4BX | INSTALLATION BOX | 4BX37G | CAJAS DE EMPOTRAR | 4BX37G50F | GREEN WALL | 4BX37G50F549 | G.W. FLUSH M. BOXES
GW24238 | CAJA 12M (6+6) GRAN CAPACIDAD | 775 | 100 | 2 | 24 | NR | 8011564024991 | 85381000 | 4BX00 | Installation | 4BX | INSTALLATION BOX | 4BX37G | CAJAS DE EMPOTRAR | 4BX37G47H | 24 CAJAS MOD. EMP. | 4BX37G47H521 | DOMOBOX
GW24239 | CAJA 18M (6+6+6) GRAN CAPACIDAD | 1061 | 100 | 2 | 16 | NR | 8011564025004 | 85381000 | 4BX00 | Installation | 4BX | INSTALLATION BOX | 4BX37G | CAJAS DE EMPOTRAR | 4BX37G47H | 24 CAJAS MOD. EMP. | 4BX37G47H521 | DOMOBOX
GW24240 | SOPORTE 8M PLACAS SYSTEM | 7.2 | 1 | 10 | 60 | NR | 8011564130111 | 85389099 | 1DM01 | Building | 1DM | BUILDING | 1DM08G | SYSTEM DOM. RANGES | 1DM08G03F | SY PLACAS/ACC./RF | 1DM08G03F221 | *
GW24241 | SOPORTE 12M PLACAS SYSTEM | 7.85 | 1 | 10 | 40 | NR | 8011564130128 | 85389099 | 1DM01 | Building | 1DM | BUILDING | 1DM08G | SYSTEM DOM. RANGES | 1DM08G03F | SY PLACAS/ACC./RF | 1DM08G03F221 | *
GW24262 | SOPORTE 2 M PLACAS SYSTEM | 2.15 | 1 | 10 | 120 | NR | 8011564101272 | 85389099 | 1DM01 | Building | 1DM | BUILDING | 1DM08G | SYSTEM DOM. RANGES | 1DM08G03F | SY PLACAS/ACC./RF | 1DM08G03F221 | *
GW24321 | SEPARADOR FUNCIONAL CAJA 3 P.DOMOBOX | 0.46 | 1 | 1 | 200 | NR | 8011564055193 | 85389099 | 4BX00 | Installation | 4BX | INSTALLATION BOX | 4BX37G | CAJAS DE EMPOTRAR | 4BX37G47H | 24 CAJAS MOD. EMP. | 4BX37G47H521 | DOMOBOX
GW24322 | SEPARADOR METAL - CAJAS EMP. 4+4M | 7 | 1 | 10 | 100 | NR | 8011564228719 | 85389099 | 4BX00 | Installation | 4BX | INSTALLATION BOX | 4BX37G | CAJAS DE EMPOTRAR | 4BX37G47H | 24 CAJAS MOD. EMP. | 4BX37G47H529 | BIG BOX
GW24323 | SEPARADOR METAL - CAJAS EMP. 6+6M | 7.65 | 1 | 10 | 100 | NR | 8011564228726 | 85389099 | 4BX00 | Installation | 4BX | INSTALLATION BOX | 4BX37G | CAJAS DE EMPOTRAR | 4BX37G47H | 24 CAJAS MOD. EMP. | 4BX37G47H529 | BIG BOX
GW24324 | SEPARADOR METAL - CAJAS EMP. 6+6+6M | 8.7 | 1 | 10 | 100 | NR | 8011564228733 | 85389099 | 4BX00 | Installation | 4BX | INSTALLATION BOX | 4BX37G | CAJAS DE EMPOTRAR | 4BX37G47H | 24 CAJAS MOD. EMP. | 4BX37G47H529 | BIG BOX
GW24330 | ELEM. UNION P/MONT EN BATERIA PL.FLAT | 103.5 | 100 | 150 | 150 | NR | 8011564746220 | 85389099 | 4BX00 | Installation | 4BX | INSTALLATION BOX | 4BX37G | CAJAS DE EMPOTRAR | 4BX37G47H | 24 CAJAS MOD. EMP. | 4BX37G47H525 | SQUARE/ROUND BOXES
GW24403 | CAJA 3M BIGBOX PARA SERIES MODULARES | 98 | 100 | 15 | 345 | NR | 8011564444522 | 85381000 | 4BX00 | Installation | 4BX | INSTALLATION BOX | 4BX37G | CAJAS DE EMPOTRAR | 4BX37G47H | 24 CAJAS MOD. EMP. | 4BX37G47H529 | BIG BOX
GW24403P | TAPA ANTIMORTERO PARA CAJAS BIG BOX 3M | 29.65 | 100 | 200 | 200 | NR | 8011564443419 | 85389099 | 4BX00 | Installation | 4BX | INSTALLATION BOX | 4BX37G | CAJAS DE EMPOTRAR | 4BX37G47H | 24 CAJAS MOD. EMP. | 4BX37G47H529 | BIG BOX
GW24403PM | CAJA 3M PAREDES LIGERAS GREEN WALL | 3.91 | 1 | 9 | 180 | NR | 8011564801912 | 85381000 | 4BX00 | Installation | 4BX | INSTALLATION BOX | 4BX37G | CAJAS DE EMPOTRAR | 4BX37G50F | GREEN WALL | 4BX37G50F549 | G.W. FLUSH M. BOXES
GW24404 | CAJA 4M BIGBOX PARA SERIES MODULARES | 315 | 100 | 5 | 135 | NR | 8011564444539 | 85381000 | 4BX00 | Installation | 4BX | INSTALLATION BOX | 4BX37G | CAJAS DE EMPOTRAR | 4BX37G47H | 24 CAJAS MOD. EMP. | 4BX37G47H529 | BIG BOX
GW24404P | TAPA ANTIMORTERO PARA CAJAS BIG BOX 4M | 77.5 | 100 | 50 | 50 | NR | 8011564443426 | 85389099 | 4BX00 | Installation | 4BX | INSTALLATION BOX | 4BX37G | CAJAS DE EMPOTRAR | 4BX37G47H | 24 CAJAS MOD. EMP. | 4BX37G47H529 | BIG BOX
GW24404PM | CAJA 4M PAREDES LIGERAS GREEN WALL | 5.95 | 1 | 2 | 120 | NR | 8011564801929 | 85381000 | 4BX00 | Installation | 4BX | INSTALLATION BOX | 4BX37G | CAJAS DE EMPOTRAR | 4BX37G50F | GREEN WALL | 4BX37G50F549 | G.W. FLUSH M. BOXES
GW24406 | CAJA 6M BIGBOX PARA SERIES MODULARES | 529.5 | 100 | 3 | 36 | NR | 8011564444546 | 85381000 | 4BX00 | Installation | 4BX | INSTALLATION BOX | 4BX37G | CAJAS DE EMPOTRAR | 4BX37G47H | 24 CAJAS MOD. EMP. | 4BX37G47H529 | BIG BOX
GW24406P | TAPA ANTIMORTERO PARA CAJAS BIG BOX 6M | 156 | 100 | 50 | 50 | NR | 8011564443433 | 85389099 | 4BX00 | Installation | 4BX | INSTALLATION BOX | 4BX37G | CAJAS DE EMPOTRAR | 4BX37G47H | 24 CAJAS MOD. EMP. | 4BX37G47H529 | BIG BOX
GW24406PM | CAJA 6M PAREDES LIGERAS GREEN WALL | 9.25 | 1 | 2 | 60 | NR | 8011564801936 | 85381000 | 4BX00 | Installation | 4BX | INSTALLATION BOX | 4BX37G | CAJAS DE EMPOTRAR | 4BX37G50F | GREEN WALL | 4BX37G50F549 | G.W. FLUSH M. BOXES
GW24601 | CAJA SUELO CON TAPA ENMOQUETABLE 10 | 129 | 1 | 1 | 6 | NR | 8011564759596 | 85371098 | 4BX00 | Installation | 4BX | INSTALLATION BOX | 4BX37G | CAJAS DE EMPOTRAR | 4BX37G47H | 24 CAJAS MOD. EMP. | 4BX37G47H537 | FLUSH FLOOR BOXES
GW24602 | CAJA SUELO CON TAPA ENMOQUETABLE 20 | 186 | 1 | 1 | 1 | NR | 8011564759602 | 85371098 | 4BX00 | Installation | 4BX | INSTALLATION BOX | 4BX37G | CAJAS DE EMPOTRAR | 4BX37G47H | 24 CAJAS MOD. EMP. | 4BX37G47H537 | FLUSH FLOOR BOXES
GW24606 | CAJA SUELO CON TAPA ENMOQUETABLE 16 | 129 | 1 | 1 | 1 | NR | 8011564787810 | 85371098 | 4BX00 | Installation | 4BX | INSTALLATION BOX | 4BX37G | CAJAS DE EMPOTRAR | 4BX37G47H | 24 CAJAS MOD. EMP. | 4BX37G47H537 | FLUSH FLOOR BOXES
GW24607 | CAJA SUELO CON TAPA ENMOQUETABLE 32 | 186 | 1 | 1 | 1 | NR | 8011564787834 | 85371098 | 4BX00 | Installation | 4BX | INSTALLATION BOX | 4BX37G | CAJAS DE EMPOTRAR | 4BX37G47H | 24 CAJAS MOD. EMP. | 4BX37G47H537 | FLUSH FLOOR BOXES
GW24611 | CAJA DE SUELO CON TAPA INOX 10M | 166.5 | 1 | 1 | 1 | NR | 8011564759626 | 85371098 | 4BX00 | Installation | 4BX | INSTALLATION BOX | 4BX37G | CAJAS DE EMPOTRAR | 4BX37G47H | 24 CAJAS MOD. EMP. | 4BX37G47H537 | FLUSH FLOOR BOXES
GW24612 | CAJA DE SUELO CON TAPA INOX 20M | 239.5 | 1 | 1 | 1 | NR | 8011564759633 | 85371098 | 4BX00 | Installation | 4BX | INSTALLATION BOX | 4BX37G | CAJAS DE EMPOTRAR | 4BX37G47H | 24 CAJAS MOD. EMP. | 4BX37G47H537 | FLUSH FLOOR BOXES
GW24616 | CAJA DE SUELO CON TAPA INOX 16M | 166.5 | 1 | 1 | 1 | NR | 8011564787827 | 85371098 | 4BX00 | Installation | 4BX | INSTALLATION BOX | 4BX37G | CAJAS DE EMPOTRAR | 4BX37G47H | 24 CAJAS MOD. EMP. | 4BX37G47H537 | FLUSH FLOOR BOXES
GW24617 | CAJA DE SUELO CON TAPA INOX 32M | 239.5 | 1 | 1 | 1 | NR | 8011564787841 | 85371098 | 4BX00 | Installation | 4BX | INSTALLATION BOX | 4BX37G | CAJAS DE EMPOTRAR | 4BX37G47H | 24 CAJAS MOD. EMP. | 4BX37G47H537 | FLUSH FLOOR BOXES
GW24621 | CAJA METÁLICA PARA CAJAS DE SUELO 10-16M | 149 | 1 | 1 | 1 | NR | 8011564759657 | 85381000 | 4BX00 | Installation | 4BX | INSTALLATION BOX | 4BX37G | CAJAS DE EMPOTRAR | 4BX37G47H | 24 CAJAS MOD. EMP. | 4BX37G47H537 | FLUSH FLOOR BOXES
GW24622 | CAJA METÁLICA PARA CAJAS DE SUELO 20-32M | 169.5 | 1 | 1 | 1 | NR | 8011564759664 | 85381000 | 4BX00 | Installation | 4BX | INSTALLATION BOX | 4BX37G | CAJAS DE EMPOTRAR | 4BX37G47H | 24 CAJAS MOD. EMP. | 4BX37G47H537 | FLUSH FLOOR BOXES
GW24633 | SOPORTE CARRIL DIN 2M CAJAS DE 10 Y 20M | 23.2 | 1 | 1 | 30 | NR | 8011564759350 | 85389099 | 4BX00 | Installation | 4BX | INSTALLATION BOX | 4BX37G | CAJAS DE EMPOTRAR | 4BX37G47H | 24 CAJAS MOD. EMP. | 4BX37G47H537 | FLUSH FLOOR BOXES
GW26222 | BASE IEC309 2P+T 16A 230V IP44 PARED | 16.7 | 1 | 5 | 40 | NR | 8011564002111 | 85366990 | 1DM01 | Building | 1DM | BUILDING | 1DM10G | BUILDING OTHERS | 1DM10G08F | 27 CONTENEDORES SUP. | 1DM10G08F257 | 27 ACCESSORIES
GW26223 | BASE IEC309 3P+T 16A 400V IP44 PARED | 18.85 | 1 | 5 | 40 | NR | 8011564002128 | 85366990 | 1DM01 | Building | 1DM | BUILDING | 1DM10G | BUILDING OTHERS | 1DM10G08F | 27 CONTENEDORES SUP. | 1DM10G08F257 | 27 ACCESSORIES
GW26406 | RACOR ESTANCO PG16 P/CONTENEDORES | 115 | 100 | 25 | 250 | NR | 8011564002586 | 85389099 | 1DM01 | Building | 1DM | BUILDING | 1DM10G | BUILDING OTHERS | 1DM10G08F | 27 CONTENEDORES SUP. | 1DM10G08F257 | 27 ACCESSORIES
GW26407 | BORNE DE TIERRA DE LATÓN | 52.5 | 100 | 200 | 1600 | NR | 8011564002593 | 85369010 | 1DM01 | Building | 1DM | BUILDING | 1DM10G | BUILDING OTHERS | 1DM10G08F | 27 CONTENEDORES SUP. | 1DM10G08F257 | 27 ACCESSORIES
GW26409 | SOPORTE 1MOD. SYSTEM P/CARRIL EN 50022 | 1.95 | 1 | 5 | 300 | NR | 8011564002234 | 85389099 | 1DM01 | Building | 1DM | BUILDING | 1DM08G | SYSTEM DOM. RANGES | 1DM08G03F | SY PLACAS/ACC./RF | 1DM08G03F221 | *
GW26410 | SOPORTE 2MOD. SYSTEM P/CARRIL EN 50022 | 2.6 | 1 | 5 | 150 | NR | 8011564002241 | 85389099 | 1DM01 | Building | 1DM | BUILDING | 1DM08G | SYSTEM DOM. RANGES | 1DM08G03F | SY PLACAS/ACC./RF | 1DM08G03F221 | *
GW26417 | AVISADOR ACUSTICO 24V | 63.5 | 1 | 1 | 12 | NR | 8011564033207 | 85318040 | 1DM01 | Building | 1DM | BUILDING | 1DM10G | BUILDING OTHERS | 1DM10G08F | 27 CONTENEDORES SUP. | 1DM10G08F257 | 27 ACCESSORIES
GW26420 | BASE IEC309 2P+T 16A 230V IP44 EMPOTRAR | 28.95 | 1 | 1 | 20 | NR | 8011564025448 | 85366990 | 1DM01 | Building | 1DM | BUILDING | 1DM10G | BUILDING OTHERS | 1DM10G08F | 27 CONTENEDORES SUP. | 1DM10G08F257 | 27 ACCESSORIES
GW26421 | BASE IEC309 3P+T 16A 400V IP44 EMPOTRAR | 29.75 | 1 | 1 | 20 | NR | 8011564025431 | 85366990 | 1DM01 | Building | 1DM | BUILDING | 1DM10G | BUILDING OTHERS | 1DM10G08F | 27 CONTENEDORES SUP. | 1DM10G08F257 | 27 ACCESSORIES
GW26427 | AVISADOR ACUSTICO 230V | 71 | 1 | 1 | 12 | NR | 8011564033238 | 85318040 | 1DM01 | Building | 1DM | BUILDING | 1DM10G | BUILDING OTHERS | 1DM10G08F | 27 CONTENEDORES SUP. | 1DM10G08F257 | 27 ACCESSORIES
GW27001 | CAJA MEC. SUP. SYSTEM 1M IP40 | 3.4 | 1 | 5 | 80 | NR | 8011564055247 | 85381000 | 1DM01 | Building | 1DM | BUILDING | 1DM10G | BUILDING OTHERS | 1DM10G08F | 27 CONTENEDORES SUP. | 1DM10G08F251 | PROTECTED ENCLOSURE
GW27002 | CAJA MEC. SUP. SYSTEM 2M HOR IP40 | 3.4 | 1 | 5 | 80 | NR | 8011564055254 | 85381000 | 1DM01 | Building | 1DM | BUILDING | 1DM10G | BUILDING OTHERS | 1DM10G08F | 27 CONTENEDORES SUP. | 1DM10G08F251 | PROTECTED ENCLOSURE
GW27003 | CAJA MEC. SUP. SYSTEM 3M HOR IP40 | 5.45 | 1 | 3 | 60 | NR | 8011564055261 | 85381000 | 1DM01 | Building | 1DM | BUILDING | 1DM10G | BUILDING OTHERS | 1DM10G08F | 27 CONTENEDORES SUP. | 1DM10G08F251 | PROTECTED ENCLOSURE
GW27004 | CAJA MEC. SUP. SYSTEM 4M HOR IP40 | 6.5 | 1 | 2 | 40 | NR | 8011564055278 | 85381000 | 1DM01 | Building | 1DM | BUILDING | 1DM10G | BUILDING OTHERS | 1DM10G08F | 27 CONTENEDORES SUP. | 1DM10G08F251 | PROTECTED ENCLOSURE
GW27005 | CAJA MEC. SUP. SYSTEM 6M (2X3) HOR IP40 | 10.3 | 1 | 1 | 30 | NR | 8011564055285 | 85381000 | 1DM01 | Building | 1DM | BUILDING | 1DM10G | BUILDING OTHERS | 1DM10G08F | 27 CONTENEDORES SUP. | 1DM10G08F251 | PROTECTED ENCLOSURE
GW27006 | CAJA MEC. SUP. SYSTEM 8M (2X4) HOR IP40 | 11.75 | 1 | 1 | 20 | NR | 8011564055292 | 85381000 | 1DM01 | Building | 1DM | BUILDING | 1DM10G | BUILDING OTHERS | 1DM10G08F | 27 CONTENEDORES SUP. | 1DM10G08F251 | PROTECTED ENCLOSURE
GW27007 | CAJA MEC. SUP. SYSTEM 12M (3X4) HOR IP40 | 16.7 | 1 | 1 | 20 | NR | 8011564055308 | 85381000 | 1DM01 | Building | 1DM | BUILDING | 1DM10G | BUILDING OTHERS | 1DM10G08F | 27 CONTENEDORES SUP. | 1DM10G08F251 | PROTECTED ENCLOSURE
GW27008 | CAJA MEC. SUP. SYSTEM 16M (4X4) HOR IP40 | 18.85 | 1 | 1 | 20 | NR | 8011564055315 | 85381000 | 1DM01 | Building | 1DM | BUILDING | 1DM10G | BUILDING OTHERS | 1DM10G08F | 27 CONTENEDORES SUP. | 1DM10G08F251 | PROTECTED ENCLOSURE
GW27021 | CAJA MEC. SUP. SYSTEM 4M (2X2) VERT.IP40 | 6.5 | 1 | 2 | 40 | NR | 8011564055322 | 85381000 | 1DM01 | Building | 1DM | BUILDING | 1DM10G | BUILDING OTHERS | 1DM10G08F | 27 CONTENEDORES SUP. | 1DM10G08F251 | PROTECTED ENCLOSURE
GW27022 | CAJA MEC. SUP. SYSTEM 6M (3X2) VERT.IP40 | 10.3 | 1 | 1 | 30 | NR | 8011564055339 | 85381000 | 1DM01 | Building | 1DM | BUILDING | 1DM10G | BUILDING OTHERS | 1DM10G08F | 27 CONTENEDORES SUP. | 1DM10G08F251 | PROTECTED ENCLOSURE
GW27023 | CAJA MEC. SUP. SYSTEM 8M (2X4) VERT.IP40 | 11.75 | 1 | 1 | 20 | NR | 8011564055346 | 85381000 | 1DM01 | Building | 1DM | BUILDING | 1DM10G | BUILDING OTHERS | 1DM10G08F | 27 CONTENEDORES SUP. | 1DM10G08F251 | PROTECTED ENCLOSURE
GW27024 | CAJA MEC.SUP. SYSTEM 12M (3X4) VERT.IP40 | 16.7 | 1 | 1 | 20 | NR | 8011564055353 | 85381000 | 1DM01 | Building | 1DM | BUILDING | 1DM10G | BUILDING OTHERS | 1DM10G08F | 27 CONTENEDORES SUP. | 1DM10G08F251 | PROTECTED ENCLOSURE
GW27041 | CAJA MEC. SUP. SYSTEM 1M IP55 | 7.5 | 1 | 5 | 60 | NR | 8011564055360 | 85381000 | 1DM01 | Building | 1DM | BUILDING | 1DM10G | BUILDING OTHERS | 1DM10G08F | 27 CONTENEDORES SUP. | 1DM10G08F253 | WATERTIGHT ENCLOSURE
GW27042 | CAJA MEC. SUP. SYSTEM 2M HOR IP55 | 7.5 | 1 | 5 | 60 | NR | 8011564055377 | 85381000 | 1DM01 | Building | 1DM | BUILDING | 1DM10G | BUILDING OTHERS | 1DM10G08F | 27 CONTENEDORES SUP. | 1DM10G08F253 | WATERTIGHT ENCLOSURE
GW27043 | CAJA MEC. SUP. SYSTEM 3M HOR IP55 | 11.25 | 1 | 2 | 40 | NR | 8011564055384 | 85381000 | 1DM01 | Building | 1DM | BUILDING | 1DM10G | BUILDING OTHERS | 1DM10G08F | 27 CONTENEDORES SUP. | 1DM10G08F253 | WATERTIGHT ENCLOSURE
GW27044 | CAJA MEC. SUP. SYSTEM 4M HOR IP55 | 18.85 | 1 | 3 | 30 | NR | 8011564055391 | 85381000 | 1DM01 | Building | 1DM | BUILDING | 1DM10G | BUILDING OTHERS | 1DM10G08F | 27 CONTENEDORES SUP. | 1DM10G08F253 | WATERTIGHT ENCLOSURE
GW27051 | CAJA MEC. SUP. SYSTEM 8M (2X4) VERT.IP55 | 32.85 | 1 | 1 | 20 | NR | 8011564055407 | 85381000 | 1DM01 | Building | 1DM | BUILDING | 1DM10G | BUILDING OTHERS | 1DM10G08F | 27 CONTENEDORES SUP. | 1DM10G08F253 | WATERTIGHT ENCLOSURE
GW27052 | CAJA MEC.SUP. SYSTEM 12M (3X4) VERT.IP55 | 42.65 | 1 | 1 | 15 | NR | 8011564055414 | 85381000 | 1DM01 | Building | 1DM | BUILDING | 1DM10G | BUILDING OTHERS | 1DM10G08F | 27 CONTENEDORES SUP. | 1DM10G08F253 | WATERTIGHT ENCLOSURE
GW27056 | CAJA MEC.SUP.SYSTEM.3M. FIJAC. EN POSTE | 27.9 | 1 | 1 | 12 | NR | 8011564055421 | 85381000 | 1DM01 | Building | 1DM | BUILDING | 1DM10G | BUILDING OTHERS | 1DM10G08F | 27 CONTENEDORES SUP. | 1DM10G08F253 | WATERTIGHT ENCLOSURE
GW27057 | CAJA MEC. SYSTEM. 3M FIJAC. BRAZO POSTE | 27.9 | 1 | 1 | 12 | NR | 8011564055438 | 85381000 | 1DM01 | Building | 1DM | BUILDING | 1DM10G | BUILDING OTHERS | 1DM10G08F | 27 CONTENEDORES SUP. | 1DM10G08F253 | WATERTIGHT ENCLOSURE
GW27062 | CAJA MEC. SYSTEM. 2M TAPA RÍGIDA IP65 | 7.6 | 1 | 5 | 60 | NR | 8011564856745 | 85381000 | 1DM01 | Building | 1DM | BUILDING | 1DM10G | BUILDING OTHERS | 1DM10G08F | 27 CONTENEDORES SUP. | 1DM10G08F253 | WATERTIGHT ENCLOSURE
GW27071 | CONT. MOD. SUP. 2MOD.DIN+(2+2)M SYSTEM | 18.55 | 1 | 1 | 8 | NR | 8011564055445 | 85381000 | 1DM01 | Building | 1DM | BUILDING | 1DM10G | BUILDING OTHERS | 1DM10G08F | 27 CONTENEDORES SUP. | 1DM10G08F255 | COMBI-DIN 40
GW27072 | CONT. MOD. SUP. 4MOD.DIN+(4X2)M SYSTEM | 29.05 | 1 | 1 | 6 | NR | 8011564055452 | 85381000 | 1DM01 | Building | 1DM | BUILDING | 1DM10G | BUILDING OTHERS | 1DM10G08F | 27 CONTENEDORES SUP. | 1DM10G08F255 | COMBI-DIN 40
GW27073 | CONT. MOD. SUP. 8MOD.DIN+(4X4)M SYSTEM | 36.15 | 1 | 1 | 4 | NR | 8011564055469 | 85381000 | 1DM01 | Building | 1DM | BUILDING | 1DM10G | BUILDING OTHERS | 1DM10G08F | 27 CONTENEDORES SUP. | 1DM10G08F255 | COMBI-DIN 40
GW27101 | CAJA COMBI 22, 1 PULS. D.22 | 7.75 | 1 | 5 | 60 | NR | 8011564055506 | 85381000 | 3BL00 | Installation | 3BL | INSTALLATION BLOC | 3BL29G | BLOC OTHERS | 3BL29G52F | PULSADORES | 3BL29G52F611 | *
GW27102 | CAJA COMBI 22, 2 PULS. D.22 | 11.3 | 1 | 2 | 30 | NR | 8011564055513 | 85381000 | 3BL00 | Installation | 3BL | INSTALLATION BLOC | 3BL29G | BLOC OTHERS | 3BL29G52F | PULSADORES | 3BL29G52F611 | *
GW27103 | CAJA COMBI 22, 3 PULS. D.22 | 13.8 | 1 | 1 | 20 | NR | 8011564055520 | 85381000 | 3BL00 | Installation | 3BL | INSTALLATION BLOC | 3BL29G | BLOC OTHERS | 3BL29G52F | PULSADORES | 3BL29G52F611 | *
GW27104 | CAJA COMBI 22, 6 PULS. D.22 | 17.85 | 1 | 1 | 10 | NR | 8011564055537 | 85381000 | 3BL00 | Installation | 3BL | INSTALLATION BLOC | 3BL29G | BLOC OTHERS | 3BL29G52F | PULSADORES | 3BL29G52F611 | *
GW27105 | CAJA COMBI 22, 12 PULS. D.22 | 26.8 | 1 | 1 | 10 | NR | 8011564055544 | 85381000 | 3BL00 | Installation | 3BL | INSTALLATION BLOC | 3BL29G | BLOC OTHERS | 3BL29G52F | PULSADORES | 3BL29G52F611 | *
GW27111 | CAJA COMBI 22, 1 PULS. D.22 AMA. | 8.05 | 1 | 5 | 60 | NR | 8011564055551 | 85381000 | 3BL00 | Installation | 3BL | INSTALLATION BLOC | 3BL29G | BLOC OTHERS | 3BL29G52F | PULSADORES | 3BL29G52F611 | *
GW27201 | CAJA COMBI 22 + 1 PULS. NEGRO | 38.25 | 1 | 1 | 30 | NR | 8011564055568 | 85381000 | 3BL00 | Installation | 3BL | INSTALLATION BLOC | 3BL29G | BLOC OTHERS | 3BL29G52F | PULSADORES | 3BL29G52F611 | *
GW27202 | CAJA COMBI 22 + 1 PULS. EMERG. | 73.5 | 1 | 1 | 30 | NR | 8011564055575 | 85381000 | 3BL00 | Installation | 3BL | INSTALLATION BLOC | 3BL29G | BLOC OTHERS | 3BL29G52F | PULSADORES | 3BL29G52F611 | *
GW27203 | CAJA COMBI 22 + 2 PULS. MARC/PARO. | 71 | 1 | 1 | 10 | NR | 8011564055582 | 85381000 | 3BL00 | Installation | 3BL | INSTALLATION BLOC | 3BL29G | BLOC OTHERS | 3BL29G52F | PULSADORES | 3BL29G52F611 | *
GW27204 | CAJA COMBI 22 + 3 PULS. MARC/PARO/SEÑ. | 111 | 1 | 1 | 10 | NR | 8011564055599 | 85381000 | 3BL00 | Installation | 3BL | INSTALLATION BLOC | 3BL29G | BLOC OTHERS | 3BL29G52F | PULSADORES | 3BL29G52F611 | *
GW27401 | FUNDA ESTANCA 2 MODULOS SYSTEM - IP55 | 8.85 | 1 | 3 | 60 | NR | 8011564055605 | 85389099 | 1DM01 | Building | 1DM | BUILDING | 1DM10G | BUILDING OTHERS | 1DM10G08F | 27 CONTENEDORES SUP. | 1DM10G08F257 | 27 ACCESSORIES
GW27402 | CAJA DE DERIVACIÓN ESTANCA | 9.5 | 1 | 2 | 60 | NR | 8011564055612 | 85381000 | 1DM01 | Building | 1DM | BUILDING | 1DM10G | BUILDING OTHERS | 1DM10G08F | 27 CONTENEDORES SUP. | 1DM10G08F257 | 27 ACCESSORIES
GW27403 | FUNDA ESTANCA 2 MODULOS SYSTEM - IP65 | 8.85 | 1 | 3 | 60 | NR | 8011564789913 | 85389099 | 1DM01 | Building | 1DM | BUILDING | 1DM10G | BUILDING OTHERS | 1DM10G08F | 27 CONTENEDORES SUP. | 1DM10G08F257 | 27 ACCESSORIES
GW27415 | PILOTO SEÑALIZACIÓN ROJO ESTANCO -IP55 | 14.85 | 1 | 5 | 40 | NR | 8011564056176 | 85308000 | 1DM01 | Building | 1DM | BUILDING | 1DM10G | BUILDING OTHERS | 1DM10G08F | 27 CONTENEDORES SUP. | 1DM10G08F257 | 27 ACCESSORIES
GW27416 | PILOTO SEÑALIZACIÓN VERDE ESTANCO -IP55 | 14.85 | 1 | 5 | 40 | NR | 8011564056183 | 85308000 | 1DM01 | Building | 1DM | BUILDING | 1DM10G | BUILDING OTHERS | 1DM10G08F | 27 CONTENEDORES SUP. | 1DM10G08F257 | 27 ACCESSORIES
GW27417 | PILOTO SEÑALIZACIÓN AMARILLO ESTCO.-IP55 | 14.85 | 1 | 5 | 40 | NR | 8011564056190 | 85308000 | 1DM01 | Building | 1DM | BUILDING | 1DM10G | BUILDING OTHERS | 1DM10G08F | 27 CONTENEDORES SUP. | 1DM10G08F257 | 27 ACCESSORIES
GW27418 | PILOTO SEÑALIZACIÓN TRANSP ESTANCO -IP55 | 14.85 | 1 | 5 | 40 | NR | 8011564056206 | 85308000 | 1DM01 | Building | 1DM | BUILDING | 1DM10G | BUILDING OTHERS | 1DM10G08F | 27 CONTENEDORES SUP. | 1DM10G08F257 | 27 ACCESSORIES
GW27419 | PILOTO SEÑALIZACIÓN AZUL ESTANCO -IP55 | 14.85 | 1 | 5 | 40 | NR | 8011564056213 | 85308000 | 1DM01 | Building | 1DM | BUILDING | 1DM10G | BUILDING OTHERS | 1DM10G08F | 27 CONTENEDORES SUP. | 1DM10G08F257 | 27 ACCESSORIES
GW27421 | INTERMITENTE ELECTR.SEÑAL. ROJO 24V | 76 | 1 | 1 | 12 | NR | 8011564056220 | 85308000 | 1DM01 | Building | 1DM | BUILDING | 1DM10G | BUILDING OTHERS | 1DM10G08F | 27 CONTENEDORES SUP. | 1DM10G08F257 | 27 ACCESSORIES
GW27422 | INTERMITENTE ELECTR.SEÑAL. ROJO 230V | 76 | 1 | 1 | 12 | NR | 8011564056237 | 85308000 | 1DM01 | Building | 1DM | BUILDING | 1DM10G | BUILDING OTHERS | 1DM10G08F | 27 CONTENEDORES SUP. | 1DM10G08F257 | 27 ACCESSORIES
GW27423 | INTERMITENTE ELECTR.SEÑAL. AMARILLO 24V | 76 | 1 | 1 | 12 | NR | 8011564056244 | 85308000 | 1DM01 | Building | 1DM | BUILDING | 1DM10G | BUILDING OTHERS | 1DM10G08F | 27 CONTENEDORES SUP. | 1DM10G08F257 | 27 ACCESSORIES
GW27424 | INTERMITENTE ELECTR.SEÑAL. AMARILLO 230V | 76 | 1 | 1 | 12 | NR | 8011564056251 | 85308000 | 1DM01 | Building | 1DM | BUILDING | 1DM10G | BUILDING OTHERS | 1DM10G08F | 27 CONTENEDORES SUP. | 1DM10G08F257 | 27 ACCESSORIES
GW27431B | DETECTOR DE MOVIMENTO IR IP55-230V | 109.5 | 1 | 1 | 10 | NR | 8011564825338 | 85365080 | 1DM01 | Building | 1DM | BUILDING | 1DM10G | BUILDING OTHERS | 1DM10G08F | 27 CONTENEDORES SUP. | 1DM10G08F257 | 27 ACCESSORIES
GW27432 | INTERRUPTOR CREPUSCULAR 2-200LUX IP65 | 80.5 | 1 | 1 | 24 | NR | 8011564827554 | 85365080 | 1DM01 | Building | 1DM | BUILDING | 1DM10G | BUILDING OTHERS | 1DM10G08F | 27 CONTENEDORES SUP. | 1DM10G08F257 | 27 ACCESSORIES
GW27441 | SEPARADOR 2MOD.VERT/HOR.CONTENED. | 88 | 100 | 10 | 100 | NR | 8011564056305 | 85389099 | 1DM01 | Building | 1DM | BUILDING | 1DM10G | BUILDING OTHERS | 1DM10G08F | 27 CONTENEDORES SUP. | 1DM10G08F257 | 27 ACCESSORIES
GW27442 | SEPARADOR 4MOD.VERT/HOR.CONTENED. | 95 | 100 | 10 | 100 | NR | 8011564056312 | 85389099 | 1DM01 | Building | 1DM | BUILDING | 1DM10G | BUILDING OTHERS | 1DM10G08F | 27 CONTENEDORES SUP. | 1DM10G08F257 | 27 ACCESSORIES
GW27443 | SEPARADOR METAL CAJAS 8M (2X4) VERT. | 601 | 100 | 10 | 100 | NR | 8011564228740 | 85389099 | 1DM01 | Building | 1DM | BUILDING | 1DM10G | BUILDING OTHERS | 1DM10G08F | 27 CONTENEDORES SUP. | 1DM10G08F257 | 27 ACCESSORIES
GW27603 | CAJA PORTAP.1M SYSTEM BLANCO 9010 | 5.45 | 1 | 1 | 10 | NR | 8011564069510 | 85381000 | 1DM01 | Building | 1DM | BUILDING | 1DM10G | BUILDING OTHERS | 1DM10G08F | 27 CONTENEDORES SUP. | 1DM10G08F257 | 27 ACCESSORIES
GW27609 | CAJA PORTAP.2M SYSTEM BLANCO 9010 | 5.45 | 1 | 1 | 10 | NR | 8011564069534 | 85381000 | 1DM01 | Building | 1DM | BUILDING | 1DM10G | BUILDING OTHERS | 1DM10G08F | 27 CONTENEDORES SUP. | 1DM10G08F257 | 27 ACCESSORIES
GW27615 | CAJA PORTA-AP.3M SYSTEM BLANCO 9010 | 7.2 | 1 | 1 | 10 | NR | 8011564069558 | 85381000 | 1DM01 | Building | 1DM | BUILDING | 1DM10G | BUILDING OTHERS | 1DM10G08F | 27 CONTENEDORES SUP. | 1DM10G08F257 | 27 ACCESSORIES
GW27616 | CAJA PORTA-AP.3M SYSTEM ANTRACITA 7021 | 7.2 | 1 | 1 | 10 | NR | 8011564069565 | 85381000 | 1DM01 | Building | 1DM | BUILDING | 1DM10G | BUILDING OTHERS | 1DM10G08F | 27 CONTENEDORES SUP. | 1DM10G08F257 | 27 ACCESSORIES
GW27621 | CAJA PORTA-AP.4M SYSTEM BLANCO 9010 | 7.6 | 1 | 1 | 10 | NR | 8011564069572 | 85381000 | 1DM01 | Building | 1DM | BUILDING | 1DM10G | BUILDING OTHERS | 1DM10G08F | 27 CONTENEDORES SUP. | 1DM10G08F257 | 27 ACCESSORIES
GW27622 | CAJA PORTA-AP.4M SYSTEM ANTRACITA 7021 | 7.6 | 1 | 1 | 10 | NR | 8011564069589 | 85381000 | 1DM01 | Building | 1DM | BUILDING | 1DM10G | BUILDING OTHERS | 1DM10G08F | 27 CONTENEDORES SUP. | 1DM10G08F257 | 27 ACCESSORIES
GW27627 | CAJA PORTA-AP.8M SYSTEM BLANCO 9010 | 10.4 | 1 | 1 | 5 | NR | 8011564069596 | 85381000 | 1DM01 | Building | 1DM | BUILDING | 1DM10G | BUILDING OTHERS | 1DM10G08F | 27 CONTENEDORES SUP. | 1DM10G08F257 | 27 ACCESSORIES
GW27628 | CAJA PORTA-AP.8M SYSTEM ANTRACITA 7021 | 10.4 | 1 | 1 | 5 | NR | 8011564069602 | 85381000 | 1DM01 | Building | 1DM | BUILDING | 1DM10G | BUILDING OTHERS | 1DM10G08F | 27 CONTENEDORES SUP. | 1DM10G08F257 | 27 ACCESSORIES
GW27801 | INTERRUPTOR 16AX 1P + CAJA IP40 | 8.95 | 1 | 5 | 60 | NR | 8011564095359 | 85371098 | 1DM01 | Building | 1DM | BUILDING | 1DM10G | BUILDING OTHERS | 1DM10G08F | 27 CONTENEDORES SUP. | 1DM10G08F251 | PROTECTED ENCLOSURE
GW27802 | INTERRUPTOR 16AX 2P + CAJA IP40 | 13 | 1 | 5 | 60 | NR | 8011564101715 | 85371098 | 1DM01 | Building | 1DM | BUILDING | 1DM10G | BUILDING OTHERS | 1DM10G08F | 27 CONTENEDORES SUP. | 1DM10G08F251 | PROTECTED ENCLOSURE
GW27803 | CONMUTADOR 16AX 1P + CAJA IP40 | 9.8 | 1 | 5 | 60 | NR | 8011564095366 | 85365080 | 1DM01 | Building | 1DM | BUILDING | 1DM10G | BUILDING OTHERS | 1DM10G08F | 27 CONTENEDORES SUP. | 1DM10G08F251 | PROTECTED ENCLOSURE
GW27804 | CONMUTADOR DOBLE 16AX 1P + CAJA IP40 | 16.25 | 1 | 5 | 60 | NR | 8011564095373 | 85371098 | 1DM01 | Building | 1DM | BUILDING | 1DM10G | BUILDING OTHERS | 1DM10G08F | 27 CONTENEDORES SUP. | 1DM10G08F251 | PROTECTED ENCLOSURE
GW27805 | PULSADOR 10A 1P + CAJA IP40 | 9.6 | 1 | 5 | 60 | NR | 8011564095380 | 85365080 | 1DM01 | Building | 1DM | BUILDING | 1DM10G | BUILDING OTHERS | 1DM10G08F | 27 CONTENEDORES SUP. | 1DM10G08F251 | PROTECTED ENCLOSURE
GW27811 | BASE DUAL 1M ITA/GER 2P+T 16A+CAJA IP40 | 10.9 | 1 | 5 | 80 | NR | 8011564095397 | 85366990 | 1DM01 | Building | 1DM | BUILDING | 1DM10G | BUILDING OTHERS | 1DM10G08F | 27 CONTENEDORES SUP. | 1DM10G08F251 | PROTECTED ENCLOSURE
GW27812 | BASE DUAL 2M ITA/GER 2P+T 16A+CAJA IP40 | 16.7 | 1 | 5 | 80 | NR | 8011564095403 | 85366990 | 1DM01 | Building | 1DM | BUILDING | 1DM10G | BUILDING OTHERS | 1DM10G08F | 27 CONTENEDORES SUP. | 1DM10G08F251 | PROTECTED ENCLOSURE
GW27813 | BASE BRITISH 2P+T 13A + CAJA IP40 | 18.55 | 1 | 5 | 80 | NR | 8011564095410 | 85366990 | 1DM01 | Building | 1DM | BUILDING | 1DM10G | BUILDING OTHERS | 1DM10G08F | 27 CONTENEDORES SUP. | 1DM10G08F251 | PROTECTED ENCLOSURE
GW27814 | BASE ALEMANA 2P+T 16A + CAJA IP40 | 14.1 | 1 | 5 | 80 | NR | 8011564095427 | 85366990 | 1DM01 | Building | 1DM | BUILDING | 1DM10G | BUILDING OTHERS | 1DM10G08F | 27 CONTENEDORES SUP. | 1DM10G08F251 | PROTECTED ENCLOSURE
GW27815 | BASE FRANCESA 2P+T 16A + CAJA IP40 | 13 | 1 | 5 | 80 | NR | 8011564095434 | 85366990 | 1DM01 | Building | 1DM | BUILDING | 1DM10G | BUILDING OTHERS | 1DM10G08F | 27 CONTENEDORES SUP. | 1DM10G08F251 | PROTECTED ENCLOSURE
GW27831 | INTERRUPTOR 16AX 1P + CAJA IP55 | 13.3 | 1 | 5 | 60 | NR | 8011564074590 | 85371098 | 1DM01 | Building | 1DM | BUILDING | 1DM10G | BUILDING OTHERS | 1DM10G08F | 27 CONTENEDORES SUP. | 1DM10G08F253 | WATERTIGHT ENCLOSURE
GW27832 | INTERRUPTOR 16AX 2P + CAJA IP55 | 17.6 | 1 | 5 | 60 | NR | 8011564074606 | 85371098 | 1DM01 | Building | 1DM | BUILDING | 1DM10G | BUILDING OTHERS | 1DM10G08F | 27 CONTENEDORES SUP. | 1DM10G08F253 | WATERTIGHT ENCLOSURE
GW27833 | CONMUTADOR 16AX 1P + CAJA IP55 | 14.2 | 1 | 5 | 60 | NR | 8011564078994 | 85365080 | 1DM01 | Building | 1DM | BUILDING | 1DM10G | BUILDING OTHERS | 1DM10G08F | 27 CONTENEDORES SUP. | 1DM10G08F253 | WATERTIGHT ENCLOSURE
GW27834 | CONMUTADOR DOBLE 16AX 1P + CAJA IP55 | 20.7 | 1 | 5 | 60 | NR | 8011564074613 | 85371098 | 1DM01 | Building | 1DM | BUILDING | 1DM10G | BUILDING OTHERS | 1DM10G08F | 27 CONTENEDORES SUP. | 1DM10G08F253 | WATERTIGHT ENCLOSURE
GW27835 | PULSADOR 10A 1P + CAJA IP55 | 13.5 | 1 | 5 | 60 | NR | 8011564095441 | 85365080 | 1DM01 | Building | 1DM | BUILDING | 1DM10G | BUILDING OTHERS | 1DM10G08F | 27 CONTENEDORES SUP. | 1DM10G08F253 | WATERTIGHT ENCLOSURE
GW27836 | PULS. ILUM. NOMBRE 10A 1P + CAJA IP55 | 26.25 | 1 | 2 | 40 | NR | 8011564095458 | 85365080 | 1DM01 | Building | 1DM | BUILDING | 1DM10G | BUILDING OTHERS | 1DM10G08F | 27 CONTENEDORES SUP. | 1DM10G08F253 | WATERTIGHT ENCLOSURE
GW27841 | BASE DUAL 1M ITA/GER 2P+T 16A+CAJA IP55 | 15.25 | 1 | 5 | 60 | NR | 8011564095465 | 85366990 | 1DM01 | Building | 1DM | BUILDING | 1DM10G | BUILDING OTHERS | 1DM10G08F | 27 CONTENEDORES SUP. | 1DM10G08F253 | WATERTIGHT ENCLOSURE
GW27842 | BASE DUAL 2M ITA/GER 2P+T 16A+CAJA IP45 | 20.7 | 1 | 5 | 60 | NR | 8011564095472 | 85366990 | 1DM01 | Building | 1DM | BUILDING | 1DM10G | BUILDING OTHERS | 1DM10G08F | 27 CONTENEDORES SUP. | 1DM10G08F253 | WATERTIGHT ENCLOSURE
GW27843 | BASE BRITISH 2P+T 13A + CAJA IP55 | 22.95 | 1 | 5 | 60 | NR | 8011564074620 | 85366990 | 1DM01 | Building | 1DM | BUILDING | 1DM10G | BUILDING OTHERS | 1DM10G08F | 27 CONTENEDORES SUP. | 1DM10G08F253 | WATERTIGHT ENCLOSURE
GW27844 | BASE ALEMANA 2P+T 16A + CAJA IP55 | 18.65 | 1 | 5 | 60 | NR | 8011564095489 | 85366990 | 1DM01 | Building | 1DM | BUILDING | 1DM10G | BUILDING OTHERS | 1DM10G08F | 27 CONTENEDORES SUP. | 1DM10G08F253 | WATERTIGHT ENCLOSURE
GW27845 | BASE FRANCESA 2P+T 16A + CAJA IP55 | 17.7 | 1 | 5 | 60 | NR | 8011564095496 | 85366990 | 1DM01 | Building | 1DM | BUILDING | 1DM10G | BUILDING OTHERS | 1DM10G08F | 27 CONTENEDORES SUP. | 1DM10G08F253 | WATERTIGHT ENCLOSURE
GW28003 | CLAVIJA RECTA 2P+T 10A-250V BLANCA | 2.45 | 1 | 25 | 250 | NR | 8011564002692 | 85366990 | 1DM00 | Building | 1DM | BUILDING | 1DM10G | BUILDING OTHERS | 1DM10G11F | 28 DOMESTICO | 1DM10G11F261 | 28 PLUGS AND SOCKETS
GW28004 | CLAVIJA RECTA 2P+T 10A-250V NEGRA | 2.45 | 1 | 25 | 250 | NR | 8011564002722 | 85366990 | 1DM00 | Building | 1DM | BUILDING | 1DM10G | BUILDING OTHERS | 1DM10G11F | 28 DOMESTICO | 1DM10G11F261 | 28 PLUGS AND SOCKETS
GW28005 | CLAVIJA RECTA 2P+T 16A-250V BLANCA | 2.8 | 1 | 25 | 150 | NR | 8011564002746 | 85366990 | 1DM00 | Building | 1DM | BUILDING | 1DM10G | BUILDING OTHERS | 1DM10G11F | 28 DOMESTICO | 1DM10G11F261 | 28 PLUGS AND SOCKETS
GW28006 | CLAVIJA RECTA 2P+T 16A-250V NEGRA | 2.8 | 1 | 25 | 150 | NR | 8011564002760 | 85366990 | 1DM00 | Building | 1DM | BUILDING | 1DM10G | BUILDING OTHERS | 1DM10G11F | 28 DOMESTICO | 1DM10G11F261 | 28 PLUGS AND SOCKETS
GW28007 | CLAVIJA 90° 2P+T 10A-250V BLANCA | 2.6 | 1 | 25 | 150 | NR | 8011564002708 | 85366990 | 1DM00 | Building | 1DM | BUILDING | 1DM10G | BUILDING OTHERS | 1DM10G11F | 28 DOMESTICO | 1DM10G11F261 | 28 PLUGS AND SOCKETS
GW28008 | CLAVIJA 90° 2P+T 10A-250V NEGRA | 2.6 | 1 | 25 | 150 | NR | 8011564002739 | 85366990 | 1DM00 | Building | 1DM | BUILDING | 1DM10G | BUILDING OTHERS | 1DM10G11F | 28 DOMESTICO | 1DM10G11F261 | 28 PLUGS AND SOCKETS
GW28009 | CLAVIJA 90° 2P+T 16A-250V BLANCA | 2.7 | 1 | 25 | 250 | NR | 8011564002753 | 85366990 | 1DM00 | Building | 1DM | BUILDING | 1DM10G | BUILDING OTHERS | 1DM10G11F | 28 DOMESTICO | 1DM10G11F261 | 28 PLUGS AND SOCKETS
GW28010 | CLAVIJA 90° 2P+T 16A-250V NEGRA | 2.7 | 1 | 25 | 250 | NR | 8011564002777 | 85366990 | 1DM00 | Building | 1DM | BUILDING | 1DM10G | BUILDING OTHERS | 1DM10G11F | 28 DOMESTICO | 1DM10G11F261 | 28 PLUGS AND SOCKETS
GW28011 | CLAVIJA RECTA 2P+T 10/16A-250V UNEL BLA. | 2.9 | 1 | 25 | 175 | NR | 8011564024595 | 85366990 | 1DM00 | Building | 1DM | BUILDING | 1DM10G | BUILDING OTHERS | 1DM10G11F | 28 DOMESTICO | 1DM10G11F261 | 28 PLUGS AND SOCKETS
GW28012 | CLAVIJA 90° 2P+T 10/16A-250V UNEL BLANCA | 5.95 | 1 | 25 | 175 | NR | 8011564024601 | 85366990 | 1DM00 | Building | 1DM | BUILDING | 1DM10G | BUILDING OTHERS | 1DM10G11F | 28 DOMESTICO | 1DM10G11F261 | 28 PLUGS AND SOCKETS
GW28013 | CLAVIJA RECTA 2P+T 10/16A-UNEL NEGRA | 2.9 | 1 | 25 | 175 | NR | 8011564043459 | 85366990 | 1DM00 | Building | 1DM | BUILDING | 1DM10G | BUILDING OTHERS | 1DM10G11F | 28 DOMESTICO | 1DM10G11F261 | 28 PLUGS AND SOCKETS
GW28203 | BASE MOVIL 2P+T 10A-250V BLANCA | 3.3 | 1 | 25 | 250 | NR | 8011564002630 | 85366990 | 1DM00 | Building | 1DM | BUILDING | 1DM10G | BUILDING OTHERS | 1DM10G11F | 28 DOMESTICO | 1DM10G11F261 | 28 PLUGS AND SOCKETS
GW28204 | BASE MOVIL 2P+T 10A-250V NEGRA | 3.3 | 1 | 25 | 250 | NR | 8011564002654 | 85366990 | 1DM00 | Building | 1DM | BUILDING | 1DM10G | BUILDING OTHERS | 1DM10G11F | 28 DOMESTICO | 1DM10G11F261 | 28 PLUGS AND SOCKETS
GW28205 | BASE MOVIL 2P+T 16A-250V BIV.BLANCA | 5.45 | 1 | 25 | 150 | NR | 8011564002661 | 85366990 | 1DM00 | Building | 1DM | BUILDING | 1DM10G | BUILDING OTHERS | 1DM10G11F | 28 DOMESTICO | 1DM10G11F261 | 28 PLUGS AND SOCKETS
GW28206 | BASE MOVIL 2P+T 16A-250V BIV.NEGRA | 5.45 | 1 | 25 | 150 | NR | 8011564002678 | 85366990 | 1DM00 | Building | 1DM | BUILDING | 1DM10G | BUILDING OTHERS | 1DM10G11F | 28 DOMESTICO | 1DM10G11F261 | 28 PLUGS AND SOCKETS
GW28415 | ADAPTADOR MUL.2P+T 10A U.10A BLANCO | 7.95 | 1 | 15 | 150 | NR | 8011564024946 | 85366990 | 1DM00 | Building | 1DM | BUILDING | 1DM10G | BUILDING OTHERS | 1DM10G11F | 28 DOMESTICO | 1DM10G11F263 | 28 ADAPTORS
GW28416 | ADAPTADOR MUL.2P+T 10A 2U.16A U.ITA/TE | 7 | 1 | 50 | 200 | NR | 8011564783478 | 85366990 | 1DM00 | Building | 1DM | BUILDING | 1DM10G | BUILDING OTHERS | 1DM10G11F | 28 DOMESTICO | 1DM10G11F263 | 28 ADAPTORS
GW28417 | ADAPTADOR MUL.2P+T 16A 2U.16A U.ITA/TE | 7 | 1 | 50 | 200 | NR | 8011564783485 | 85366990 | 1DM00 | Building | 1DM | BUILDING | 1DM10G | BUILDING OTHERS | 1DM10G11F | 28 DOMESTICO | 1DM10G11F263 | 28 ADAPTORS
GW28418 | BASE MULTIPLE FLAT 2P+T 10A 3 OUT BLANCO | 9.7 | 1 | 40 | 160 | NR | 8011564796324 | 85366990 | 1DM00 | Building | 1DM | BUILDING | 1DM10G | BUILDING OTHERS | 1DM10G11F | 28 DOMESTICO | 1DM10G11F263 | 28 ADAPTORS
GW28419 | ADAPTADOR MUL.2P+T 16A 3U.10A BLANCO | 10.2 | 1 | 40 | 160 | NR | 8011564796331 | 85366990 | 1DM00 | Building | 1DM | BUILDING | 1DM10G | BUILDING OTHERS | 1DM10G11F | 28 DOMESTICO | 1DM10G11F263 | 28 ADAPTORS
GW28421 | BASE MULTIPLE 2P+T 10A 3OUT BLANCO | 5.25 | 1 | 50 | 200 | NR | 8011564783492 | 85366990 | 1DM00 | Building | 1DM | BUILDING | 1DM10G | BUILDING OTHERS | 1DM10G11F | 28 DOMESTICO | 1DM10G11F263 | 28 ADAPTORS
GW28423 | ADAPTADOR MUL.2P+T 16A 3U.16A BIV.BLAN. | 5.95 | 1 | 50 | 200 | NR | 8011564783515 | 85366990 | 1DM00 | Building | 1DM | BUILDING | 1DM10G | BUILDING OTHERS | 1DM10G11F | 28 DOMESTICO | 1DM10G11F263 | 28 ADAPTORS
GW30001 | INTERRUPTOR UNIP.16A | 11.55 | 1 | 24 | 96 | NR | 8011564024588 | 85365080 | 1DM00 | Building | 1DM | BUILDING | 1DM10G | BUILDING OTHERS | 1DM10G06F | 30 PLAYBUS | 1DM10G06F101 | PB COMMAND DEVICE
GW30002 | INTERRUPTOR UNIP.16A LUZ LOCALIZACION | 14.4 | 1 | 24 | 48 | NR | 8011564025219 | 85365080 | 1DM00 | Building | 1DM | BUILDING | 1DM10G | BUILDING OTHERS | 1DM10G06F | 30 PLAYBUS | 1DM10G06F101 | PB COMMAND DEVICE
GW30003 | INTERRUPTOR UNIP.16A LUZ FUNCIONAL | 13.3 | 1 | 24 | 48 | NR | 8011564025226 | 85365080 | 1DM00 | Building | 1DM | BUILDING | 1DM10G | BUILDING OTHERS | 1DM10G06F | 30 PLAYBUS | 1DM10G06F101 | PB COMMAND DEVICE
GW30004 | INTERRUPTOR BIP.16AX | 16.5 | 1 | 24 | 48 | NR | 8011564025240 | 85365080 | 1DM00 | Building | 1DM | BUILDING | 1DM10G | BUILDING OTHERS | 1DM10G06F | 30 PLAYBUS | 1DM10G06F101 | PB COMMAND DEVICE
GW30007 | INTERRUPTOR BIP.CON LLAVE 10A | 62.5 | 1 | 1 | 12 | NR | 8011564025271 | 85365080 | 1DM00 | Building | 1DM | BUILDING | 1DM10G | BUILDING OTHERS | 1DM10G06F | 30 PLAYBUS | 1DM10G06F101 | PB COMMAND DEVICE
GW30011 | CONMUTADOR UNIP 16A | 13.1 | 1 | 24 | 96 | NR | 8011564025288 | 85365080 | 1DM00 | Building | 1DM | BUILDING | 1DM10G | BUILDING OTHERS | 1DM10G06F | 30 PLAYBUS | 1DM10G06F101 | PB COMMAND DEVICE
GW30012 | CONMUTADOR UNIP.16A LUZ LOCALIZACION | 15.15 | 1 | 24 | 48 | NR | 8011564025295 | 85365080 | 1DM00 | Building | 1DM | BUILDING | 1DM10G | BUILDING OTHERS | 1DM10G06F | 30 PLAYBUS | 1DM10G06F101 | PB COMMAND DEVICE
GW30013 | CONMUTADOR UNIP.16A LUZ FUNCIONAL | 14.85 | 1 | 24 | 48 | NR | 8011564025301 | 85365080 | 1DM00 | Building | 1DM | BUILDING | 1DM10G | BUILDING OTHERS | 1DM10G06F | 30 PLAYBUS | 1DM10G06F101 | PB COMMAND DEVICE
GW30015 | CRUZAMIENTO 16A | 18.35 | 1 | 24 | 48 | NR | 8011564029705 | 85365080 | 1DM00 | Building | 1DM | BUILDING | 1DM10G | BUILDING OTHERS | 1DM10G06F | 30 PLAYBUS | 1DM10G06F101 | PB COMMAND DEVICE
GW30016 | CONMUTADOR 10A POSICIONES 1-0-2 | 18.85 | 1 | 24 | 48 | NR | 8011564029712 | 85365080 | 1DM00 | Building | 1DM | BUILDING | 1DM10G | BUILDING OTHERS | 1DM10G06F | 30 PLAYBUS | 1DM10G06F101 | PB COMMAND DEVICE
GW30021 | PULSADOR UNIP.NA 16A | 11.65 | 1 | 24 | 96 | NR | 8011564029729 | 85365080 | 1DM00 | Building | 1DM | BUILDING | 1DM10G | BUILDING OTHERS | 1DM10G06F | 30 PLAYBUS | 1DM10G06F101 | PB COMMAND DEVICE
GW30022 | PULSADOR UNIP.NA 16A LUZ LOCALIZACION | 14.95 | 1 | 12 | 24 | NR | 8011564029736 | 85365080 | 1DM00 | Building | 1DM | BUILDING | 1DM10G | BUILDING OTHERS | 1DM10G06F | 30 PLAYBUS | 1DM10G06F101 | PB COMMAND DEVICE
GW30023 | PULSADOR UNIP.NA 16A LUZ FUNCIONAL | 13.6 | 1 | 12 | 24 | NR | 8011564029743 | 85365080 | 1DM00 | Building | 1DM | BUILDING | 1DM10G | BUILDING OTHERS | 1DM10G06F | 30 PLAYBUS | 1DM10G06F101 | PB COMMAND DEVICE
GW30024 | PULSADOR UNIP.NA 16A ''ABREPUERTA'' | 13.6 | 1 | 12 | 24 | NR | 8011564029750 | 85365080 | 1DM00 | Building | 1DM | BUILDING | 1DM10G | BUILDING OTHERS | 1DM10G06F | 30 PLAYBUS | 1DM10G06F101 | PB COMMAND DEVICE
GW30025 | PULSADOR UNIP.NA 16A''TIMBRE'' | 13.6 | 1 | 12 | 24 | NR | 8011564029767 | 85365080 | 1DM00 | Building | 1DM | BUILDING | 1DM10G | BUILDING OTHERS | 1DM10G06F | 30 PLAYBUS | 1DM10G06F101 | PB COMMAND DEVICE
GW30026 | PULSADOR UNIP.NA 16A''LAMPARA'' | 13.6 | 1 | 12 | 24 | NR | 8011564029774 | 85365080 | 1DM00 | Building | 1DM | BUILDING | 1DM10G | BUILDING OTHERS | 1DM10G06F | 30 PLAYBUS | 1DM10G06F101 | PB COMMAND DEVICE
GW30027 | PULSADOR UNIP.NA 16A''LUZ ESCALERAS'' | 13.6 | 1 | 12 | 24 | NR | 8011564029781 | 85365080 | 1DM00 | Building | 1DM | BUILDING | 1DM10G | BUILDING OTHERS | 1DM10G06F | 30 PLAYBUS | 1DM10G06F101 | PB COMMAND DEVICE
GW30030 | PULSADOR BIP.NA 16A | 18.35 | 1 | 24 | 48 | NR | 8011564029811 | 85365080 | 1DM00 | Building | 1DM | BUILDING | 1DM10G | BUILDING OTHERS | 1DM10G06F | 30 PLAYBUS | 1DM10G06F101 | PB COMMAND DEVICE
GW30031 | PULSADOR BIP.NA 16A TIRANTE | 33.05 | 1 | 4 | 32 | NR | 8011564029828 | 85365080 | 1DM00 | Building | 1DM | BUILDING | 1DM10G | BUILDING OTHERS | 1DM10G06F | 30 PLAYBUS | 1DM10G06F101 | PB COMMAND DEVICE
GW30032 | PULSADOR BIP.NA 10A CON LLAVE | 59.5 | 1 | 1 | 24 | NR | 8011564029835 | 85365080 | 1DM00 | Building | 1DM | BUILDING | 1DM10G | BUILDING OTHERS | 1DM10G06F | 30 PLAYBUS | 1DM10G06F101 | PB COMMAND DEVICE
GW30033 | PULSADOR UNIP.DOBLE NA 16A | 27.1 | 1 | 12 | 24 | NR | 8011564029842 | 85365080 | 1DM00 | Building | 1DM | BUILDING | 1DM10G | BUILDING OTHERS | 1DM10G06F | 30 PLAYBUS | 1DM10G06F101 | PB COMMAND DEVICE
GW30034 | PULSADOR UNIP.DOBLE NA 10A FLECHA | 20.8 | 1 | 12 | 24 | NR | 8011564029859 | 85365080 | 1DM00 | Building | 1DM | BUILDING | 1DM10G | BUILDING OTHERS | 1DM10G06F | 30 PLAYBUS | 1DM10G06F101 | PB COMMAND DEVICE
GW30035 | PULSADOR UNIP.16A NC | 15.15 | 1 | 12 | 24 | NR | 8011564029866 | 85365080 | 1DM00 | Building | 1DM | BUILDING | 1DM10G | BUILDING OTHERS | 1DM10G06F | 30 PLAYBUS | 1DM10G06F101 | PB COMMAND DEVICE
GW30036 | PULSADOR UNIP.10A''MARCHA ''CONT.AUX.NC | 20.5 | 1 | 12 | 24 | NR | 8011564029873 | 85365080 | 1DM00 | Building | 1DM | BUILDING | 1DM10G | BUILDING OTHERS | 1DM10G06F | 30 PLAYBUS | 1DM10G06F101 | PB COMMAND DEVICE
GW30037 | PULSADOR UNIP.NC 10A''PARADA''CONT.AUX. | 19.9 | 1 | 12 | 24 | NR | 8011564029880 | 85365080 | 1DM00 | Building | 1DM | BUILDING | 1DM10G | BUILDING OTHERS | 1DM10G06F | 30 PLAYBUS | 1DM10G06F101 | PB COMMAND DEVICE
GW30038 | PULSADOR C/TARJETERO RETROILUMINADO | 25.75 | 1 | 12 | 36 | NR | 8011564029897 | 85365080 | 1DM00 | Building | 1DM | BUILDING | 1DM10G | BUILDING OTHERS | 1DM10G06F | 30 PLAYBUS | 1DM10G06F101 | PB COMMAND DEVICE
GW30121 | DETECTOR MOV.POR INFRARROJOS 1M | 237 | 1 | 1 | 6 | NR | 8011564030428 | 85365080 | 1DM00 | Building | 1DM | BUILDING | 1DM10G | BUILDING OTHERS | 1DM10G06F | 30 PLAYBUS | 1DM10G06F121 | PB COMFORT
GW30201 | BASE 2P+T 10A CON PANTALLAS | 10.1 | 1 | 24 | 96 | NR | 8011564030435 | 85366990 | 1DM00 | Building | 1DM | BUILDING | 1DM10G | BUILDING OTHERS | 1DM10G06F | 30 PLAYBUS | 1DM10G06F103 | PB POWER TAKE OFF
GW30203 | BASE 2P+T 16A BIVAL.250V C/PANTALLA | 13.3 | 1 | 24 | 96 | NR | 8011564030459 | 85366990 | 1DM00 | Building | 1DM | BUILDING | 1DM10G | BUILDING OTHERS | 1DM10G06F | 30 PLAYBUS | 1DM10G06F103 | PB POWER TAKE OFF
GW30210 | BASE 2P+T 16A ITA/ALEMAN (P30) PANTALLAS | 18.85 | 1 | 12 | 48 | NR | 8011564038806 | 85366990 | 1DM00 | Building | 1DM | BUILDING | 1DM10G | BUILDING OTHERS | 1DM10G06F | 30 PLAYBUS | 1DM10G06F103 | PB POWER TAKE OFF
GW30211 | BASE 2P+T 16A NO.ESPANOLA C/ PANTALLA | 18.15 | 1 | 12 | 48 | NR | 8011564030480 | 85366990 | 1DM00 | Building | 1DM | BUILDING | 1DM10G | BUILDING OTHERS | 1DM10G06F | 30 PLAYBUS | 1DM10G06F103 | PB POWER TAKE OFF
GW30212 | BASE 2P+T 10/16A UNEL/BIV.CON PANTALLAS | 19.65 | 1 | 12 | 48 | NR | 8011564030497 | 85366990 | 1DM00 | Building | 1DM | BUILDING | 1DM10G | BUILDING OTHERS | 1DM10G06F | 30 PLAYBUS | 1DM10G06F103 | PB POWER TAKE OFF
GW30214 | BASE PL 2P+T 16A 2M NOR. IT./ALEM.ROJA | 20.8 | 1 | 12 | 24 | NR | 8011564044890 | 85366990 | 1DM00 | Building | 1DM | BUILDING | 1DM10G | BUILDING OTHERS | 1DM10G06F | 30 PLAYBUS | 1DM10G06F103 | PB POWER TAKE OFF
GW30215 | BASE 2P 16A FRANCESA C/PANTALLAS | 12.35 | 1 | 12 | 48 | NR | 8011564030510 | 85366990 | 1DM00 | Building | 1DM | BUILDING | 1DM10G | BUILDING OTHERS | 1DM10G06F | 30 PLAYBUS | 1DM10G06F103 | PB POWER TAKE OFF
GW30216 | BASE 2P+T 16A FRANCESA CON PANTALLAS | 16.4 | 1 | 12 | 48 | NR | 8011564030527 | 85366990 | 1DM00 | Building | 1DM | BUILDING | 1DM10G | BUILDING OTHERS | 1DM10G06F | 30 PLAYBUS | 1DM10G06F103 | PB POWER TAKE OFF
GW30219 | BASE 2P+T 13A INGLESA C/PANTALLAS | 25.35 | 1 | 12 | 48 | NR | 8011564030534 | 85366990 | 1DM00 | Building | 1DM | BUILDING | 1DM10G | BUILDING OTHERS | 1DM10G06F | 30 PLAYBUS | 1DM10G06F103 | PB POWER TAKE OFF
GW30220 | BASE 2P+T 15A INGLES CON PANTALLAS | 25.35 | 1 | 12 | 48 | NR | 8011564030541 | 85366990 | 1DM00 | Building | 1DM | BUILDING | 1DM10G | BUILDING OTHERS | 1DM10G06F | 30 PLAYBUS | 1DM10G06F103 | PB POWER TAKE OFF
GW30227 | BASE 2P+T 10/15A EURO USA | 9.6 | 1 | 24 | 48 | NR | 8011564030572 | 85366990 | 1DM00 | Building | 1DM | BUILDING | 1DM10G | BUILDING OTHERS | 1DM10G06F | 30 PLAYBUS | 1DM10G06F103 | PB POWER TAKE OFF
GW30232 | BASE 2P+T 15A 125V USA | 11.65 | 1 | 24 | 48 | NR | 8011564030596 | 85366990 | 1DM00 | Building | 1DM | BUILDING | 1DM10G | BUILDING OTHERS | 1DM10G06F | 30 PLAYBUS | 1DM10G06F103 | PB POWER TAKE OFF
GW30234 | BASE 2P+T 10A 1M NORMA SUIZA TIPO 13 | 13.3 | 1 | 24 | 48 | NR | 8011564072336 | 85366990 | 1DM00 | Building | 1DM | BUILDING | 1DM10G | BUILDING OTHERS | 1DM10G06F | 30 PLAYBUS | 1DM10G06F103 | PB POWER TAKE OFF
GW30237 | BASE 2P+T 16A ISRAELI C/PANTALLAS | 16.05 | 1 | 12 | 48 | NR | 8011564030626 | 85366990 | 1DM00 | Building | 1DM | BUILDING | 1DM10G | BUILDING OTHERS | 1DM10G06F | 30 PLAYBUS | 1DM10G06F103 | PB POWER TAKE OFF
GW30261 | BASE TELEFONICA RJ11 (ISDN 6/4) | 33.15 | 1 | 1 | 24 | NR | 8011564030718 | 85366930 | 1DM00 | Building | 1DM | BUILDING | 1DM10G | BUILDING OTHERS | 1DM10G06F | 30 PLAYBUS | 1DM10G06F107 | PB TEL/NETW. JACKS
GW30266 | CONECTOR RJ45 CAT.5E FTP | 71 | 1 | 1 | 24 | NR | 8011564038813 | 85366930 | 1DM00 | Building | 1DM | BUILDING | 1DM10G | BUILDING OTHERS | 1DM10G06F | 30 PLAYBUS | 1DM10G06F107 | PB TEL/NETW. JACKS
GW30267 | CONECTOR RJ45 CAT.5E UTP | 48.6 | 1 | 1 | 24 | NR | 8011564045859 | 85366930 | 1DM00 | Building | 1DM | BUILDING | 1DM10G | BUILDING OTHERS | 1DM10G06F | 30 PLAYBUS | 1DM10G06F107 | PB TEL/NETW. JACKS
GW30286 | CONTENEDOR.VACIO RJ45 CAT.5 UTP AVAYA | 7.85 | 1 | 1 | 96 | NR | 8011564045866 | 85389099 | 1DM00 | Building | 1DM | BUILDING | 1DM10G | BUILDING OTHERS | 1DM10G06F | 30 PLAYBUS | 1DM10G06F107 | PB TEL/NETW. JACKS
GW30287 | CONTENEDOR VACIO RJ45 C.5 UTP AMP | 7.85 | 1 | 1 | 96 | NR | 8011564071865 | 85389099 | 1DM00 | Building | 1DM | BUILDING | 1DM10G | BUILDING OTHERS | 1DM10G06F | 30 PLAYBUS | 1DM10G06F107 | PB TEL/NETW. JACKS
GW30301 | BASE TV DIRECTA C.MACHO 9,5MM | 33.35 | 1 | 24 | 48 | NR | 8011564078758 | 85366910 | 1DM00 | Building | 1DM | BUILDING | 1DM10G | BUILDING OTHERS | 1DM10G06F | 30 PLAYBUS | 1DM10G06F105 | PB TV-SAT SOCKET
GW30306 | BASE TV PASANTE AT.5 DB C.MACHO 9,5MM | 41.3 | 1 | 1 | 24 | NR | 8011564078802 | 85366910 | 1DM00 | Building | 1DM | BUILDING | 1DM10G | BUILDING OTHERS | 1DM10G06F | 30 PLAYBUS | 1DM10G06F105 | PB TV-SAT SOCKET
GW30311 | BASE TV/SAT DIRECTA C.F-HEMBRA | 34.4 | 1 | 24 | 48 | NR | 8011564078819 | 85366910 | 1DM00 | Building | 1DM | BUILDING | 1DM10G | BUILDING OTHERS | 1DM10G06F | 30 PLAYBUS | 1DM10G06F105 | PB TV-SAT SOCKET
GW30316 | BASE TV/SAT PASANTE AT.5 DB C.F-HEMBRA | 44.2 | 1 | 1 | 24 | NR | 8011564078864 | 85366910 | 1DM00 | Building | 1DM | BUILDING | 1DM10G | BUILDING OTHERS | 1DM10G06F | 30 PLAYBUS | 1DM10G06F105 | PB TV-SAT SOCKET
GW30321 | BASE PL. 2P+T 16A 2M NOR. ITALIANA ROJA | 13.6 | 1 | 24 | 48 | NR | 8011564044906 | 85366990 | 1DM00 | Building | 1DM | BUILDING | 1DM10G | BUILDING OTHERS | 1DM10G06F | 30 PLAYBUS | 1DM10G06F103 | PB POWER TAKE OFF
GW30322 | BASE PLAYB. 2P+T 16A NORMA ALEMANA ROJA | 19.45 | 1 | 12 | 24 | NR | 8011564044913 | 85366990 | 1DM00 | Building | 1DM | BUILDING | 1DM10G | BUILDING OTHERS | 1DM10G06F | 30 PLAYBUS | 1DM10G06F103 | PB POWER TAKE OFF
GW30331 | BASE PL. 2P+T 16A 2M BIV.NORMA IT. VERDE | 13.6 | 1 | 24 | 48 | NR | 8011564079151 | 85366990 | 1DM00 | Building | 1DM | BUILDING | 1DM10G | BUILDING OTHERS | 1DM10G06F | 30 PLAYBUS | 1DM10G06F103 | PB POWER TAKE OFF
GW30360 | PORTAFUSIBLE 6,3X32 16A 250V | 13.3 | 1 | 24 | 48 | NR | 8011564030947 | 85361050 | 1DM00 | Building | 1DM | BUILDING | 1DM10G | BUILDING OTHERS | 1DM10G06F | 30 PLAYBUS | 1DM10G06F109 | PB MINICIRC. BREAKER
GW30371 | INTERRUPTOR AUT.MAGN.1P C6 3KA 230V | 80.5 | 1 | 1 | 12 | NR | 8011564079533 | 85362010 | 1DM00 | Building | 1DM | BUILDING | 1DM10G | BUILDING OTHERS | 1DM10G06F | 30 PLAYBUS | 1DM10G06F109 | PB MINICIRC. BREAKER
GW30372 | INTERRUPTOR AUT.MAGN.1P C10 3KA 230V | 80.5 | 1 | 1 | 12 | NR | 8011564079540 | 85362010 | 1DM00 | Building | 1DM | BUILDING | 1DM10G | BUILDING OTHERS | 1DM10G06F | 30 PLAYBUS | 1DM10G06F109 | PB MINICIRC. BREAKER
GW30373 | INTERRUPTOR AUT.MAGN.1P C16 3KA 230V | 80.5 | 1 | 1 | 12 | NR | 8011564079557 | 85362010 | 1DM00 | Building | 1DM | BUILDING | 1DM10G | BUILDING OTHERS | 1DM10G06F | 30 PLAYBUS | 1DM10G06F109 | PB MINICIRC. BREAKER
GW30374 | INTERRUPTOR AUT.MAGN.1P+N C6 3KA 230V | 106.5 | 1 | 1 | 12 | NR | 8011564079564 | 85362010 | 1DM00 | Building | 1DM | BUILDING | 1DM10G | BUILDING OTHERS | 1DM10G06F | 30 PLAYBUS | 1DM10G06F109 | PB MINICIRC. BREAKER
GW30375 | INTERRUPTOR AUT.MAGN.1P+N C10 3KA 230V | 106.5 | 1 | 1 | 12 | NR | 8011564079571 | 85362010 | 1DM00 | Building | 1DM | BUILDING | 1DM10G | BUILDING OTHERS | 1DM10G06F | 30 PLAYBUS | 1DM10G06F109 | PB MINICIRC. BREAKER
GW30376 | INTERRUPTOR AUT.MAGN.1P+N C16 3KA 230V | 106.5 | 1 | 1 | 12 | NR | 8011564079526 | 85362010 | 1DM00 | Building | 1DM | BUILDING | 1DM10G | BUILDING OTHERS | 1DM10G06F | 30 PLAYBUS | 1DM10G06F109 | PB MINICIRC. BREAKER
GW30377 | INT.DIF.MAGN.1P+N C6 3KA 230V | 283 | 1 | 1 | 6 | NR | 8011564079588 | 85362010 | 1DM00 | Building | 1DM | BUILDING | 1DM10G | BUILDING OTHERS | 1DM10G06F | 30 PLAYBUS | 1DM10G06F109 | PB MINICIRC. BREAKER
GW30378 | INT.DIF.MAGN.1P+N C10 3KA 230V | 283 | 1 | 1 | 6 | NR | 8011564079595 | 85362010 | 1DM00 | Building | 1DM | BUILDING | 1DM10G | BUILDING OTHERS | 1DM10G06F | 30 PLAYBUS | 1DM10G06F109 | PB MINICIRC. BREAKER
GW30379 | INT.DIF.MAGN.1P+N C16 3KA 230V | 283 | 1 | 1 | 6 | NR | 8011564079601 | 85362010 | 1DM00 | Building | 1DM | BUILDING | 1DM10G | BUILDING OTHERS | 1DM10G06F | 30 PLAYBUS | 1DM10G06F109 | PB MINICIRC. BREAKER
GW30401 | REGULADOR DE LUMINOSIDAD 230V 60-500W | 128 | 1 | 1 | 6 | NR | 8011564030978 | 85365080 | 1DM00 | Building | 1DM | BUILDING | 1DM10G | BUILDING OTHERS | 1DM10G06F | 30 PLAYBUS | 1DM10G06F121 | PB COMFORT
GW30402 | REGUL.LUMINOS.ROTATIVO 230V 100-500W | 71 | 1 | 1 | 12 | NR | 8011564030985 | 85365080 | 1DM00 | Building | 1DM | BUILDING | 1DM10G | BUILDING OTHERS | 1DM10G06F | 30 PLAYBUS | 1DM10G06F121 | PB COMFORT
GW30403 | REGULADOR LUMIN.ROTATIVO 230V 100-900W | 52.5 | 1 | 1 | 12 | NR | 8011564030992 | 85365080 | 1DM00 | Building | 1DM | BUILDING | 1DM10G | BUILDING OTHERS | 1DM10G06F | 30 PLAYBUS | 1DM10G06F121 | PB COMFORT
GW30430 | INTERRUPTOR UNIVERSAL TARJETA | 123.5 | 1 | 1 | 2 | NR | 8011564094727 | 85365080 | 1DM00 | Building | 1DM | BUILDING | 1DM10G | BUILDING OTHERS | 1DM10G06F | 30 PLAYBUS | 1DM10G06F123 | PB SYSTEM KIT
GW30501 | LAMPARA ANTI BLACKOUT EXTRAIBLE 230V-50H | 149.5 | 1 | 1 | 6 | NR | 8011564025417 | 85131000 | 1DM00 | Building | 1DM | BUILDING | 1DM10G | BUILDING OTHERS | 1DM10G06F | 30 PLAYBUS | 1DM10G06F111 | PB LUMINOUS DEVICES
GW30522 | ELECTROVALVULA GAS CON REARME MANUAL | 276.5 | 1 | 1 | 2 | NR | 8011564099326 | 84818099 | 1DM00 | Building | 1DM | BUILDING | 1DM10G | BUILDING OTHERS | 1DM10G06F | 30 PLAYBUS | 1DM10G06F123 | PB SYSTEM KIT
GW30611 | PILOTO PLANO ROJO | 15.05 | 1 | 24 | 48 | NR | 8011564031135 | 85308000 | 1DM00 | Building | 1DM | BUILDING | 1DM10G | BUILDING OTHERS | 1DM10G06F | 30 PLAYBUS | 1DM10G06F111 | PB LUMINOUS DEVICES
GW30612 | PILOTO PLANO VERDE | 15.05 | 1 | 24 | 48 | NR | 8011564031142 | 85308000 | 1DM00 | Building | 1DM | BUILDING | 1DM10G | BUILDING OTHERS | 1DM10G06F | 30 PLAYBUS | 1DM10G06F111 | PB LUMINOUS DEVICES
GW30614 | PILOTO PLANO TRANSPARENTE | 15.05 | 1 | 24 | 48 | NR | 8011564031166 | 85308000 | 1DM00 | Building | 1DM | BUILDING | 1DM10G | BUILDING OTHERS | 1DM10G06F | 30 PLAYBUS | 1DM10G06F111 | PB LUMINOUS DEVICES
GW30633 | TIMBRE 12V CA 8VA | 40.8 | 1 | 12 | 24 | NR | 8011564031210 | 85318040 | 1DM00 | Building | 1DM | BUILDING | 1DM10G | BUILDING OTHERS | 1DM10G06F | 30 PLAYBUS | 1DM10G06F113 | PB ACOUSTIC DEVICES
GW30634 | TIMBRE 230V CA 8VA | 42.35 | 1 | 12 | 24 | NR | 8011564031227 | 85318040 | 1DM00 | Building | 1DM | BUILDING | 1DM10G | BUILDING OTHERS | 1DM10G06F | 30 PLAYBUS | 1DM10G06F113 | PB ACOUSTIC DEVICES
GW30635 | ZUMBADOR 12V CA 8VA | 29.35 | 1 | 12 | 24 | NR | 8011564031234 | 85318040 | 1DM00 | Building | 1DM | BUILDING | 1DM10G | BUILDING OTHERS | 1DM10G06F | 30 PLAYBUS | 1DM10G06F113 | PB ACOUSTIC DEVICES
GW30636 | ZUMBADOR 230V CA 8VA | 33.7 | 1 | 12 | 24 | NR | 8011564031241 | 85318040 | 1DM00 | Building | 1DM | BUILDING | 1DM10G | BUILDING OTHERS | 1DM10G06F | 30 PLAYBUS | 1DM10G06F113 | PB ACOUSTIC DEVICES
GW30685 | BASE RJ45 CAT.6 UTP | 35.85 | 1 | 1 | 12 | NR | 8011564247413 | 85366930 | 1DM00 | Building | 1DM | BUILDING | 1DM10G | BUILDING OTHERS | 1DM10G10F | DATA CENTER | 1DM10G10F271 | DC UTP SYSTEM
GW30686 | BASE RJ45 CAT.6 FTP | 42.45 | 1 | 1 | 12 | NR | 8011564247420 | 85366930 | 1DM00 | Building | 1DM | BUILDING | 1DM10G | BUILDING OTHERS | 1DM10G10F | DATA CENTER | 1DM10G10F273 | DC FTP SYSTEM
GW30702 | TERMOSTATO ELECTRONICO VERANO/INVIERNO | 329.5 | 1 | 2 | 4 | NR | 8011564031265 | 90321020 | 1DM00 | Building | 1DM | BUILDING | 1DM10G | BUILDING OTHERS | 1DM10G06F | 30 PLAYBUS | 1DM10G06F121 | PB COMFORT
GW30703 | SONDA DETECCION TEMPERATURA EXTERIOR | 72.5 | 1 | 2 | 12 | NR | 8011564031272 | 90329000 | 1DM00 | Building | 1DM | BUILDING | 1DM10G | BUILDING OTHERS | 1DM10G06F | 30 PLAYBUS | 1DM10G06F121 | PB COMFORT
GW30706 | CRONOTERMOSTATO PLAYBUS | 387 | 1 | 1 | 2 | NR | 8011564289390 | 90321020 | 1DM00 | Building | 1DM | BUILDING | 1DM10G | BUILDING OTHERS | 1DM10G06F | 30 PLAYBUS | 1DM10G06F121 | PB COMFORT
GW30711 | BASE PARA AFEITADORA NORMA EURO USA | 163 | 1 | 2 | 4 | NR | 8011564038943 | 85366990 | 1DM00 | Building | 1DM | BUILDING | 1DM10G | BUILDING OTHERS | 1DM10G06F | 30 PLAYBUS | 1DM10G06F123 | PB SYSTEM KIT
GW30901 | TAPA CIEGA 1 MODULO | 1.95 | 1 | 5 | 200 | NR | 8011564031319 | 85389099 | 1DM00 | Building | 1DM | BUILDING | 1DM10G | BUILDING OTHERS | 1DM10G06F | 30 PLAYBUS | 1DM10G06F115 | PB OTHERS DEVICES
GW30902 | TAPA CIEGA 2 MODULOS | 5.75 | 1 | 12 | 48 | NR | 8011564031326 | 85389099 | 1DM00 | Building | 1DM | BUILDING | 1DM10G | BUILDING OTHERS | 1DM10G06F | 30 PLAYBUS | 1DM10G06F115 | PB OTHERS DEVICES
GW30903 | TAPA CIEGA 3 MODULOS | 7.95 | 1 | 8 | 32 | NR | 8011564031333 | 85389099 | 1DM00 | Building | 1DM | BUILDING | 1DM10G | BUILDING OTHERS | 1DM10G06F | 30 PLAYBUS | 1DM10G06F115 | PB OTHERS DEVICES
GW30905 | TAPA CIEGA 1 MODULO CON SALIDA CABLE | 3.9 | 1 | 24 | 48 | NR | 8011564031357 | 85389099 | 1DM00 | Building | 1DM | BUILDING | 1DM10G | BUILDING OTHERS | 1DM10G06F | 30 PLAYBUS | 1DM10G06F115 | PB OTHERS DEVICES
GW30912 | SET 2 LLAVES PARA PULSADORES | 9.35 | 1 | 1 | 100 | NR | 8011564056022 | 85389099 | 1DM00 | Building | 1DM | BUILDING | 1DM10G | BUILDING OTHERS | 1DM10G06F | 30 PLAYBUS | 1DM10G06F115 | PB OTHERS DEVICES
GW30943 | UNIDAD SENALIZ.CONEX.RAPIDA 230V 0,4W | 4.85 | 1 | 50 | 50 | NR | 8011564095298 | 85308000 | 1DM00 | Building | 1DM | BUILDING | 1DM10G | BUILDING OTHERS | 1DM10G06F | 30 PLAYBUS | 1DM10G06F111 | PB LUMINOUS DEVICES
GW30944 | UNIDAD SENALIZ.CONEX.RAPIDA 230V 0,8W | 4.85 | 1 | 50 | 50 | NR | 8011564095304 | 85308000 | 1DM00 | Building | 1DM | BUILDING | 1DM10G | BUILDING OTHERS | 1DM10G06F | 30 PLAYBUS | 1DM10G06F111 | PB LUMINOUS DEVICES
GW30946 | LED SEÑAL. CONEX.RAP. AZUL 110/230V 1W | 5.75 | 1 | 50 | 50 | NR | 8011564095311 | 85308000 | 1DM00 | Building | 1DM | BUILDING | 1DM10G | BUILDING OTHERS | 1DM10G06F | 30 PLAYBUS | 1DM10G06F111 | PB LUMINOUS DEVICES
GW30947 | LED SEÑAL. CONEX.RAP. BLANCO 110/230V 1W | 5.75 | 1 | 50 | 50 | NR | 8011564095328 | 85308000 | 1DM00 | Building | 1DM | BUILDING | 1DM10G | BUILDING OTHERS | 1DM10G06F | 30 PLAYBUS | 1DM10G06F111 | PB LUMINOUS DEVICES
GW30958 | SEÑALIZADOR VERDE DIAM.6MM 24-24V CD/AC | 4.85 | 1 | 10 | 10 | NR | 8011564186712 | 85308000 | 1DM00 | Building | 1DM | BUILDING | 1DM10G | BUILDING OTHERS | 1DM10G06F | 30 PLAYBUS | 1DM10G06F111 | PB LUMINOUS DEVICES
GW30959 | SEÑALIZADOR VERDE DIAM.6MM 110-230V CA | 4.85 | 1 | 10 | 10 | NR | 8011564186729 | 85308000 | 1DM00 | Building | 1DM | BUILDING | 1DM10G | BUILDING OTHERS | 1DM10G06F | 30 PLAYBUS | 1DM10G06F111 | PB LUMINOUS DEVICES
GW30960 | UNIDAD SENALIZ. VERDE 6MM 48V AC/DC | 4.85 | 1 | 10 | 10 | NR | 8011564248069 | 85308000 | 1DM00 | Building | 1DM | BUILDING | 1DM10G | BUILDING OTHERS | 1DM10G06F | 30 PLAYBUS | 1DM10G06F111 | PB LUMINOUS DEVICES
GW32002 | PLACA 2 MOD.GRIS PIZARRA PLAYBUS | 20.8 | 1 | 1 | 48 | NR | 8011564025349 | 85389099 | 1DM00 | Building | 1DM | BUILDING | 1DM10G | BUILDING OTHERS | 1DM10G06F | 30 PLAYBUS | 1DM10G06F143 | PB PLAYBUS PLATES
GW32003 | PLACA 3 MOD.GRIS PIZARRA PLAYBUS | 20.8 | 1 | 1 | 48 | NR | 8011564031456 | 85389099 | 1DM00 | Building | 1DM | BUILDING | 1DM10G | BUILDING OTHERS | 1DM10G06F | 30 PLAYBUS | 1DM10G06F143 | PB PLAYBUS PLATES
GW32004 | PLACA 4 MOD.GRIS PIZARRA PLAYBUS | 33.7 | 1 | 1 | 24 | NR | 8011564031463 | 85389099 | 1DM00 | Building | 1DM | BUILDING | 1DM10G | BUILDING OTHERS | 1DM10G06F | 30 PLAYBUS | 1DM10G06F143 | PB PLAYBUS PLATES
GW32006 | PLACA 6 MOD.GRIS PIZARRA PLAYBUS | 42.65 | 1 | 1 | 24 | NR | 8011564031470 | 85389099 | 1DM00 | Building | 1DM | BUILDING | 1DM10G | BUILDING OTHERS | 1DM10G06F | 30 PLAYBUS | 1DM10G06F143 | PB PLAYBUS PLATES
GW32007 | PLACA 8 MOD.GRIS PIZARRA PLAYBUS | 55 | 1 | 6 | 12 | NR | 8011564031487 | 85389099 | 1DM00 | Building | 1DM | BUILDING | 1DM10G | BUILDING OTHERS | 1DM10G06F | 30 PLAYBUS | 1DM10G06F143 | PB PLAYBUS PLATES
GW32008 | PLACA 12 MOD.GRIS PIZARRA PLAYBUS | 71.5 | 1 | 6 | 12 | NR | 8011564031494 | 85389099 | 1DM00 | Building | 1DM | BUILDING | 1DM10G | BUILDING OTHERS | 1DM10G06F | 30 PLAYBUS | 1DM10G06F143 | PB PLAYBUS PLATES
GW32009 | PLACA 18 MOD.GRIS PIZARRA PLAYBUS | 101 | 1 | 1 | 6 | NR | 8011564025356 | 85389099 | 1DM00 | Building | 1DM | BUILDING | 1DM10G | BUILDING OTHERS | 1DM10G06F | 30 PLAYBUS | 1DM10G06F143 | PB PLAYBUS PLATES
GW32012 | PLACA 2 MOD.GRIS TITANIO PLAYBUS | 20.8 | 1 | 1 | 48 | NR | 8011564031517 | 85389099 | 1DM00 | Building | 1DM | BUILDING | 1DM10G | BUILDING OTHERS | 1DM10G06F | 30 PLAYBUS | 1DM10G06F143 | PB PLAYBUS PLATES
GW32013 | PLACA 3 MOD.GRIS TITANIO PLAYBUS | 20.8 | 1 | 1 | 48 | NR | 8011564031524 | 85389099 | 1DM00 | Building | 1DM | BUILDING | 1DM10G | BUILDING OTHERS | 1DM10G06F | 30 PLAYBUS | 1DM10G06F143 | PB PLAYBUS PLATES
GW32014 | PLACA 4 MOD.GRIS TITANIO PLAYBUS | 33.7 | 1 | 1 | 24 | NR | 8011564031531 | 85389099 | 1DM00 | Building | 1DM | BUILDING | 1DM10G | BUILDING OTHERS | 1DM10G06F | 30 PLAYBUS | 1DM10G06F143 | PB PLAYBUS PLATES
GW32016 | PLACA 6 MOD.GRIS TITANIO PLAYBUS | 42.65 | 1 | 1 | 24 | NR | 8011564031548 | 85389099 | 1DM00 | Building | 1DM | BUILDING | 1DM10G | BUILDING OTHERS | 1DM10G06F | 30 PLAYBUS | 1DM10G06F143 | PB PLAYBUS PLATES
GW32017 | PLACA 8 MOD.GRIS TITANIO PLAYBUS | 55 | 1 | 6 | 12 | NR | 8011564031555 | 85389099 | 1DM00 | Building | 1DM | BUILDING | 1DM10G | BUILDING OTHERS | 1DM10G06F | 30 PLAYBUS | 1DM10G06F143 | PB PLAYBUS PLATES
GW32018 | PLACA 12 MOD.GRIS TITANIO PLAYBUS | 71.5 | 1 | 6 | 12 | NR | 8011564031562 | 85389099 | 1DM00 | Building | 1DM | BUILDING | 1DM10G | BUILDING OTHERS | 1DM10G06F | 30 PLAYBUS | 1DM10G06F143 | PB PLAYBUS PLATES
GW32019 | PLACA 18 MOD.GRIS TITANIO PLAYBUS | 101 | 1 | 1 | 6 | NR | 8011564031579 | 85389099 | 1DM00 | Building | 1DM | BUILDING | 1DM10G | BUILDING OTHERS | 1DM10G06F | 30 PLAYBUS | 1DM10G06F143 | PB PLAYBUS PLATES
GW32022 | PLACA 2M.BLANCO NIEVE PLAYBUS | 16.5 | 1 | 1 | 48 | NR | 8011564031593 | 85389099 | 1DM00 | Building | 1DM | BUILDING | 1DM10G | BUILDING OTHERS | 1DM10G06F | 30 PLAYBUS | 1DM10G06F143 | PB PLAYBUS PLATES
GW32023 | PLACA 3M.BLANCO NIEVE PLAYBUS | 16.5 | 1 | 1 | 48 | NR | 8011564031609 | 85389099 | 1DM00 | Building | 1DM | BUILDING | 1DM10G | BUILDING OTHERS | 1DM10G06F | 30 PLAYBUS | 1DM10G06F143 | PB PLAYBUS PLATES
GW32024 | PLACA 4M.BLANCO NIEVE PLAYBUS | 25.75 | 1 | 1 | 24 | NR | 8011564031616 | 85389099 | 1DM00 | Building | 1DM | BUILDING | 1DM10G | BUILDING OTHERS | 1DM10G06F | 30 PLAYBUS | 1DM10G06F143 | PB PLAYBUS PLATES
GW32026 | PLACA 6M.BLANCO NIEVE PLAYBUS | 33.15 | 1 | 1 | 24 | NR | 8011564031623 | 85389099 | 1DM00 | Building | 1DM | BUILDING | 1DM10G | BUILDING OTHERS | 1DM10G06F | 30 PLAYBUS | 1DM10G06F143 | PB PLAYBUS PLATES
GW32027 | PLACA 8M.BLANCO NIEVE PLAYBUS | 42.65 | 1 | 6 | 12 | NR | 8011564031630 | 85389099 | 1DM00 | Building | 1DM | BUILDING | 1DM10G | BUILDING OTHERS | 1DM10G06F | 30 PLAYBUS | 1DM10G06F143 | PB PLAYBUS PLATES
GW32028 | PLACA 12M.BLANCO NIEVE PLAYBUS | 54 | 1 | 6 | 12 | NR | 8011564031647 | 85389099 | 1DM00 | Building | 1DM | BUILDING | 1DM10G | BUILDING OTHERS | 1DM10G06F | 30 PLAYBUS | 1DM10G06F143 | PB PLAYBUS PLATES
GW32029 | PLACA 18M.BLANCO NIEVE PLAYBUS | 74 | 1 | 1 | 6 | NR | 8011564025233 | 85389099 | 1DM00 | Building | 1DM | BUILDING | 1DM10G | BUILDING OTHERS | 1DM10G06F | 30 PLAYBUS | 1DM10G06F143 | PB PLAYBUS PLATES
GW32052 | PLACA 2M.NEGRO TÓNER PLAYBUS | 16.5 | 1 | 12 | 48 | NR | 8011564039186 | 85389099 | 1DM00 | Building | 1DM | BUILDING | 1DM10G | BUILDING OTHERS | 1DM10G06F | 30 PLAYBUS | 1DM10G06F143 | PB PLAYBUS PLATES
GW32053 | PLACA 3M.NEGRO TÓNER PLAYBUS | 16.5 | 1 | 1 | 48 | NR | 8011564039193 | 85389099 | 1DM00 | Building | 1DM | BUILDING | 1DM10G | BUILDING OTHERS | 1DM10G06F | 30 PLAYBUS | 1DM10G06F143 | PB PLAYBUS PLATES
GW32054 | PLACA 4M.NEGRO TÓNER PLAYBUS | 25.75 | 1 | 1 | 24 | NR | 8011564039216 | 85389099 | 1DM00 | Building | 1DM | BUILDING | 1DM10G | BUILDING OTHERS | 1DM10G06F | 30 PLAYBUS | 1DM10G06F143 | PB PLAYBUS PLATES
GW32056 | PLACA 6M.NEGRO TÓNER PLAYBUS | 33.15 | 1 | 1 | 24 | NR | 8011564039223 | 85389099 | 1DM00 | Building | 1DM | BUILDING | 1DM10G | BUILDING OTHERS | 1DM10G06F | 30 PLAYBUS | 1DM10G06F143 | PB PLAYBUS PLATES
GW32057 | PLACA 8M NEGRO TÓNER PLAYBUS | 42.65 | 1 | 6 | 12 | NR | 8011564039247 | 85389099 | 1DM00 | Building | 1DM | BUILDING | 1DM10G | BUILDING OTHERS | 1DM10G06F | 30 PLAYBUS | 1DM10G06F143 | PB PLAYBUS PLATES
GW32072 | PLACA 2MOD.CROMO SOFT PLAYBUS | 33.7 | 1 | 12 | 48 | NR | 8011564041172 | 85389099 | 1DM00 | Building | 1DM | BUILDING | 1DM10G | BUILDING OTHERS | 1DM10G06F | 30 PLAYBUS | 1DM10G06F143 | PB PLAYBUS PLATES
GW32073 | PLACA 3MOD.CROMO SOFT PLAYBUS | 33.7 | 1 | 1 | 48 | NR | 8011564041189 | 85389099 | 1DM00 | Building | 1DM | BUILDING | 1DM10G | BUILDING OTHERS | 1DM10G06F | 30 PLAYBUS | 1DM10G06F143 | PB PLAYBUS PLATES
GW32074 | PLACA 4MOD.CROMO SOFT PLAYBUS | 49.55 | 1 | 1 | 24 | NR | 8011564041196 | 85389099 | 1DM00 | Building | 1DM | BUILDING | 1DM10G | BUILDING OTHERS | 1DM10G06F | 30 PLAYBUS | 1DM10G06F143 | PB PLAYBUS PLATES
GW32076 | PLACA 6MOD.COLOR CROMO SOFT PLAYBUS | 61 | 1 | 1 | 24 | NR | 8011564041202 | 85389099 | 1DM00 | Building | 1DM | BUILDING | 1DM10G | BUILDING OTHERS | 1DM10G06F | 30 PLAYBUS | 1DM10G06F143 | PB PLAYBUS PLATES
GW32077 | PLACA 8MOD.CROMO SOFT PLAYBUS | 74.5 | 1 | 6 | 12 | NR | 8011564041219 | 85389099 | 1DM00 | Building | 1DM | BUILDING | 1DM10G | BUILDING OTHERS | 1DM10G06F | 30 PLAYBUS | 1DM10G06F143 | PB PLAYBUS PLATES
GW32121 | PLACA 1M.GRIS PIZAR.M.PLAYBUS PERF.+CAJA | 23.7 | 1 | 1 | 30 | NR | 8011564102323 | 85389099 | 1DM00 | Building | 1DM | BUILDING | 1DM10G | BUILDING OTHERS | 1DM10G06F | 30 PLAYBUS | 1DM10G06F145 | PB OTHERS PLATES/ACC
GW32123 | PLACA 1M.BLANCO NUBE PLAYBUS PERF.+CAJA | 21.75 | 1 | 1 | 30 | NR | 8011564095335 | 85389099 | 1DM00 | Building | 1DM | BUILDING | 1DM10G | BUILDING OTHERS | 1DM10G06F | 30 PLAYBUS | 1DM10G06F145 | PB OTHERS PLATES/ACC
GW32131 | PLACA 2M.GRIS PIZAR.M.PLAYBUS PERF.+CAJA | 28.95 | 1 | 1 | 30 | NR | 8011564095342 | 85389099 | 1DM00 | Building | 1DM | BUILDING | 1DM10G | BUILDING OTHERS | 1DM10G06F | 30 PLAYBUS | 1DM10G06F145 | PB OTHERS PLATES/ACC
GW32133 | PLACA 2M.BLANCO NUBE PLAYBUS PERF.+CAJA | 25.35 | 1 | 1 | 30 | NR | 8011564102330 | 85389099 | 1DM00 | Building | 1DM | BUILDING | 1DM10G | BUILDING OTHERS | 1DM10G06F | 30 PLAYBUS | 1DM10G06F145 | PB OTHERS PLATES/ACC
GW32242 | PLACA 2 M.BLANCO NUBE PLAYBUS YOUNG | 5.35 | 1 | 12 | 12 | NR | 8011564079052 | 85389099 | 1DM00 | Building | 1DM | BUILDING | 1DM10G | BUILDING OTHERS | 1DM10G06F | 30 PLAYBUS | 1DM10G06F141 | PB YOUNG PLATES
GW32243 | PLACA 3 M.BLANCO NUBE PLAYBUS YOUNG | 5.35 | 1 | 96 | 96 | NR | 8011564079069 | 85389099 | 1DM00 | Building | 1DM | BUILDING | 1DM10G | BUILDING OTHERS | 1DM10G06F | 30 PLAYBUS | 1DM10G06F141 | PB YOUNG PLATES
GW32244 | PLACA 4 M.BLANCO NUBE PLAYBUS YOUNG | 9.05 | 1 | 12 | 12 | NR | 8011564079076 | 85389099 | 1DM00 | Building | 1DM | BUILDING | 1DM10G | BUILDING OTHERS | 1DM10G06F | 30 PLAYBUS | 1DM10G06F141 | PB YOUNG PLATES
GW32246 | PLACA 6 M.BLANCO NUBE PLAYBUS YOUNG | 11.35 | 1 | 8 | 8 | NR | 8011564079083 | 85389099 | 1DM00 | Building | 1DM | BUILDING | 1DM10G | BUILDING OTHERS | 1DM10G06F | 30 PLAYBUS | 1DM10G06F141 | PB YOUNG PLATES
GW32302 | PLACA 2M.NEGRO TONER PLAYBUS/YOUNG | 5.35 | 1 | 12 | 12 | NR | 8011564071896 | 85389099 | 1DM00 | Building | 1DM | BUILDING | 1DM10G | BUILDING OTHERS | 1DM10G06F | 30 PLAYBUS | 1DM10G06F141 | PB YOUNG PLATES
GW32303 | PLACA 3M.NEGRO TONER PLAYBUS/YOUNG | 5.35 | 1 | 96 | 96 | NR | 8011564045101 | 85389099 | 1DM00 | Building | 1DM | BUILDING | 1DM10G | BUILDING OTHERS | 1DM10G06F | 30 PLAYBUS | 1DM10G06F141 | PB YOUNG PLATES
GW32304 | PLACA 4 M.NEGRO TONER PLAYBUS/YOUNG | 9.05 | 1 | 12 | 12 | NR | 8011564045118 | 85389099 | 1DM00 | Building | 1DM | BUILDING | 1DM10G | BUILDING OTHERS | 1DM10G06F | 30 PLAYBUS | 1DM10G06F141 | PB YOUNG PLATES
GW32306 | PLACA 6 M.NEGRO TONER PLAYBUS/YOUNG | 11.35 | 1 | 8 | 8 | NR | 8011564045125 | 85389099 | 1DM00 | Building | 1DM | BUILDING | 1DM10G | BUILDING OTHERS | 1DM10G06F | 30 PLAYBUS | 1DM10G06F141 | PB YOUNG PLATES
GW32402 | SOPORTE 2 MODULOS PLAYBUS | 2.9 | 1 | 10 | 150 | NR | 8011564031821 | 85389099 | 1DM00 | Building | 1DM | BUILDING | 1DM10G | BUILDING OTHERS | 1DM10G06F | 30 PLAYBUS | 1DM10G06F145 | PB OTHERS PLATES/ACC
GW32403 | SOPORTE 3 MODULOS PLAYBUS | 2.05 | 1 | 10 | 150 | NR | 8011564031838 | 85389099 | 1DM00 | Building | 1DM | BUILDING | 1DM10G | BUILDING OTHERS | 1DM10G06F | 30 PLAYBUS | 1DM10G06F145 | PB OTHERS PLATES/ACC
GW32404 | SOPORTE 4 MODULOS PLAYBUS | 4.45 | 1 | 10 | 100 | NR | 8011564031845 | 85389099 | 1DM00 | Building | 1DM | BUILDING | 1DM10G | BUILDING OTHERS | 1DM10G06F | 30 PLAYBUS | 1DM10G06F145 | PB OTHERS PLATES/ACC
GW32406 | SOPORTE 6 MODULOS PLAYBUS | 6.2 | 1 | 10 | 100 | NR | 8011564031852 | 85389099 | 1DM00 | Building | 1DM | BUILDING | 1DM10G | BUILDING OTHERS | 1DM10G06F | 30 PLAYBUS | 1DM10G06F145 | PB OTHERS PLATES/ACC
GW32407 | SOPORTE 8 MODULOS PLAYBUS | 6.9 | 1 | 5 | 50 | NR | 8011564031869 | 85389099 | 1DM00 | Building | 1DM | BUILDING | 1DM10G | BUILDING OTHERS | 1DM10G06F | 30 PLAYBUS | 1DM10G06F145 | PB OTHERS PLATES/ACC
GW32408 | SOPORTE 12 MODULOS PLAYBUS | 8.65 | 1 | 5 | 50 | NR | 8011564031876 | 85389099 | 1DM00 | Building | 1DM | BUILDING | 1DM10G | BUILDING OTHERS | 1DM10G06F | 30 PLAYBUS | 1DM10G06F145 | PB OTHERS PLATES/ACC
GW32409 | SOPORTE 18 MODULOS PLAYBUS | 11.65 | 1 | 5 | 25 | NR | 8011564031883 | 85389099 | 1DM00 | Building | 1DM | BUILDING | 1DM10G | BUILDING OTHERS | 1DM10G06F | 30 PLAYBUS | 1DM10G06F145 | PB OTHERS PLATES/ACC
GW32411 | TECLADO DE MESA Y PARED 4 MODULOS | 52.5 | 1 | 2 | 24 | NR | 8011564031890 | 85381000 | 1DM00 | Building | 1DM | BUILDING | 1DM10G | BUILDING OTHERS | 1DM10G06F | 30 PLAYBUS | 1DM10G06F145 | PB OTHERS PLATES/ACC
GW32412 | TECLADO DE MESA Y PARED 8 MODULOS | 60.5 | 1 | 2 | 12 | NR | 8011564031906 | 85381000 | 1DM00 | Building | 1DM | BUILDING | 1DM10G | BUILDING OTHERS | 1DM10G06F | 30 PLAYBUS | 1DM10G06F145 | PB OTHERS PLATES/ACC
GW32421 | SOPORTE CARRIL EN 50022 1 M.P/PLAYBUS | 4 | 1 | 5 | 200 | NR | 8011564031913 | 85389099 | 1DM00 | Building | 1DM | BUILDING | 1DM10G | BUILDING OTHERS | 1DM10G06F | 30 PLAYBUS | 1DM10G06F145 | PB OTHERS PLATES/ACC
GW32431 | CAJA DE SUPERFICIE 3M BLANCO NUBE | 11.1 | 1 | 3 | 60 | NR | 8011564039582 | 85381000 | 1DM00 | Building | 1DM | BUILDING | 1DM10G | BUILDING OTHERS | 1DM10G06F | 30 PLAYBUS | 1DM10G06F145 | PB OTHERS PLATES/ACC
GW32432 | CAJA DE SUPERFICIE 3M NEGRO TONER | 11.1 | 1 | 3 | 60 | NR | 8011564039605 | 85381000 | 1DM00 | Building | 1DM | BUILDING | 1DM10G | BUILDING OTHERS | 1DM10G06F | 30 PLAYBUS | 1DM10G06F145 | PB OTHERS PLATES/ACC
GW32450 | PLACA AUTOPORTANTE ASCENSOR 1NO+1NC | 97 | 1 | 1 | 10 | NR | 8011564039681 | 85389099 | 1DM00 | Building | 1DM | BUILDING | 1DM10G | BUILDING OTHERS | 1DM10G06F | 30 PLAYBUS | 1DM10G06F145 | PB OTHERS PLATES/ACC
GW32451 | PLACA AUTOPORTANTE EMER. 1NO+1NC | 97 | 1 | 1 | 10 | NR | 8011564039698 | 85389099 | 1DM00 | Building | 1DM | BUILDING | 1DM10G | BUILDING OTHERS | 1DM10G06F | 30 PLAYBUS | 1DM10G06F145 | PB OTHERS PLATES/ACC
GW32457 | CRISTAL RECAMBIO PLACAS AUTOPORTANTES | 7.85 | 1 | 1 | 10 | NR | 8011564039735 | 85389099 | 1DM00 | Building | 1DM | BUILDING | 1DM10G | BUILDING OTHERS | 1DM10G06F | 30 PLAYBUS | 1DM10G06F145 | PB OTHERS PLATES/ACC
GW32461 | PLACA IP55 3 MODULOS BLANCO PLAYBUS | 31.1 | 1 | 1 | 60 | NR | 8011564039759 | 85389099 | 1DM00 | Building | 1DM | BUILDING | 1DM10G | BUILDING OTHERS | 1DM10G06F | 30 PLAYBUS | 1DM10G06F143 | PB PLAYBUS PLATES
GW32462 | PLACA IP55 3 MODULOS NEGRO PLAYBUS | 31.1 | 1 | 1 | 60 | NR | 8011564039773 | 85389099 | 1DM00 | Building | 1DM | BUILDING | 1DM10G | BUILDING OTHERS | 1DM10G06F | 30 PLAYBUS | 1DM10G06F143 | PB PLAYBUS PLATES
GW32466 | PLACA IP55 4 MODULOS BLANCO PLAYBUS | 37.6 | 1 | 1 | 30 | NR | 8011564039797 | 85389099 | 1DM00 | Building | 1DM | BUILDING | 1DM10G | BUILDING OTHERS | 1DM10G06F | 30 PLAYBUS | 1DM10G06F143 | PB PLAYBUS PLATES
GW32467 | PLACA IP55 4 MODULOS NEGRO PLAYBUS | 37.6 | 1 | 1 | 30 | NR | 8011564039803 | 85389099 | 1DM00 | Building | 1DM | BUILDING | 1DM10G | BUILDING OTHERS | 1DM10G06F | 30 PLAYBUS | 1DM10G06F143 | PB PLAYBUS PLATES
GW32752 | PLACA 2 M.CROMO SOFT PLAYBUS YOUNG | 33.15 | 1 | 12 | 12 | NR | 8011564078505 | 85389099 | 1DM00 | Building | 1DM | BUILDING | 1DM10G | BUILDING OTHERS | 1DM10G06F | 30 PLAYBUS | 1DM10G06F141 | PB YOUNG PLATES
GW32753 | PLACA 3 M.CROMO SOFT PLAYBUS YOUNG | 33.15 | 1 | 12 | 12 | NR | 8011564078512 | 85389099 | 1DM00 | Building | 1DM | BUILDING | 1DM10G | BUILDING OTHERS | 1DM10G06F | 30 PLAYBUS | 1DM10G06F141 | PB YOUNG PLATES
GW32754 | PLACA 4 M.CROMO SOFT PLAYBUS YOUNG | 49.05 | 1 | 12 | 12 | NR | 8011564078529 | 85389099 | 1DM00 | Building | 1DM | BUILDING | 1DM10G | BUILDING OTHERS | 1DM10G06F | 30 PLAYBUS | 1DM10G06F141 | PB YOUNG PLATES
GW32756 | PLACA 6 M.CROMO SOFT PLAYBUS YOUNG | 60.5 | 1 | 8 | 8 | NR | 8011564078536 | 85389099 | 1DM00 | Building | 1DM | BUILDING | 1DM10G | BUILDING OTHERS | 1DM10G06F | 30 PLAYBUS | 1DM10G06F141 | PB YOUNG PLATES
GW35001W | INTERRUPTOR 1P-10AX EMB RAP DAHLIA BL | 4.1 | 1 | 10 | 100 | NR | 8011564855793 | 85365080 | 1DM05 | Building | 1DM | BUILDING | 1DM10G | BUILDING OTHERS | 1DM10G06H | MONOBLOC RANGES | 1DM10G06H191 | DAHLIA WHITE DEVICES
GW35002W | INT. 1P-10AX LUMIN. EMB. RÁP. DAHLIA BL | 6.2 | 1 | 10 | 100 | NR | 8011564862418 | 85365080 | 1DM05 | Building | 1DM | BUILDING | 1DM10G | BUILDING OTHERS | 1DM10G06H | MONOBLOC RANGES | 1DM10G06H191 | DAHLIA WHITE DEVICES
GW35003W | INT. 2P-10AX EMB. RÁPIDO. DAHLIA BL | 8.25 | 1 | 10 | 100 | NR | 8011564862449 | 85365080 | 1DM05 | Building | 1DM | BUILDING | 1DM10G | BUILDING OTHERS | 1DM10G06H | MONOBLOC RANGES | 1DM10G06H191 | DAHLIA WHITE DEVICES
GW35006W | INT 1P-10AX LENTE ILUM EMB. RAP. DH BL | 6.8 | 1 | 10 | 100 | NR | 8011564728752 | 85365080 | 1DM05 | Building | 1DM | BUILDING | 1DM10G | BUILDING OTHERS | 1DM10G06H | MONOBLOC RANGES | 1DM10G06H191 | DAHLIA WHITE DEVICES
GW35011W | CONMUTADOR 1P-10AX EMB RAP DAHLIA BL | 4.55 | 1 | 10 | 100 | NR | 8011564862456 | 85365080 | 1DM05 | Building | 1DM | BUILDING | 1DM10G | BUILDING OTHERS | 1DM10G06H | MONOBLOC RANGES | 1DM10G06H191 | DAHLIA WHITE DEVICES
GW35012W | CONMUT. 1P-10AX LUM. EMB. RÁP. DAHLIA BL | 6.7 | 1 | 10 | 100 | NR | 8011564862470 | 85365080 | 1DM05 | Building | 1DM | BUILDING | 1DM10G | BUILDING OTHERS | 1DM10G06H | MONOBLOC RANGES | 1DM10G06H191 | DAHLIA WHITE DEVICES
GW35015W | CRUZAMIENTO 1P-10AX EMB. RÁP. DAHLIA BL. | 9.25 | 1 | 10 | 100 | NR | 8011564862494 | 85365080 | 1DM05 | Building | 1DM | BUILDING | 1DM10G | BUILDING OTHERS | 1DM10G06H | MONOBLOC RANGES | 1DM10G06H191 | DAHLIA WHITE DEVICES
GW35016W | CONMUT 1P-10AX LENTE ILUM EMB RAP DH BL | 7.3 | 1 | 10 | 100 | NR | 8011564728769 | 85365080 | 1DM05 | Building | 1DM | BUILDING | 1DM10G | BUILDING OTHERS | 1DM10G06H | MONOBLOC RANGES | 1DM10G06H191 | DAHLIA WHITE DEVICES
GW35021W | PULSADOR 1P-10AX EMB. RÁP. DAHLIA BL | 5.35 | 1 | 10 | 100 | NR | 8011564862500 | 85365080 | 1DM05 | Building | 1DM | BUILDING | 1DM10G | BUILDING OTHERS | 1DM10G06H | MONOBLOC RANGES | 1DM10G06H191 | DAHLIA WHITE DEVICES
GW35022W | PULS. 1P-10AX LUM. EMB. RÁP. DAHLIA BL | 7.4 | 1 | 10 | 100 | NR | 8011564862517 | 85365080 | 1DM05 | Building | 1DM | BUILDING | 1DM10G | BUILDING OTHERS | 1DM10G06H | MONOBLOC RANGES | 1DM10G06H191 | DAHLIA WHITE DEVICES
GW35026W | PULSADOR 1P-10A LENTE ILUM EMB RAP DH BL | 8.15 | 1 | 10 | 100 | NR | 8011564728776 | 85365080 | 1DM05 | Building | 1DM | BUILDING | 1DM10G | BUILDING OTHERS | 1DM10G06H | MONOBLOC RANGES | 1DM10G06H191 | DAHLIA WHITE DEVICES
GW35031W | INTERRUPTOR 1P 10AX DAHLIA BLANCO | 5.95 | 1 | 10 | 100 | NR | 8011564862425 | 85365080 | 1DM05 | Building | 1DM | BUILDING | 1DM10G | BUILDING OTHERS | 1DM10G06H | MONOBLOC RANGES | 1DM10G06H191 | DAHLIA WHITE DEVICES
GW35051W | INT. DOBLE 1P-10AX EMB. RÁP. DAHLIA BL. | 6.6 | 1 | 10 | 100 | NR | 8011564862432 | 85365080 | 1DM05 | Building | 1DM | BUILDING | 1DM10G | BUILDING OTHERS | 1DM10G06H | MONOBLOC RANGES | 1DM10G06H191 | DAHLIA WHITE DEVICES
GW35052W | CONMUT. DOBLE 1P-10AX EMB RÁP DAHLIA BL | 7.3 | 1 | 10 | 100 | NR | 8011564862487 | 85365080 | 1DM05 | Building | 1DM | BUILDING | 1DM10G | BUILDING OTHERS | 1DM10G06H | MONOBLOC RANGES | 1DM10G06H191 | DAHLIA WHITE DEVICES
GW35071W | CONMUT. 1P-10AX DAHLIA BL | 6.7 | 1 | 10 | 100 | NR | 8011564862463 | 85365080 | 1DM05 | Building | 1DM | BUILDING | 1DM10G | BUILDING OTHERS | 1DM10G06H | MONOBLOC RANGES | 1DM10G06H191 | DAHLIA WHITE DEVICES
GW35201W | T. FUERZA ESP.2P+T 16A DAH/BL EMB RÁPIDO | 4.95 | 1 | 10 | 100 | NR | 8011564862524 | 85366990 | 1DM05 | Building | 1DM | BUILDING | 1DM10G | BUILDING OTHERS | 1DM10G06H | MONOBLOC RANGES | 1DM10G06H191 | DAHLIA WHITE DEVICES
GW35202W | T. FUERZA ESP. 2P+T 16A TORNILLO DAH/BL | 4.45 | 1 | 10 | 100 | NR | 8011564862548 | 85366990 | 1DM05 | Building | 1DM | BUILDING | 1DM10G | BUILDING OTHERS | 1DM10G06H | MONOBLOC RANGES | 1DM10G06H191 | DAHLIA WHITE DEVICES
GW35203W | T. FUERZA ESP. 2P+T 16A TAPA IP40 DAH/BL | 7.4 | 1 | 10 | 100 | NR | 8011564862562 | 85366990 | 1DM05 | Building | 1DM | BUILDING | 1DM10G | BUILDING OTHERS | 1DM10G06H | MONOBLOC RANGES | 1DM10G06H191 | DAHLIA WHITE DEVICES
GW35204W | T. FUERZA DOBLE N.ESP. 2P+T 16A DAH/BL | 8.75 | 1 | 6 | 60 | NR | 8011564862579 | 85366990 | 1DM05 | Building | 1DM | BUILDING | 1DM10G | BUILDING OTHERS | 1DM10G06H | MONOBLOC RANGES | 1DM10G06H191 | DAHLIA WHITE DEVICES
GW35206W | T.FUERZA N.ESP.2P+T 16A DAH/BL EMB RÁP. | 7.4 | 1 | 10 | 100 | NR | 8011564862531 | 85366990 | 1DM05 | Building | 1DM | BUILDING | 1DM10G | BUILDING OTHERS | 1DM10G06H | MONOBLOC RANGES | 1DM10G06H191 | DAHLIA WHITE DEVICES
GW35207W | T. FUERZA N.ESP. 2P+T 16A DAH/BL | 6.6 | 1 | 10 | 100 | NR | 8011564862555 | 85366990 | 1DM05 | Building | 1DM | BUILDING | 1DM10G | BUILDING OTHERS | 1DM10G06H | MONOBLOC RANGES | 1DM10G06H191 | DAHLIA WHITE DEVICES
GW35211W | T. FUERZA FR. 2P+T 16A EMB RAP DAH/BL | 4.95 | 1 | 10 | 100 | NR | 8011564862586 | 85366990 | 1DM05 | Building | 1DM | BUILDING | 1DM10G | BUILDING OTHERS | 1DM10G06H | MONOBLOC RANGES | 1DM10G06H191 | DAHLIA WHITE DEVICES
GW35212W | T. FUERZA FRANCESA 2P+T 16A DAH/BL | 4.45 | 1 | 10 | 100 | NR | 8011564855809 | 85366990 | 1DM05 | Building | 1DM | BUILDING | 1DM10G | BUILDING OTHERS | 1DM10G06H | MONOBLOC RANGES | 1DM10G06H191 | DAHLIA WHITE DEVICES
GW35213W | T. FUERZA FR. 2P+T 16A TAPA IP40 DAH/BL | 7.4 | 1 | 10 | 100 | NR | 8011564862609 | 85366990 | 1DM05 | Building | 1DM | BUILDING | 1DM10G | BUILDING OTHERS | 1DM10G06H | MONOBLOC RANGES | 1DM10G06H191 | DAHLIA WHITE DEVICES
GW35214W | T. FUERZA DOBLE N.FR. 2P+T 16A DAH/BL | 8.75 | 1 | 6 | 60 | NR | 8011564862616 | 85366990 | 1DM05 | Building | 1DM | BUILDING | 1DM10G | BUILDING OTHERS | 1DM10G06H | MONOBLOC RANGES | 1DM10G06H191 | DAHLIA WHITE DEVICES
GW35216W | T.FUERZA N.FR.2P+T 16A DAH/BL EMB RÁP. | 7.4 | 1 | 10 | 100 | NR | 8011564862593 | 85366990 | 1DM05 | Building | 1DM | BUILDING | 1DM10G | BUILDING OTHERS | 1DM10G06H | MONOBLOC RANGES | 1DM10G06H191 | DAHLIA WHITE DEVICES
GW35251W | BASE TELEFÓNICA RJ11 DAHLIA BLANCA | 10 | 1 | 10 | 100 | NR | 8011564862630 | 85366930 | 1DM05 | Building | 1DM | BUILDING | 1DM10G | BUILDING OTHERS | 1DM10G06H | MONOBLOC RANGES | 1DM10G06H191 | DAHLIA WHITE DEVICES
GW35261W | BASE TV DIRECTA 0dB DAHLIA BLANCA | 7.85 | 1 | 10 | 100 | NR | 8011564862623 | 85366910 | 1DM05 | Building | 1DM | BUILDING | 1DM10G | BUILDING OTHERS | 1DM10G06H | MONOBLOC RANGES | 1DM10G06H191 | DAHLIA WHITE DEVICES
GW35271W | TOMA DATOS RJ45 UTP CAT.5E DAHLIA BL. | 11.65 | 1 | 10 | 100 | NR | 8011564862647 | 85366930 | 1DM05 | Building | 1DM | BUILDING | 1DM10G | BUILDING OTHERS | 1DM10G06H | MONOBLOC RANGES | 1DM10G06H191 | DAHLIA WHITE DEVICES
GW35272W | TOMA DATOS RJ45 FTP CAT.5E DAHLIA BL. | 17.6 | 1 | 10 | 100 | NR | 8011564862654 | 85366930 | 1DM05 | Building | 1DM | BUILDING | 1DM10G | BUILDING OTHERS | 1DM10G06H | MONOBLOC RANGES | 1DM10G06H191 | DAHLIA WHITE DEVICES
GW35273W | TOMA DATOS RJ45 UTP CAT.6 DAHLIA BL. | 14.2 | 1 | 10 | 100 | NR | 8011564862661 | 85366930 | 1DM05 | Building | 1DM | BUILDING | 1DM10G | BUILDING OTHERS | 1DM10G06H | MONOBLOC RANGES | 1DM10G06H191 | DAHLIA WHITE DEVICES
GW35274W | TOMA DATOS RJ45 FTP CAT.6 DAHLIA BL. | 18.85 | 1 | 10 | 100 | NR | 8011564862678 | 85366930 | 1DM05 | Building | 1DM | BUILDING | 1DM10G | BUILDING OTHERS | 1DM10G06H | MONOBLOC RANGES | 1DM10G06H191 | DAHLIA WHITE DEVICES
GW35280W | CONT. VACÍO PARA 1 TOMA KEYSTONE DAH/BL | 3.4 | 1 | 10 | 100 | NR | 8011564862685 | 85389099 | 1DM05 | Building | 1DM | BUILDING | 1DM10G | BUILDING OTHERS | 1DM10G06H | MONOBLOC RANGES | 1DM10G06H191 | DAHLIA WHITE DEVICES
GW35301W | REGUL.EL.ROTATIVO CONM. 4-160W B. | 43.15 | 1 | 6 | 60 | NR | 8011564928381 | 85365080 | 1DM05 | Building | 1DM | BUILDING | 1DM10G | BUILDING OTHERS | 1DM10G06H | MONOBLOC RANGES | 1DM10G06H191 | DAHLIA WHITE DEVICES
GW35901AD | PLACA DAHLIA P. 1 MECANISMO GRIS OSCURO | 2.45 | 1 | 1 | 240 | NR | 8011564856912 | 85389099 | 1DM05 | Building | 1DM | BUILDING | 1DM10G | BUILDING OTHERS | 1DM10G06H | MONOBLOC RANGES | 1DM10G06H195 | DAHLIA PLATES
GW35901AG | PLACA DAHLIA P. 1 MECANISMO GRIS CLARO | 2.15 | 1 | 1 | 240 | NR | 8011564856929 | 85389099 | 1DM05 | Building | 1DM | BUILDING | 1DM10G | BUILDING OTHERS | 1DM10G06H | MONOBLOC RANGES | 1DM10G06H195 | DAHLIA PLATES
GW35901AH | PLACA DAHLIA P. 1 MECANISMO CÁÑAMO | 2.15 | 1 | 1 | 240 | NR | 8011564856936 | 85389099 | 1DM05 | Building | 1DM | BUILDING | 1DM10G | BUILDING OTHERS | 1DM10G06H | MONOBLOC RANGES | 1DM10G06H195 | DAHLIA PLATES
GW35901AM | PLACA DAHLIA P. 1 MECANISMO CREMA | 2.45 | 1 | 1 | 240 | NR | 8011564856943 | 85389099 | 1DM05 | Building | 1DM | BUILDING | 1DM10G | BUILDING OTHERS | 1DM10G06H | MONOBLOC RANGES | 1DM10G06H195 | DAHLIA PLATES
GW35901AN | PLACA DAHLIA P. 1 MECAN. GRIS ANTRACITA | 2.45 | 1 | 1 | 240 | NR | 8011564856950 | 85389099 | 1DM05 | Building | 1DM | BUILDING | 1DM10G | BUILDING OTHERS | 1DM10G06H | MONOBLOC RANGES | 1DM10G06H195 | DAHLIA PLATES
GW35901AW | PLACA DAHLIA P. 1 MECANISMO BLANCO | 2.15 | 1 | 1 | 240 | NR | 8011564856974 | 85389099 | 1DM05 | Building | 1DM | BUILDING | 1DM10G | BUILDING OTHERS | 1DM10G06H | MONOBLOC RANGES | 1DM10G06H195 | DAHLIA PLATES
GW35901AY | PLACA DAHLIA P. 1 MECANISMO MARFIL | 2.15 | 1 | 1 | 240 | NR | 8011564856981 | 85389099 | 1DM05 | Building | 1DM | BUILDING | 1DM10G | BUILDING OTHERS | 1DM10G06H | MONOBLOC RANGES | 1DM10G06H195 | DAHLIA PLATES
GW35902AD | PLACA DAH. P. 2 MECANISMOS GRIS OSCURO | 4.65 | 1 | 1 | 120 | NR | 8011564856998 | 85389099 | 1DM05 | Building | 1DM | BUILDING | 1DM10G | BUILDING OTHERS | 1DM10G06H | MONOBLOC RANGES | 1DM10G06H195 | DAHLIA PLATES
GW35902AG | PLACA DAHLIA P. 2 MECANISMOS GRIS CLARO | 4.35 | 1 | 1 | 120 | NR | 8011564857001 | 85389099 | 1DM05 | Building | 1DM | BUILDING | 1DM10G | BUILDING OTHERS | 1DM10G06H | MONOBLOC RANGES | 1DM10G06H195 | DAHLIA PLATES
GW35902AH | PLACA DAHLIA P. 2 MECANISMOS CÁÑAMO | 4.35 | 1 | 1 | 120 | NR | 8011564857018 | 85389099 | 1DM05 | Building | 1DM | BUILDING | 1DM10G | BUILDING OTHERS | 1DM10G06H | MONOBLOC RANGES | 1DM10G06H195 | DAHLIA PLATES
GW35902AM | PLACA DAHLIA P. 2 MECANISMOS CREMA | 4.65 | 1 | 1 | 120 | NR | 8011564857025 | 85389099 | 1DM05 | Building | 1DM | BUILDING | 1DM10G | BUILDING OTHERS | 1DM10G06H | MONOBLOC RANGES | 1DM10G06H195 | DAHLIA PLATES
GW35902AN | PLACA DAHLIA P. 2 MECAN. GRIS ANTRACITA | 4.65 | 1 | 1 | 120 | NR | 8011564857032 | 85389099 | 1DM05 | Building | 1DM | BUILDING | 1DM10G | BUILDING OTHERS | 1DM10G06H | MONOBLOC RANGES | 1DM10G06H195 | DAHLIA PLATES
GW35902AW | PLACA DAHLIA P. 2 MECANISMOS BLANCO | 4.35 | 1 | 1 | 120 | NR | 8011564857049 | 85389099 | 1DM05 | Building | 1DM | BUILDING | 1DM10G | BUILDING OTHERS | 1DM10G06H | MONOBLOC RANGES | 1DM10G06H195 | DAHLIA PLATES
GW35902AY | PLACA DAHLIA P. 2 MECANISMOS MARFIL | 4.35 | 1 | 1 | 120 | NR | 8011564857056 | 85389099 | 1DM05 | Building | 1DM | BUILDING | 1DM10G | BUILDING OTHERS | 1DM10G06H | MONOBLOC RANGES | 1DM10G06H195 | DAHLIA PLATES
GW35903AD | PLACA DAH. P. 3 MECANISMOS GRIS OSCURO | 7.5 | 1 | 1 | 100 | NR | 8011564857063 | 85389099 | 1DM05 | Building | 1DM | BUILDING | 1DM10G | BUILDING OTHERS | 1DM10G06H | MONOBLOC RANGES | 1DM10G06H195 | DAHLIA PLATES
GW35903AG | PLACA DAHLIA P. 3 MECANISMOS GRIS CLARO | 6.8 | 1 | 1 | 100 | NR | 8011564857070 | 85389099 | 1DM05 | Building | 1DM | BUILDING | 1DM10G | BUILDING OTHERS | 1DM10G06H | MONOBLOC RANGES | 1DM10G06H195 | DAHLIA PLATES
GW35903AH | PLACA DAHLIA P. 3 MECANISMOS CÁÑAMO | 6.8 | 1 | 1 | 100 | NR | 8011564857087 | 85389099 | 1DM05 | Building | 1DM | BUILDING | 1DM10G | BUILDING OTHERS | 1DM10G06H | MONOBLOC RANGES | 1DM10G06H195 | DAHLIA PLATES
GW35903AM | PLACA DAHLIA P. 3 MECANISMOS CREMA | 7.5 | 1 | 1 | 100 | NR | 8011564857094 | 85389099 | 1DM05 | Building | 1DM | BUILDING | 1DM10G | BUILDING OTHERS | 1DM10G06H | MONOBLOC RANGES | 1DM10G06H195 | DAHLIA PLATES
GW35903AN | PLACA DAHLIA P. 3 MECAN. GRIS ANTRACITA | 7.5 | 1 | 1 | 100 | NR | 8011564857100 | 85389099 | 1DM05 | Building | 1DM | BUILDING | 1DM10G | BUILDING OTHERS | 1DM10G06H | MONOBLOC RANGES | 1DM10G06H195 | DAHLIA PLATES
GW35903AW | PLACA DAHLIA P. 3 MECANISMOS BLANCO | 6.8 | 1 | 1 | 100 | NR | 8011564857117 | 85389099 | 1DM05 | Building | 1DM | BUILDING | 1DM10G | BUILDING OTHERS | 1DM10G06H | MONOBLOC RANGES | 1DM10G06H195 | DAHLIA PLATES
GW35903AY | PLACA DAHLIA P. 3 MECANISMOS MARFIL | 6.8 | 1 | 1 | 100 | NR | 8011564857124 | 85389099 | 1DM05 | Building | 1DM | BUILDING | 1DM10G | BUILDING OTHERS | 1DM10G06H | MONOBLOC RANGES | 1DM10G06H195 | DAHLIA PLATES
GW35904AD | PLACA DAH. P. 4 MECANISMOS GRIS OSCURO | 10.5 | 1 | 1 | 80 | NR | 8011564857131 | 85389099 | 1DM05 | Building | 1DM | BUILDING | 1DM10G | BUILDING OTHERS | 1DM10G06H | MONOBLOC RANGES | 1DM10G06H195 | DAHLIA PLATES
GW35904AG | PLACA DAHLIA P. 4 MECANISMOS GRIS CLARO | 9.6 | 1 | 1 | 80 | NR | 8011564857148 | 85389099 | 1DM05 | Building | 1DM | BUILDING | 1DM10G | BUILDING OTHERS | 1DM10G06H | MONOBLOC RANGES | 1DM10G06H195 | DAHLIA PLATES
GW35904AH | PLACA DAHLIA P. 4 MECANISMOS CÁÑAMO | 9.6 | 1 | 1 | 80 | NR | 8011564857155 | 85389099 | 1DM05 | Building | 1DM | BUILDING | 1DM10G | BUILDING OTHERS | 1DM10G06H | MONOBLOC RANGES | 1DM10G06H195 | DAHLIA PLATES
GW35904AM | PLACA DAHLIA P. 4 MECANISMOS CREMA | 10.5 | 1 | 1 | 80 | NR | 8011564857162 | 85389099 | 1DM05 | Building | 1DM | BUILDING | 1DM10G | BUILDING OTHERS | 1DM10G06H | MONOBLOC RANGES | 1DM10G06H195 | DAHLIA PLATES
GW35904AN | PLACA DAHLIA P. 4 MECAN. GRIS ANTRACITA | 10.5 | 1 | 1 | 80 | NR | 8011564857179 | 85389099 | 1DM05 | Building | 1DM | BUILDING | 1DM10G | BUILDING OTHERS | 1DM10G06H | MONOBLOC RANGES | 1DM10G06H195 | DAHLIA PLATES
GW35904AW | PLACA DAHLIA P. 4 MECANISMOS BLANCO | 9.6 | 1 | 1 | 80 | NR | 8011564857186 | 85389099 | 1DM05 | Building | 1DM | BUILDING | 1DM10G | BUILDING OTHERS | 1DM10G06H | MONOBLOC RANGES | 1DM10G06H195 | DAHLIA PLATES
GW35904AY | PLACA DAHLIA P. 4 MECANISMOS MARFIL | 9.6 | 1 | 1 | 80 | NR | 8011564857346 | 85389099 | 1DM05 | Building | 1DM | BUILDING | 1DM10G | BUILDING OTHERS | 1DM10G06H | MONOBLOC RANGES | 1DM10G06H195 | DAHLIA PLATES
GW35905AD | PLACA DAH. P. 5 MECANISMOS GRIS OSCURO | 13.7 | 1 | 1 | 60 | NR | 8011564857193 | 85389099 | 1DM05 | Building | 1DM | BUILDING | 1DM10G | BUILDING OTHERS | 1DM10G06H | MONOBLOC RANGES | 1DM10G06H195 | DAHLIA PLATES
GW35905AG | PLACA DAHLIA P. 5 MECANISMOS GRIS CLARO | 12.65 | 1 | 1 | 60 | NR | 8011564857209 | 85389099 | 1DM05 | Building | 1DM | BUILDING | 1DM10G | BUILDING OTHERS | 1DM10G06H | MONOBLOC RANGES | 1DM10G06H195 | DAHLIA PLATES
GW35905AH | PLACA DAHLIA P. 5 MECANISMOS CÁÑAMO | 12.65 | 1 | 1 | 60 | NR | 8011564857216 | 85389099 | 1DM05 | Building | 1DM | BUILDING | 1DM10G | BUILDING OTHERS | 1DM10G06H | MONOBLOC RANGES | 1DM10G06H195 | DAHLIA PLATES
GW35905AM | PLACA DAHLIA P. 5 MECANISMOS CREMA | 13.7 | 1 | 1 | 60 | NR | 8011564857223 | 85389099 | 1DM05 | Building | 1DM | BUILDING | 1DM10G | BUILDING OTHERS | 1DM10G06H | MONOBLOC RANGES | 1DM10G06H195 | DAHLIA PLATES
GW35905AN | PLACA DAHLIA P. 5 MECAN. GRIS ANTRACITA | 13.7 | 1 | 1 | 60 | NR | 8011564857230 | 85389099 | 1DM05 | Building | 1DM | BUILDING | 1DM10G | BUILDING OTHERS | 1DM10G06H | MONOBLOC RANGES | 1DM10G06H195 | DAHLIA PLATES
GW35905AW | PLACA DAHLIA P. 5 MECANISMOS BLANCO | 12.65 | 1 | 1 | 60 | NR | 8011564857247 | 85389099 | 1DM05 | Building | 1DM | BUILDING | 1DM10G | BUILDING OTHERS | 1DM10G06H | MONOBLOC RANGES | 1DM10G06H195 | DAHLIA PLATES
GW35905AY | PLACA DAHLIA P. 5 MECANISMOS MARFIL | 12.65 | 1 | 1 | 60 | NR | 8011564857254 | 85389099 | 1DM05 | Building | 1DM | BUILDING | 1DM10G | BUILDING OTHERS | 1DM10G06H | MONOBLOC RANGES | 1DM10G06H195 | DAHLIA PLATES
GW35909AD | PLACA DOBLE GRIS OSCURO DAHLIA | 4.85 | 1 | 1 | 120 | NR | 8011564857261 | 85389099 | 1DM05 | Building | 1DM | BUILDING | 1DM10G | BUILDING OTHERS | 1DM10G06H | MONOBLOC RANGES | 1DM10G06H195 | DAHLIA PLATES
GW35909AG | PLACA DOBLE GRIS CLARO DAHLIA | 4.45 | 1 | 1 | 120 | NR | 8011564857285 | 85389099 | 1DM05 | Building | 1DM | BUILDING | 1DM10G | BUILDING OTHERS | 1DM10G06H | MONOBLOC RANGES | 1DM10G06H195 | DAHLIA PLATES
GW35909AH | PLACA DOBLE CÁÑAMO DAHLIA | 4.45 | 1 | 1 | 120 | NR | 8011564857292 | 85389099 | 1DM05 | Building | 1DM | BUILDING | 1DM10G | BUILDING OTHERS | 1DM10G06H | MONOBLOC RANGES | 1DM10G06H195 | DAHLIA PLATES
GW35909AM | PLACA DOBLE CREMA DAHLIA | 4.85 | 1 | 1 | 120 | NR | 8011564857308 | 85389099 | 1DM05 | Building | 1DM | BUILDING | 1DM10G | BUILDING OTHERS | 1DM10G06H | MONOBLOC RANGES | 1DM10G06H195 | DAHLIA PLATES
GW35909AN | PLACA DOBLE GRIS ANTRACITA DAHLIA | 4.85 | 1 | 1 | 120 | NR | 8011564857315 | 85389099 | 1DM05 | Building | 1DM | BUILDING | 1DM10G | BUILDING OTHERS | 1DM10G06H | MONOBLOC RANGES | 1DM10G06H195 | DAHLIA PLATES
GW35909AW | PLACA DOBLE BLANCA DAHLIA | 4.45 | 1 | 1 | 120 | NR | 8011564857322 | 85389099 | 1DM05 | Building | 1DM | BUILDING | 1DM10G | BUILDING OTHERS | 1DM10G06H | MONOBLOC RANGES | 1DM10G06H195 | DAHLIA PLATES
GW35909AY | PLACA DOBLE MARFIL DAHLIA | 4.45 | 1 | 1 | 120 | NR | 8011564857339 | 85389099 | 1DM05 | Building | 1DM | BUILDING | 1DM10G | BUILDING OTHERS | 1DM10G06H | MONOBLOC RANGES | 1DM10G06H195 | DAHLIA PLATES
GW35911 | CAJA DE SUPERFICIE SIMPLE DAHLIA BLANCA | 4.2 | 1 | 10 | 80 | NR | 8011564730816 | 85381000 | 1DM05 | Building | 1DM | BUILDING | 1DM10G | BUILDING OTHERS | 1DM10G06H | MONOBLOC RANGES | 1DM10G06H195 | DAHLIA PLATES
GW35912 | CAJA DE SUPERFICIE DOBLE DAHLIA BLANCA | 8.45 | 1 | 5 | 40 | NR | 8011564730823 | 85381000 | 1DM05 | Building | 1DM | BUILDING | 1DM10G | BUILDING OTHERS | 1DM10G06H | MONOBLOC RANGES | 1DM10G06H195 | DAHLIA PLATES
GW35981 | UNIDAD DE SEÑALIZACIÓN LED ÁMBAR 230Vac | 2.15 | 1 | 50 | 500 | NR | 8011564856424 | 85308000 | 1DM05 | Building | 1DM | BUILDING | 1DM10G | BUILDING OTHERS | 1DM10G06H | MONOBLOC RANGES | 1DM10G06H195 | DAHLIA PLATES
GW35986 | KIT LENTES SÍMB ILUM PARA MECANISMOS DH | 16.4 | 1 | 1 | 50 | NR | 8011564728813 | 85389099 | 1DM05 | Building | 1DM | BUILDING | 1DM10G | BUILDING OTHERS | 1DM10G06H | MONOBLOC RANGES | 1DM10G06H195 | DAHLIA PLATES
GW35991 | SOPORTE PARA DISP. CHORUS | 1.35 | 1 | 20 | 200 | NR | 8011564862692 | 85389099 | 1DM05 | Building | 1DM | BUILDING | 1DM10G | BUILDING OTHERS | 1DM10G06H | MONOBLOC RANGES | 1DM10G06H195 | DAHLIA PLATES
GW35996 | COBERTURA PROT PINTURA DAHLIA | 2.8 | 1 | 50 | 800 | NR | 8011564728820 | 85389099 | 1DM05 | Building | 1DM | BUILDING | 1DM10G | BUILDING OTHERS | 1DM10G06H | MONOBLOC RANGES | 1DM10G06H195 | DAHLIA PLATES
GW38031 | CONECTOR RJ45 UTP CAT.5E TOOLLESS | 7.5 | 1 | 10 | 50 | NR | 8011564897472 | 85366930 | 1DM00 | Building | 1DM | BUILDING | 1DM10G | BUILDING OTHERS | 1DM10G10F | DATA CENTER | 1DM10G10F271 | DC UTP SYSTEM
GW38032 | CONECTOR RJ45 UTP CAT.6 TOOLLESS | 8.35 | 1 | 10 | 50 | NR | 8011564897489 | 85366930 | 1DM00 | Building | 1DM | BUILDING | 1DM10G | BUILDING OTHERS | 1DM10G10F | DATA CENTER | 1DM10G10F271 | DC UTP SYSTEM
GW38033 | CONECTOR RJ45 UTP CAT.6A TOOLLESS | 12.25 | 1 | 10 | 50 | NR | 8011564897496 | 85366990 | 1DM00 | Building | 1DM | BUILDING | 1DM10G | BUILDING OTHERS | 1DM10G10F | DATA CENTER | 1DM10G10F271 | DC UTP SYSTEM
GW38034 | CONECTOR RJ45 FTP CAT.5E TOOLLESS | 11.35 | 1 | 10 | 50 | NR | 8011564897502 | 85366990 | 1DM00 | Building | 1DM | BUILDING | 1DM10G | BUILDING OTHERS | 1DM10G10F | DATA CENTER | 1DM10G10F271 | DC UTP SYSTEM
GW38035 | CONECTOR RJ45 FTP CAT.6 TOOLLESS | 15.85 | 1 | 10 | 50 | NR | 8011564897519 | 85366990 | 1DM00 | Building | 1DM | BUILDING | 1DM10G | BUILDING OTHERS | 1DM10G10F | DATA CENTER | 1DM10G10F271 | DC UTP SYSTEM
GW38036 | CONECTOR RJ45 FTP CAT.6A TOOLLESS | 19.15 | 1 | 10 | 50 | NR | 8011564897526 | 85366930 | 1DM00 | Building | 1DM | BUILDING | 1DM10G | BUILDING OTHERS | 1DM10G10F | DATA CENTER | 1DM10G10F271 | DC UTP SYSTEM
GW38056 | ACOPLADOR HDMI NEGRO ANCLAJE KEYSTONE | 22.85 | 1 | 1 | 48 | NR | 8011564885011 | 85366930 | 1DM00 | Building | 1DM | BUILDING | 1DM10G | BUILDING OTHERS | 1DM10G10F | DATA CENTER | 1DM10G10F271 | DC UTP SYSTEM
GW38057 | ACOPLADOR USB NEGRO ANCLAJE KEYSTONE | 14.2 | 1 | 1 | 48 | NR | 8011564885028 | 85366930 | 1DM00 | Building | 1DM | BUILDING | 1DM10G | BUILDING OTHERS | 1DM10G10F | DATA CENTER | 1DM10G10F271 | DC UTP SYSTEM
GW38098 | KIT TOMA TELF. RJ11 + CABLE | 44.35 | 1 | 1 | 1 | NR | 8011564890800 | 85389099 | 4BX00 | Installation | 4BX | INSTALLATION BOX | 4BX37G | CAJAS DE EMPOTRAR | 4BX37G44F | 40 CD CUAD. EMP. | 4BX37G44F469 | CD FLUSH HOME NETW.
GW38116 | LAT.RJ45-RJ45 CAT.5E UTP 0,5M BLA. | 5.05 | 1 | 1 | 24 | NR | 8011564118003 | 85444991 | 1DM00 | Building | 1DM | BUILDING | 1DM10G | BUILDING OTHERS | 1DM10G10F | DATA CENTER | 1DM10G10F271 | DC UTP SYSTEM
GW38117 | LAT.RJ45-RJ45 CAT.5E UTP 1M BLA. | 6.6 | 1 | 1 | 24 | NR | 8011564118010 | 85444991 | 1DM00 | Building | 1DM | BUILDING | 1DM10G | BUILDING OTHERS | 1DM10G10F | DATA CENTER | 1DM10G10F271 | DC UTP SYSTEM
GW38118 | LAT.RJ45-RJ45 CAT.5E UTP 2M BLA. | 9.05 | 1 | 1 | 24 | NR | 8011564118027 | 85444991 | 1DM00 | Building | 1DM | BUILDING | 1DM10G | BUILDING OTHERS | 1DM10G10F | DATA CENTER | 1DM10G10F271 | DC UTP SYSTEM
GW38119 | LAT.RJ45-RJ45 CAT.5E UTP 5M BLA. | 10.6 | 1 | 1 | 24 | NR | 8011564118034 | 85444991 | 1DM00 | Building | 1DM | BUILDING | 1DM10G | BUILDING OTHERS | 1DM10G10F | DATA CENTER | 1DM10G10F271 | DC UTP SYSTEM
GW38121 | LAT.RJ45-RJ45 CAT.5E FTP 0,5M BLA. | 9.5 | 1 | 1 | 24 | NR | 8011564118041 | 85444991 | 1DM00 | Building | 1DM | BUILDING | 1DM10G | BUILDING OTHERS | 1DM10G10F | DATA CENTER | 1DM10G10F273 | DC FTP SYSTEM
GW38122 | LAT.RJ45-RJ45 CAT.5E FTP 1M BLA. | 10.6 | 1 | 1 | 24 | NR | 8011564118058 | 85444991 | 1DM00 | Building | 1DM | BUILDING | 1DM10G | BUILDING OTHERS | 1DM10G10F | DATA CENTER | 1DM10G10F273 | DC FTP SYSTEM
GW38123 | LAT.RJ45-RJ45 CAT.5E FTP 2M BLA. | 13.2 | 1 | 1 | 24 | NR | 8011564118065 | 85444991 | 1DM00 | Building | 1DM | BUILDING | 1DM10G | BUILDING OTHERS | 1DM10G10F | DATA CENTER | 1DM10G10F273 | DC FTP SYSTEM
GW38124 | LAT.RJ45-RJ45 CAT.5E FTP 5M BLA. | 20.2 | 1 | 1 | 24 | NR | 8011564118072 | 85444991 | 1DM00 | Building | 1DM | BUILDING | 1DM10G | BUILDING OTHERS | 1DM10G10F | DATA CENTER | 1DM10G10F273 | DC FTP SYSTEM
GW38131 | LATIGUILLO RJ45-RJ45 CAT.6 UTP 1 M | 11 | 1 | 1 | 24 | NR | 8011564176812 | 85444991 | 1DM00 | Building | 1DM | BUILDING | 1DM10G | BUILDING OTHERS | 1DM10G10F | DATA CENTER | 1DM10G10F271 | DC UTP SYSTEM
GW38132 | LATIGUILLO RJ45-RJ45 CAT.6 UTP 2 M | 12.65 | 1 | 1 | 24 | NR | 8011564176973 | 85444991 | 1DM00 | Building | 1DM | BUILDING | 1DM10G | BUILDING OTHERS | 1DM10G10F | DATA CENTER | 1DM10G10F271 | DC UTP SYSTEM
GW38133 | LATIGUILLO RJ45-RJ45 CAT.6 UTP 5 M | 17.2 | 1 | 1 | 24 | NR | 8011564177086 | 85444991 | 1DM00 | Building | 1DM | BUILDING | 1DM10G | BUILDING OTHERS | 1DM10G10F | DATA CENTER | 1DM10G10F271 | DC UTP SYSTEM
GW38302 | ARMARIO PARA FIBRAS ÓPTICAS | 177 | 1 | 1 | 1 | NR | 8034035018329 | 85389099 | 1DM00 | Building | 1DM | BUILDING | 1DM10G | BUILDING OTHERS | 1DM10G10F | DATA CENTER | 1DM10G10F275 | DC OPTIC FIBRE SYST
GW38306 | 1X2 PLC SPLITER CON ADAPTADORES SC/APC | 89.5 | 1 | 1 | 12 | NR | 8034035018343 | 85389099 | 1DM00 | Building | 1DM | BUILDING | 1DM10G | BUILDING OTHERS | 1DM10G10F | DATA CENTER | 1DM10G10F275 | DC OPTIC FIBRE SYST
GW38307 | 1X4 PLC SPLITER CON ADAPTADORES SC/APC | 106.5 | 1 | 1 | 12 | NR | 8034035018350 | 85389099 | 1DM00 | Building | 1DM | BUILDING | 1DM10G | BUILDING OTHERS | 1DM10G10F | DATA CENTER | 1DM10G10F275 | DC OPTIC FIBRE SYST
GW38308 | 1X8 PLC SPLITER CON ADAPTADORES SC/APC | 130.5 | 1 | 1 | 12 | NR | 8034035018367 | 85389099 | 1DM00 | Building | 1DM | BUILDING | 1DM10G | BUILDING OTHERS | 1DM10G10F | DATA CENTER | 1DM10G10F275 | DC OPTIC FIBRE SYST
GW38309 | 1X16 PLC SPLITER CON ADAPTADORES SC/APC | 195 | 1 | 1 | 6 | NR | 8034035018374 | 85389099 | 1DM00 | Building | 1DM | BUILDING | 1DM10G | BUILDING OTHERS | 1DM10G10F | DATA CENTER | 1DM10G10F275 | DC OPTIC FIBRE SYST
GW38310 | CABLE MONOFIBRA SC/APC PATCH 0,5M | 20.8 | 1 | 1 | 20 | NR | 8034035092817 | 85389099 | 1DM00 | Building | 1DM | BUILDING | 1DM10G | BUILDING OTHERS | 1DM10G10F | DATA CENTER | 1DM10G10F275 | DC OPTIC FIBRE SYST
GW38311 | CABLE MONOFIBRA SC/APC PATCH 1M | 20.5 | 1 | 1 | 20 | NR | 8034035018398 | 85389099 | 1DM00 | Building | 1DM | BUILDING | 1DM10G | BUILDING OTHERS | 1DM10G10F | DATA CENTER | 1DM10G10F275 | DC OPTIC FIBRE SYST
GW38312 | CABLE MONOFIBRA SC/APC PATCH 2M | 22.75 | 1 | 1 | 20 | NR | 8034035018404 | 85389099 | 1DM00 | Building | 1DM | BUILDING | 1DM10G | BUILDING OTHERS | 1DM10G10F | DATA CENTER | 1DM10G10F275 | DC OPTIC FIBRE SYST
GW38317 | CABLE MONOFIBRA SC/APC PATCH 10M | 27.7 | 1 | 1 | 20 | NR | 8034035018442 | 85389099 | 1DM00 | Building | 1DM | BUILDING | 1DM10G | BUILDING OTHERS | 1DM10G10F | DATA CENTER | 1DM10G10F275 | DC OPTIC FIBRE SYST
GW38318 | CABLE MONOFIBRA SC/APC PATCH 20M | 38.95 | 1 | 1 | 15 | NR | 8034035018459 | 85389099 | 1DM00 | Building | 1DM | BUILDING | 1DM10G | BUILDING OTHERS | 1DM10G10F | DATA CENTER | 1DM10G10F275 | DC OPTIC FIBRE SYST
GW38319 | CABLE MONOFIBRA SC/APC PATCH 40M | 65.5 | 1 | 1 | 8 | NR | 8034035018466 | 85389099 | 1DM00 | Building | 1DM | BUILDING | 1DM10G | BUILDING OTHERS | 1DM10G10F | DATA CENTER | 1DM10G10F275 | DC OPTIC FIBRE SYST
GW38320 | PACH PANEL VACIO 9 CONECTORE S SC/APC | 8.35 | 1 | 6 | 84 | NR | 8034035018381 | 85389099 | 1DM00 | Building | 1DM | BUILDING | 1DM10G | BUILDING OTHERS | 1DM10G10F | DATA CENTER | 1DM10G10F275 | DC OPTIC FIBRE SYST
GW38321 | SOPORTE PARA CABLES DE FIBRA OPTICA | 8.85 | 1 | 10 | 80 | NR | 8034035018473 | 85389099 | 1DM00 | Building | 1DM | BUILDING | 1DM10G | BUILDING OTHERS | 1DM10G10F | DATA CENTER | 1DM10G10F275 | DC OPTIC FIBRE SYST
GW38322 | SOPORTES PARA ARMARIO SERVICIO FIBRA 19 | 23.7 | 1 | 1 | 10 | NR | 8034035018480 | 85389099 | 1DM00 | Building | 1DM | BUILDING | 1DM10G | BUILDING OTHERS | 1DM10G10F | DATA CENTER | 1DM10G10F275 | DC OPTIC FIBRE SYST
GW38326 | ADAPTADOR SC/APC | 4.75 | 1 | 25 | 300 | NR | 8034035018497 | 85389099 | 1DM00 | Building | 1DM | BUILDING | 1DM10G | BUILDING OTHERS | 1DM10G10F | DATA CENTER | 1DM10G10F275 | DC OPTIC FIBRE SYST
GW38331 | CAJA PARA 12 FIBRAS SC/APC | 191 | 1 | 1 | 1 | NR | 8034035018503 | 85389099 | 1DM00 | Building | 1DM | BUILDING | 1DM10G | BUILDING OTHERS | 1DM10G10F | DATA CENTER | 1DM10G10F275 | DC OPTIC FIBRE SYST
GW38334 | SOPORTE PARA EMPALME ÓPTICO - CAJA 3M | 12.55 | 1 | 1 | 30 | NR | 8034035018510 | 85389099 | 1DM00 | Building | 1DM | BUILDING | 1DM10G | BUILDING OTHERS | 1DM10G10F | DATA CENTER | 1DM10G10F275 | DC OPTIC FIBRE SYST
GW38335 | ADAPTADOR ACODADO SC/APC KEYSTONE | 16.6 | 1 | 1 | 25 | NR | 8034035018527 | 85389099 | 1DM00 | Building | 1DM | BUILDING | 1DM10G | BUILDING OTHERS | 1DM10G10F | DATA CENTER | 1DM10G10F275 | DC OPTIC FIBRE SYST
GW38338 | CAJA TERMINAL 4 FIBRAS SC/APC | 34.9 | 1 | 1 | 15 | NR | 8034035018534 | 85371098 | 1DM00 | Building | 1DM | BUILDING | 1DM10G | BUILDING OTHERS | 1DM10G10F | DATA CENTER | 1DM10G10F275 | DC OPTIC FIBRE SYST
GW38339 | CAJA TERMINAL 8 FIBRAS SC/APC | 45.1 | 1 | 1 | 5 | NR | 8034035018541 | 85389099 | 1DM00 | Building | 1DM | BUILDING | 1DM10G | BUILDING OTHERS | 1DM10G10F | DATA CENTER | 1DM10G10F275 | DC OPTIC FIBRE SYST
GW38351 | BOBINA FIBRA ÓPTICA 500M 8 FIBRAS INT. | 1204.5 | 1 | 1 | 1 | NR | 8034035018602 | 85389099 | 1DM00 | Building | 1DM | BUILDING | 1DM10G | BUILDING OTHERS | 1DM10G10F | DATA CENTER | 1DM10G10F275 | DC OPTIC FIBRE SYST
GW38352 | BOBINA FIBRA ÓPTICA 500M 8 FIBRAS EXT. | 1354.5 | 1 | 1 | 1 | NR | 8034035018619 | 85389099 | 1DM00 | Building | 1DM | BUILDING | 1DM10G | BUILDING OTHERS | 1DM10G10F | DATA CENTER | 1DM10G10F275 | DC OPTIC FIBRE SYST
GW38406 | ARMARIO PARED 19 6U 400MM. | 393.5 | 1 | 1 | 1 | NR | 8034035012198 | 85389099 | 1DM00 | Building | 1DM | BUILDING | 1DM10G | BUILDING OTHERS | 1DM10G10F | DATA CENTER | 1DM10G10F283 | DC SURF MOUNT BOARD
GW38407 | ARMARIO PARED 19 9U 400MM. | 408.5 | 1 | 1 | 1 | NR | 8034035012303 | 85389099 | 1DM00 | Building | 1DM | BUILDING | 1DM10G | BUILDING OTHERS | 1DM10G10F | DATA CENTER | 1DM10G10F283 | DC SURF MOUNT BOARD
GW38408 | ARMARIO PARED 19 12U 400MM. | 460.5 | 1 | 1 | 1 | NR | 8034035012310 | 85389099 | 1DM00 | Building | 1DM | BUILDING | 1DM10G | BUILDING OTHERS | 1DM10G10F | DATA CENTER | 1DM10G10F283 | DC SURF MOUNT BOARD
GW38409 | ARMARIO PARED 19 15U 400MM. | 497 | 1 | 1 | 1 | NR | 8034035012327 | 85389099 | 1DM00 | Building | 1DM | BUILDING | 1DM10G | BUILDING OTHERS | 1DM10G10F | DATA CENTER | 1DM10G10F283 | DC SURF MOUNT BOARD
GW38418 | ARMARIO PARED 19 12U 600MM. | 529.5 | 1 | 1 | 1 | NR | 8034035012334 | 85389099 | 1DM00 | Building | 1DM | BUILDING | 1DM10G | BUILDING OTHERS | 1DM10G10F | DATA CENTER | 1DM10G10F283 | DC SURF MOUNT BOARD
GW38419 | ARMARIO PARED 19 15U 600MM. | 554.5 | 1 | 1 | 1 | NR | 8034035012341 | 85389099 | 1DM00 | Building | 1DM | BUILDING | 1DM10G | BUILDING OTHERS | 1DM10G10F | DATA CENTER | 1DM10G10F283 | DC SURF MOUNT BOARD
GW38451 | ARMARIO SUELO 19 24U 600X600MM | 1007.5 | 1 | 1 | 1 | NR | 8034035012358 | 85381000 | 1DM00 | Building | 1DM | BUILDING | 1DM10G | BUILDING OTHERS | 1DM10G10F | DATA CENTER | 1DM10G10F285 | DC FLOOR MOUN. PANEL
GW38452 | ARMARIO SUELO 19 30U 600X600MM | 1194 | 1 | 1 | 1 | NR | 8034035012365 | 85381000 | 1DM00 | Building | 1DM | BUILDING | 1DM10G | BUILDING OTHERS | 1DM10G10F | DATA CENTER | 1DM10G10F285 | DC FLOOR MOUN. PANEL
GW38453 | ARMARIO SUELO 19 42U 600X600MM | 1269 | 1 | 1 | 1 | NR | 8034035012372 | 85381000 | 1DM00 | Building | 1DM | BUILDING | 1DM10G | BUILDING OTHERS | 1DM10G10F | DATA CENTER | 1DM10G10F285 | DC FLOOR MOUN. PANEL
GW38461 | ARMARIO SUELO 19 24U 800X800MM | 1418 | 1 | 1 | 1 | NR | 8034035012389 | 85381000 | 1DM00 | Building | 1DM | BUILDING | 1DM10G | BUILDING OTHERS | 1DM10G10F | DATA CENTER | 1DM10G10F285 | DC FLOOR MOUN. PANEL
GW38462 | ARMARIO SUELO 19 30U 800X800MM | 1514 | 1 | 1 | 1 | NR | 8034035012396 | 85381000 | 1DM00 | Building | 1DM | BUILDING | 1DM10G | BUILDING OTHERS | 1DM10G10F | DATA CENTER | 1DM10G10F285 | DC FLOOR MOUN. PANEL
GW38463 | ARMARIO SUELO 19 42U 800X800MM | 1823.5 | 1 | 1 | 1 | NR | 8034035012402 | 85381000 | 1DM00 | Building | 1DM | BUILDING | 1DM10G | BUILDING OTHERS | 1DM10G10F | DATA CENTER | 1DM10G10F285 | DC FLOOR MOUN. PANEL
GW38464 | ARMARIO SUELO 19 42U 800X1000MM | 2186.5 | 1 | 1 | 1 | NR | 8034035012419 | 85381000 | 1DM00 | Building | 1DM | BUILDING | 1DM10G | BUILDING OTHERS | 1DM10G10F | DATA CENTER | 1DM10G10F285 | DC FLOOR MOUN. PANEL
GW38471 | CERRADURA PARA ARMARIOS PARED | 19.15 | 1 | 1 | 30 | NR | 8034035013157 | 85389099 | 1DM00 | Building | 1DM | BUILDING | 1DM10G | BUILDING OTHERS | 1DM10G10F | DATA CENTER | 1DM10G10F285 | DC FLOOR MOUN. PANEL
GW38472 | CERRADURA PARA ARMARIOS SUELO | 81.5 | 1 | 1 | 5 | NR | 8034035013164 | 85389099 | 1DM00 | Building | 1DM | BUILDING | 1DM10G | BUILDING OTHERS | 1DM10G10F | DATA CENTER | 1DM10G10F285 | DC FLOOR MOUN. PANEL
GW38473 | TIRA NUMÉRICA ADHESIVA PAR ARMARIOS | 32.85 | 1 | 1 | 30 | NR | 8034035013171 | 85389099 | 1DM00 | Building | 1DM | BUILDING | 1DM10G | BUILDING OTHERS | 1DM10G10F | DATA CENTER | 1DM10G10F285 | DC FLOOR MOUN. PANEL
GW38474 | PAREJA DE MONTANTES PARA ARMARIOS 24U | 81 | 1 | 1 | 1 | NR | 8034035011641 | 85389099 | 1DM00 | Building | 1DM | BUILDING | 1DM10G | BUILDING OTHERS | 1DM10G10F | DATA CENTER | 1DM10G10F285 | DC FLOOR MOUN. PANEL
GW38475 | PAREJA DE MONTANTES PARA ARMARIOS 30U | 91 | 1 | 1 | 1 | NR | 8034035011658 | 85389099 | 1DM00 | Building | 1DM | BUILDING | 1DM10G | BUILDING OTHERS | 1DM10G10F | DATA CENTER | 1DM10G10F285 | DC FLOOR MOUN. PANEL
GW38476 | PAREJA DE MONTANTES PARA ARMARIOS 42U | 112.5 | 1 | 1 | 1 | NR | 8034035011672 | 85389099 | 1DM00 | Building | 1DM | BUILDING | 1DM10G | BUILDING OTHERS | 1DM10G10F | DATA CENTER | 1DM10G10F285 | DC FLOOR MOUN. PANEL
GW38477 | KIT 8 ANILLOS PASACABLES METALICOS H90 | 43.35 | 1 | 1 | 8 | NR | 8034035013188 | 85389099 | 1DM00 | Building | 1DM | BUILDING | 1DM10G | BUILDING OTHERS | 1DM10G10F | DATA CENTER | 1DM10G10F285 | DC FLOOR MOUN. PANEL
GW38479 | 2 VENTILADORES+CABLE+TERMOSTATO -19 | 326.5 | 1 | 1 | 8 | NR | 8034035013409 | 85389099 | 1DM00 | Building | 1DM | BUILDING | 1DM10G | BUILDING OTHERS | 1DM10G10F | DATA CENTER | 1DM10G10F285 | DC FLOOR MOUN. PANEL
GW38480 | ZOCALO METAL ARM. SUELO H100 600X600MM | 163 | 1 | 1 | 1 | NR | 8034035011689 | 85389099 | 1DM00 | Building | 1DM | BUILDING | 1DM10G | BUILDING OTHERS | 1DM10G10F | DATA CENTER | 1DM10G10F285 | DC FLOOR MOUN. PANEL
GW38481 | ZOCALO METAL ARM. SUELO H100 800X800MM | 201.5 | 1 | 1 | 1 | NR | 8034035011696 | 85389099 | 1DM00 | Building | 1DM | BUILDING | 1DM10G | BUILDING OTHERS | 1DM10G10F | DATA CENTER | 1DM10G10F285 | DC FLOOR MOUN. PANEL
GW38482 | ZOCALO METAL ARM. SUELO H100 800X1000MM | 223 | 1 | 1 | 1 | NR | 8034035011900 | 85389099 | 1DM00 | Building | 1DM | BUILDING | 1DM10G | BUILDING OTHERS | 1DM10G10F | DATA CENTER | 1DM10G10F285 | DC FLOOR MOUN. PANEL
GW38483 | CONJUNTO DE CONEXIÓN PARA ARMARIOS 19 | 82 | 1 | 1 | 15 | NR | 8034035013416 | 85389099 | 1DM00 | Building | 1DM | BUILDING | 1DM10G | BUILDING OTHERS | 1DM10G10F | DATA CENTER | 1DM10G10F285 | DC FLOOR MOUN. PANEL
GW38484 | KIT 4 RUEDAS GIRATORIAS + FRENO RACK 19 | 219.5 | 1 | 1 | 1 | NR | 8034035011917 | 85389099 | 1DM00 | Building | 1DM | BUILDING | 1DM10G | BUILDING OTHERS | 1DM10G10F | DATA CENTER | 1DM10G10F285 | DC FLOOR MOUN. PANEL
GW38485 | VENTILADOR PARA ARMARIOS PARED | 112.5 | 1 | 1 | 1 | NR | 8034035013423 | 85389099 | 1DM00 | Building | 1DM | BUILDING | 1DM10G | BUILDING OTHERS | 1DM10G10F | DATA CENTER | 1DM10G10F285 | DC FLOOR MOUN. PANEL
GW38557 | KIT TORNILLOS+TUERCAS M6 PANELES | 57 | 1 | 1 | 30 | NR | 8034035013430 | 85389099 | 1DM00 | Building | 1DM | BUILDING | 1DM10G | BUILDING OTHERS | 1DM10G10F | DATA CENTER | 1DM10G10F285 | DC FLOOR MOUN. PANEL
GW38558 | CABLES TIERRA ARMARIOS (4UNID) | 63.5 | 1 | 1 | 30 | NR | 8034035013447 | 85389099 | 1DM00 | Building | 1DM | BUILDING | 1DM10G | BUILDING OTHERS | 1DM10G10F | DATA CENTER | 1DM10G10F285 | DC FLOOR MOUN. PANEL
GW38590 | PUERTA VIDRIO ARMARIOS PARED 6U | 195 | 1 | 1 | 1 | NR | 8034035011931 | 85389099 | 1DM00 | Building | 1DM | BUILDING | 1DM10G | BUILDING OTHERS | 1DM10G10F | DATA CENTER | 1DM10G10F285 | DC FLOOR MOUN. PANEL
GW38591 | PUERTA VIDRIO ARMARIOS PARED 9U | 204.5 | 1 | 1 | 1 | NR | 8034035011948 | 85389099 | 1DM00 | Building | 1DM | BUILDING | 1DM10G | BUILDING OTHERS | 1DM10G10F | DATA CENTER | 1DM10G10F285 | DC FLOOR MOUN. PANEL
GW38592 | PUERTA VIDRIO ARMARIOS PARED 12U | 230.5 | 1 | 1 | 1 | NR | 8034035012112 | 85389099 | 1DM00 | Building | 1DM | BUILDING | 1DM10G | BUILDING OTHERS | 1DM10G10F | DATA CENTER | 1DM10G10F285 | DC FLOOR MOUN. PANEL
GW38593 | PUERTA VIDRIO ARMARIOS PARED 15U | 248.5 | 1 | 1 | 1 | NR | 8034035012129 | 85389099 | 1DM00 | Building | 1DM | BUILDING | 1DM10G | BUILDING OTHERS | 1DM10G10F | DATA CENTER | 1DM10G10F285 | DC FLOOR MOUN. PANEL
GW38594 | PUERTA VIDRIO ARM. SUELO 24U 600X600MM | 379.5 | 1 | 1 | 1 | NR | 8034035012136 | 85389099 | 1DM00 | Building | 1DM | BUILDING | 1DM10G | BUILDING OTHERS | 1DM10G10F | DATA CENTER | 1DM10G10F285 | DC FLOOR MOUN. PANEL
GW38595 | PUERTA VIDRIO ARM. SUELO 24U 800X800MM | 436 | 1 | 1 | 1 | NR | 8034035012143 | 85389099 | 1DM00 | Building | 1DM | BUILDING | 1DM10G | BUILDING OTHERS | 1DM10G10F | DATA CENTER | 1DM10G10F285 | DC FLOOR MOUN. PANEL
GW38596 | PUERTA VIDRIO ARM. SUELO 30U 600X600MM | 425.5 | 1 | 1 | 1 | NR | 8034035012150 | 85389099 | 1DM00 | Building | 1DM | BUILDING | 1DM10G | BUILDING OTHERS | 1DM10G10F | DATA CENTER | 1DM10G10F285 | DC FLOOR MOUN. PANEL
GW38597 | PUERTA VIDRIO ARM. SUELO 30U 800X800MM | 472.5 | 1 | 1 | 1 | NR | 8034035012167 | 85389099 | 1DM00 | Building | 1DM | BUILDING | 1DM10G | BUILDING OTHERS | 1DM10G10F | DATA CENTER | 1DM10G10F285 | DC FLOOR MOUN. PANEL
GW38598 | PUERTA VIDRIO ARM. SUELO 42U 600X600MM | 460.5 | 1 | 1 | 1 | NR | 8034035012174 | 85389099 | 1DM00 | Building | 1DM | BUILDING | 1DM10G | BUILDING OTHERS | 1DM10G10F | DATA CENTER | 1DM10G10F285 | DC FLOOR MOUN. PANEL
GW38599 | PUERTA VIDRIO ARM. SUELO 42U 800X800MM | 507.5 | 1 | 1 | 1 | NR | 8034035012181 | 85389099 | 1DM00 | Building | 1DM | BUILDING | 1DM10G | BUILDING OTHERS | 1DM10G10F | DATA CENTER | 1DM10G10F285 | DC FLOOR MOUN. PANEL
GW38601 | PANEL CIEGO 19 1U | 23.7 | 1 | 1 | 20 | NR | 8034035013454 | 85389099 | 1DM00 | Building | 1DM | BUILDING | 1DM10G | BUILDING OTHERS | 1DM10G10F | DATA CENTER | 1DM10G10F287 | DC BOARDS COMPL ITEM
GW38602 | PANEL CIEGO 19 2U | 26.35 | 1 | 1 | 10 | NR | 8034035013461 | 85389099 | 1DM00 | Building | 1DM | BUILDING | 1DM10G | BUILDING OTHERS | 1DM10G10F | DATA CENTER | 1DM10G10F287 | DC BOARDS COMPL ITEM
GW38603 | PATCH PANEL 19 1U-24RJ45 UTP/FTP VACI | 84 | 1 | 1 | 10 | NR | 8034035015809 | 85389099 | 1DM00 | Building | 1DM | BUILDING | 1DM10G | BUILDING OTHERS | 1DM10G10F | DATA CENTER | 1DM10G10F287 | DC BOARDS COMPL ITEM
GW38606 | REGLETA 19 1U 6 TOMAS 16A +INTERRUPTO | 156.5 | 1 | 1 | 10 | NR | 8034035013478 | 85389099 | 1DM00 | Building | 1DM | BUILDING | 1DM10G | BUILDING OTHERS | 1DM10G10F | DATA CENTER | 1DM10G10F287 | DC BOARDS COMPL ITEM
GW38607 | BANDEJA FIJA 19 2U 260MM. | 52.5 | 1 | 1 | 6 | NR | 8034035013485 | 85389099 | 1DM00 | Building | 1DM | BUILDING | 1DM10G | BUILDING OTHERS | 1DM10G10F | DATA CENTER | 1DM10G10F287 | DC BOARDS COMPL ITEM
GW38608 | BANDEJA FIJA 19 2U 360MM. | 59 | 1 | 1 | 6 | NR | 8034035013492 | 85389099 | 1DM00 | Building | 1DM | BUILDING | 1DM10G | BUILDING OTHERS | 1DM10G10F | DATA CENTER | 1DM10G10F287 | DC BOARDS COMPL ITEM
GW38609 | BANDEJA EXTRAIBLE 19 2U 410MM. | 197.5 | 1 | 1 | 6 | NR | 8034035013508 | 85389099 | 1DM00 | Building | 1DM | BUILDING | 1DM10G | BUILDING OTHERS | 1DM10G10F | DATA CENTER | 1DM10G10F287 | DC BOARDS COMPL ITEM
GW38610 | PANEL SALIDA CABLES CON CEPILLO 19 1U | 41.9 | 1 | 1 | 20 | NR | 8034035013515 | 85389099 | 1DM00 | Building | 1DM | BUILDING | 1DM10G | BUILDING OTHERS | 1DM10G10F | DATA CENTER | 1DM10G10F287 | DC BOARDS COMPL ITEM
GW38611 | PANEL PASA CABLES CON ANILLOS 19 1U | 37.5 | 1 | 1 | 15 | NR | 8034035013522 | 85389099 | 1DM00 | Building | 1DM | BUILDING | 1DM10G | BUILDING OTHERS | 1DM10G10F | DATA CENTER | 1DM10G10F287 | DC BOARDS COMPL ITEM
GW38612 | CAJÓN FIBRA ÓPTICA 24 PTOS SC/LC 19 1 | 156.5 | 1 | 1 | 1 | NR | 8034035013539 | 85389099 | 1DM00 | Building | 1DM | BUILDING | 1DM10G | BUILDING OTHERS | 1DM10G10F | DATA CENTER | 1DM10G10F287 | DC BOARDS COMPL ITEM
GW38613 | CAJÓN FIBRA ÓPTICA 24 PUERTOS ST 19 1 | 156.5 | 1 | 1 | 1 | NR | 8034035013546 | 85389099 | 1DM00 | Building | 1DM | BUILDING | 1DM10G | BUILDING OTHERS | 1DM10G10F | DATA CENTER | 1DM10G10F287 | DC BOARDS COMPL ITEM
GW40001 | CAJA DISTRIBUCIÓN SUPERF. 40 CD 4M IP55 | 26.2 | 1 | 1 | 24 | NR | 8011564012530 | 85381000 | 4BX00 | Installation | 4BX | INSTALLATION BOX | 4BX34G | CAJAS DE SUPERFICIE | 4BX34G43F | 40 CD CUAD. SUP. | 4BX34G43F443 | CD WATERTIGHT
GW40003 | CAJA DISTRIBUCIÓN SUPERF. 40 CD 8M IP55 | 36.5 | 1 | 1 | 24 | NR | 8011564012547 | 85381000 | 4BX00 | Installation | 4BX | INSTALLATION BOX | 4BX34G | CAJAS DE SUPERFICIE | 4BX34G43F | 40 CD CUAD. SUP. | 4BX34G43F443 | CD WATERTIGHT
GW40005 | CAJA DISTRIBUCIÓN SUPERF. 40 CD 12M IP55 | 69.5 | 1 | 1 | 8 | NR | 8011564012554 | 85381000 | 4BX00 | Installation | 4BX | INSTALLATION BOX | 4BX34G | CAJAS DE SUPERFICIE | 4BX34G43F | 40 CD CUAD. SUP. | 4BX34G43F443 | CD WATERTIGHT
GW40007 | CAJA DISTR. SUPERF. 40 CD 24M(12X2) IP55 | 102 | 1 | 1 | 6 | NR | 8011564012561 | 85381000 | 4BX00 | Installation | 4BX | INSTALLATION BOX | 4BX34G | CAJAS DE SUPERFICIE | 4BX34G43F | 40 CD CUAD. SUP. | 4BX34G43F443 | CD WATERTIGHT
GW40009 | CAJA DISTR. SUPERF. 40 CD 36M(18X2) IP55 | 155 | 1 | 1 | 4 | NR | 8011564012578 | 85381000 | 4BX00 | Installation | 4BX | INSTALLATION BOX | 4BX34G | CAJAS DE SUPERFICIE | 4BX34G43F | 40 CD CUAD. SUP. | 4BX34G43F443 | CD WATERTIGHT
GW40022 | CAJA DIST. SUPERF. 40CD 2M IP40 S/PUERTA | 6.15 | 1 | 1 | 84 | NR | 8011564012127 | 85381000 | 4BX00 | Installation | 4BX | INSTALLATION BOX | 4BX34G | CAJAS DE SUPERFICIE | 4BX34G43F | 40 CD CUAD. SUP. | 4BX34G43F447 | CD SUR ENCL W/O DOOR
GW40023 | CAJA DIST. SUPERF. 40CD 4M IP40 S/PUERTA | 9.25 | 1 | 1 | 36 | NR | 8011564012134 | 85381000 | 4BX00 | Installation | 4BX | INSTALLATION BOX | 4BX34G | CAJAS DE SUPERFICIE | 4BX34G43F | 40 CD CUAD. SUP. | 4BX34G43F447 | CD SUR ENCL W/O DOOR
GW40024 | CAJA DIST. SUPERF. 40CD 6M IP40 S/PUERTA | 13.05 | 1 | 1 | 34 | NR | 8011564012141 | 85381000 | 4BX00 | Installation | 4BX | INSTALLATION BOX | 4BX34G | CAJAS DE SUPERFICIE | 4BX34G43F | 40 CD CUAD. SUP. | 4BX34G43F447 | CD SUR ENCL W/O DOOR
GW40026 | CAJA DIST. SUPERF. 40CD 8M IP40 S/PUERTA | 17.85 | 1 | 1 | 24 | NR | 8011564012158 | 85381000 | 4BX00 | Installation | 4BX | INSTALLATION BOX | 4BX34G | CAJAS DE SUPERFICIE | 4BX34G43F | 40 CD CUAD. SUP. | 4BX34G43F447 | CD SUR ENCL W/O DOOR
GW40028 | CAJA DIST. SUPERF. 40CD 12M S/PUERTA | 30.6 | 1 | 1 | 12 | NR | 8011564012165 | 85381000 | 4BX00 | Installation | 4BX | INSTALLATION BOX | 4BX34G | CAJAS DE SUPERFICIE | 4BX34G43F | 40 CD CUAD. SUP. | 4BX34G43F447 | CD SUR ENCL W/O DOOR
GW40030 | CAJA DIST. SUP. 40CD 24M(12X2) S/PUERTA | 47.85 | 1 | 1 | 12 | NR | 8011564012172 | 85381000 | 4BX00 | Installation | 4BX | INSTALLATION BOX | 4BX34G | CAJAS DE SUPERFICIE | 4BX34G43F | 40 CD CUAD. SUP. | 4BX34G43F447 | CD SUR ENCL W/O DOOR
GW40032 | CAJA DIST. SUP. 40CD 36M(12X3) S/PUERTA | 65.5 | 1 | 1 | 9 | NR | 8011564012189 | 85381000 | 4BX00 | Installation | 4BX | INSTALLATION BOX | 4BX34G | CAJAS DE SUPERFICIE | 4BX34G43F | 40 CD CUAD. SUP. | 4BX34G43F447 | CD SUR ENCL W/O DOOR
GW40043 | CAJA DIST. SUPERF. 40CD DECOR. 8M B9016 | 34.75 | 1 | 1 | 14 | NR | 8011564033290 | 85381000 | 4BX00 | Installation | 4BX | INSTALLATION BOX | 4BX34G | CAJAS DE SUPERFICIE | 4BX34G43F | 40 CD CUAD. SUP. | 4BX34G43F445 | CD DECOR. SURF. ENCL
GW40043BS | CUAD.DIS.SUP.40CD 8M IP40 2REG. 9P | 39.05 | 1 | 1 | 14 | NR | 8011564896697 | 85381000 | 4BX00 | Installation | 4BX | INSTALLATION BOX | 4BX34G | CAJAS DE SUPERFICIE | 4BX34G43F | 40 CD CUAD. SUP. | 4BX34G43F445 | CD DECOR. SURF. ENCL
GW40045 | CAJA DIST. SUPERF. 40CD DECOR. 12M B9016 | 49.3 | 1 | 1 | 9 | NR | 8011564033313 | 85381000 | 4BX00 | Installation | 4BX | INSTALLATION BOX | 4BX34G | CAJAS DE SUPERFICIE | 4BX34G43F | 40 CD CUAD. SUP. | 4BX34G43F445 | CD DECOR. SURF. ENCL
GW40045BS | CUAD.DIS.SUP.40CD 12M IP40 2REG. 14P | 55.5 | 1 | 1 | 9 | NR | 8011564896703 | 85381000 | 4BX00 | Installation | 4BX | INSTALLATION BOX | 4BX34G | CAJAS DE SUPERFICIE | 4BX34G43F | 40 CD CUAD. SUP. | 4BX34G43F445 | CD DECOR. SURF. ENCL
GW40047 | CAJA DIST. SUPERF. 40CD DEC. 24M(12X2) | 73.5 | 1 | 1 | 6 | NR | 8011564033337 | 85381000 | 4BX00 | Installation | 4BX | INSTALLATION BOX | 4BX34G | CAJAS DE SUPERFICIE | 4BX34G43F | 40 CD CUAD. SUP. | 4BX34G43F445 | CD DECOR. SURF. ENCL
GW40047BD | CUAD.DIS.SUP.40CD 24M IP40 2REG. 28P | 87 | 1 | 1 | 6 | NR | 8011564896727 | 85381000 | 4BX00 | Installation | 4BX | INSTALLATION BOX | 4BX34G | CAJAS DE SUPERFICIE | 4BX34G43F | 40 CD CUAD. SUP. | 4BX34G43F445 | CD DECOR. SURF. ENCL
GW40047BS | CUAD.DIS.SUP.40CD 24M IP40 2REG. 14P | 82.5 | 1 | 1 | 6 | NR | 8011564896710 | 85381000 | 4BX00 | Installation | 4BX | INSTALLATION BOX | 4BX34G | CAJAS DE SUPERFICIE | 4BX34G43F | 40 CD CUAD. SUP. | 4BX34G43F445 | CD DECOR. SURF. ENCL
GW40049 | CAJA DIST. SUPERF. 40CD DECOR. 36M(18X2) | 132 | 1 | 1 | 2 | NR | 8011564033351 | 85381000 | 4BX00 | Installation | 4BX | INSTALLATION BOX | 4BX34G | CAJAS DE SUPERFICIE | 4BX34G43F | 40 CD CUAD. SUP. | 4BX34G43F445 | CD DECOR. SURF. ENCL
GW40049BD | CUAD.DIS.SUP.40CD 36M IP40 2REG. 40P | 152 | 1 | 1 | 2 | NR | 8011564896741 | 85381000 | 4BX00 | Installation | 4BX | INSTALLATION BOX | 4BX34G | CAJAS DE SUPERFICIE | 4BX34G43F | 40 CD CUAD. SUP. | 4BX34G43F445 | CD DECOR. SURF. ENCL
GW40049BS | CUAD.DIS.SUP.40CD 36M IP40 2REG. 20P | 145.5 | 1 | 1 | 2 | NR | 8011564896734 | 85381000 | 4BX00 | Installation | 4BX | INSTALLATION BOX | 4BX34G | CAJAS DE SUPERFICIE | 4BX34G43F | 40 CD CUAD. SUP. | 4BX34G43F445 | CD DECOR. SURF. ENCL
GW40051 | CAJA DIST. SUPERF. 40CD DECOR. 54M(18X3) | 201 | 1 | 1 | 2 | NR | 8011564033375 | 85381000 | 4BX00 | Installation | 4BX | INSTALLATION BOX | 4BX34G | CAJAS DE SUPERFICIE | 4BX34G43F | 40 CD CUAD. SUP. | 4BX34G43F445 | CD DECOR. SURF. ENCL
GW40051BD | CUAD.DIS.SUP.40CD 54M IP40 2REG. 40P | 224.5 | 1 | 1 | 2 | NR | 8011564896758 | 85381000 | 4BX00 | Installation | 4BX | INSTALLATION BOX | 4BX34G | CAJAS DE SUPERFICIE | 4BX34G43F | 40 CD CUAD. SUP. | 4BX34G43F445 | CD DECOR. SURF. ENCL
GW40053 | CAJA DIST. SUPERF. 40CD DECOR. 72M(18X4) | 352.5 | 1 | 1 | 1 | NR | 8011564033399 | 85381000 | 4BX00 | Installation | 4BX | INSTALLATION BOX | 4BX34G | CAJAS DE SUPERFICIE | 4BX34G43F | 40 CD CUAD. SUP. | 4BX34G43F445 | CD DECOR. SURF. ENCL
GW40053BD | CUAD.DIS.SUP.40CD 72M IP40 2REG. 40P | 397.5 | 1 | 1 | 1 | NR | 8011564896765 | 85381000 | 4BX00 | Installation | 4BX | INSTALLATION BOX | 4BX34G | CAJAS DE SUPERFICIE | 4BX34G43F | 40 CD CUAD. SUP. | 4BX34G43F445 | CD DECOR. SURF. ENCL
GW40053BQ | CUAD.DIS.SUP.40CD 72M IP40 2REG. 80P | 415 | 1 | 1 | 1 | NR | 8011564896772 | 85381000 | 4BX00 | Installation | 4BX | INSTALLATION BOX | 4BX34G | CAJAS DE SUPERFICIE | 4BX34G43F | 40 CD CUAD. SUP. | 4BX34G43F445 | CD DECOR. SURF. ENCL
GW40063 | CAJA DIST. SUP. 40CD DECOR. 8M P.CIEGA | 34.75 | 1 | 1 | 14 | NR | 8011564856516 | 85381000 | 4BX00 | Installation | 4BX | INSTALLATION BOX | 4BX34G | CAJAS DE SUPERFICIE | 4BX34G43F | 40 CD CUAD. SUP. | 4BX34G43F445 | CD DECOR. SURF. ENCL
GW40063BS | CUAD.DIS.SUP.P.BL.40CD 8M IP40 2REG. 9P | 39.05 | 1 | 1 | 14 | NR | 8011564896789 | 85381000 | 4BX00 | Installation | 4BX | INSTALLATION BOX | 4BX34G | CAJAS DE SUPERFICIE | 4BX34G43F | 40 CD CUAD. SUP. | 4BX34G43F445 | CD DECOR. SURF. ENCL
GW40065 | CAJA DIST. SUP. 40CD DECOR. 12M P.CIEGA | 49.3 | 1 | 1 | 9 | NR | 8011564856523 | 85381000 | 4BX00 | Installation | 4BX | INSTALLATION BOX | 4BX34G | CAJAS DE SUPERFICIE | 4BX34G43F | 40 CD CUAD. SUP. | 4BX34G43F445 | CD DECOR. SURF. ENCL
GW40065BS | CUAD.DIS.SUP.P.BL.40CD 12M IP40 2REG.14P | 55.5 | 1 | 1 | 9 | NR | 8011564896796 | 85381000 | 4BX00 | Installation | 4BX | INSTALLATION BOX | 4BX34G | CAJAS DE SUPERFICIE | 4BX34G43F | 40 CD CUAD. SUP. | 4BX34G43F445 | CD DECOR. SURF. ENCL
GW40067 | CAJA DIST.SUP. 40CD 24M(12X2) P.CIEGA | 73.5 | 1 | 1 | 6 | NR | 8011564856530 | 85381000 | 4BX00 | Installation | 4BX | INSTALLATION BOX | 4BX34G | CAJAS DE SUPERFICIE | 4BX34G43F | 40 CD CUAD. SUP. | 4BX34G43F445 | CD DECOR. SURF. ENCL
GW40067BD | CUAD.DIS.SUP.P.BL.40CD 24M IP40 2REG.28P | 87 | 1 | 1 | 6 | NR | 8011564896819 | 85381000 | 4BX00 | Installation | 4BX | INSTALLATION BOX | 4BX34G | CAJAS DE SUPERFICIE | 4BX34G43F | 40 CD CUAD. SUP. | 4BX34G43F445 | CD DECOR. SURF. ENCL
GW40067BS | CUAD.DIS.SUP.P.BL.40CD 24M IP40 2REG.14P | 82.5 | 1 | 1 | 6 | NR | 8011564896802 | 85381000 | 4BX00 | Installation | 4BX | INSTALLATION BOX | 4BX34G | CAJAS DE SUPERFICIE | 4BX34G43F | 40 CD CUAD. SUP. | 4BX34G43F445 | CD DECOR. SURF. ENCL
GW40069 | CAJA DIST. SUP. 40CD 36M (18X2) P.CIEGA | 132 | 1 | 1 | 2 | NR | 8011564856547 | 85381000 | 4BX00 | Installation | 4BX | INSTALLATION BOX | 4BX34G | CAJAS DE SUPERFICIE | 4BX34G43F | 40 CD CUAD. SUP. | 4BX34G43F445 | CD DECOR. SURF. ENCL
GW40069BD | CUAD.DIS.SUP.P.BL.40CD 36M IP40 2REG.40P | 152 | 1 | 1 | 2 | NR | 8011564896857 | 85381000 | 4BX00 | Installation | 4BX | INSTALLATION BOX | 4BX34G | CAJAS DE SUPERFICIE | 4BX34G43F | 40 CD CUAD. SUP. | 4BX34G43F445 | CD DECOR. SURF. ENCL
GW40069BS | CUAD.DIS.SUP.P.BL.40CD 36M IP40 2REG.20P | 145.5 | 1 | 1 | 2 | NR | 8011564896826 | 85381000 | 4BX00 | Installation | 4BX | INSTALLATION BOX | 4BX34G | CAJAS DE SUPERFICIE | 4BX34G43F | 40 CD CUAD. SUP. | 4BX34G43F445 | CD DECOR. SURF. ENCL
GW40071 | CAJA DIST.SUP. 40CD 54M (18X3) P.CIEGA | 201 | 1 | 1 | 2 | NR | 8011564856554 | 85381000 | 4BX00 | Installation | 4BX | INSTALLATION BOX | 4BX34G | CAJAS DE SUPERFICIE | 4BX34G43F | 40 CD CUAD. SUP. | 4BX34G43F445 | CD DECOR. SURF. ENCL
GW40071BD | CUAD.DIS.SUP.P.BL.40CD 54M IP40 2REG.40P | 224.5 | 1 | 1 | 2 | NR | 8011564896864 | 85381000 | 4BX00 | Installation | 4BX | INSTALLATION BOX | 4BX34G | CAJAS DE SUPERFICIE | 4BX34G43F | 40 CD CUAD. SUP. | 4BX34G43F445 | CD DECOR. SURF. ENCL
GW40073 | CAJA DIST.SUP.40CD 72M (18X4) P.CIEGA | 352.5 | 1 | 1 | 1 | NR | 8011564856561 | 85381000 | 4BX00 | Installation | 4BX | INSTALLATION BOX | 4BX34G | CAJAS DE SUPERFICIE | 4BX34G43F | 40 CD CUAD. SUP. | 4BX34G43F445 | CD DECOR. SURF. ENCL
GW40073BD | CUAD.DIS.SUP.P.BL.40CD 72M IP40 2REG.40P | 397.5 | 1 | 1 | 1 | NR | 8011564896871 | 85381000 | 4BX00 | Installation | 4BX | INSTALLATION BOX | 4BX34G | CAJAS DE SUPERFICIE | 4BX34G43F | 40 CD CUAD. SUP. | 4BX34G43F445 | CD DECOR. SURF. ENCL
GW40073BQ | CUAD.DIS.SUP.P.BL.40CD 72M IP40 2REG.80P | 415 | 1 | 1 | 1 | NR | 8011564896888 | 85381000 | 4BX00 | Installation | 4BX | INSTALLATION BOX | 4BX34G | CAJAS DE SUPERFICIE | 4BX34G43F | 40 CD CUAD. SUP. | 4BX34G43F445 | CD DECOR. SURF. ENCL
GW40101 | CAJA DISTRIBUCIÓN SUPERF. 40CDK 4M IP65 | 32.95 | 1 | 1 | 19 | NR | 8011564061477 | 85381000 | 4BX00 | Installation | 4BX | INSTALLATION BOX | 4BX34G | CAJAS DE SUPERFICIE | 4BX34G43F | 40 CD CUAD. SUP. | 4BX34G43F441 | CDK WATERTIGHT
GW40102 | CAJA DISTRIBUCIÓN SUPERF. 40CDK 8M IP65 | 41.3 | 1 | 1 | 12 | NR | 8011564061514 | 85381000 | 4BX00 | Installation | 4BX | INSTALLATION BOX | 4BX34G | CAJAS DE SUPERFICIE | 4BX34G43F | 40 CD CUAD. SUP. | 4BX34G43F441 | CDK WATERTIGHT
GW40102BS | CUAD.DIS.SUP.40CD 8M IP65 2REG. 9P | 46.4 | 1 | 1 | 12 | NR | 8011564895430 | 85381000 | 4BX00 | Installation | 4BX | INSTALLATION BOX | 4BX34G | CAJAS DE SUPERFICIE | 4BX34G43F | 40 CD CUAD. SUP. | 4BX34G43F441 | CDK WATERTIGHT
GW40103 | CAJA DISTRIB. SUPERF. 40CDK 12M IP65 | 75.5 | 1 | 1 | 6 | NR | 8011564061545 | 85381000 | 4BX00 | Installation | 4BX | INSTALLATION BOX | 4BX34G | CAJAS DE SUPERFICIE | 4BX34G43F | 40 CD CUAD. SUP. | 4BX34G43F441 | CDK WATERTIGHT
GW40103BS | CUAD.DIS.SUP.40CD 12M IP65 2REG. 14P | 84.5 | 1 | 1 | 6 | NR | 8011564896550 | 85381000 | 4BX00 | Installation | 4BX | INSTALLATION BOX | 4BX34G | CAJAS DE SUPERFICIE | 4BX34G43F | 40 CD CUAD. SUP. | 4BX34G43F441 | CDK WATERTIGHT
GW40104 | CAJA DISTR. SUPERF. 40CDK 24M(12X2) IP65 | 118.5 | 1 | 1 | 3 | NR | 8011564062207 | 85381000 | 4BX00 | Installation | 4BX | INSTALLATION BOX | 4BX34G | CAJAS DE SUPERFICIE | 4BX34G43F | 40 CD CUAD. SUP. | 4BX34G43F441 | CDK WATERTIGHT
GW40104BD | CUAD.DIS.SUP.40CD 24M IP65 2REG. 28P | 141.5 | 1 | 1 | 3 | NR | 8011564896581 | 85381000 | 4BX00 | Installation | 4BX | INSTALLATION BOX | 4BX34G | CAJAS DE SUPERFICIE | 4BX34G43F | 40 CD CUAD. SUP. | 4BX34G43F441 | CDK WATERTIGHT
GW40104BS | CUAD.DIS.SUP.40CD 24M IP65 2REG. 14P | 134 | 1 | 1 | 3 | NR | 8011564896574 | 85381000 | 4BX00 | Installation | 4BX | INSTALLATION BOX | 4BX34G | CAJAS DE SUPERFICIE | 4BX34G43F | 40 CD CUAD. SUP. | 4BX34G43F441 | CDK WATERTIGHT
GW40105 | CAJA DISTR. SUPERF. 40CDK 36M(12X3) IP65 | 171.5 | 1 | 1 | 2 | NR | 8011564111370 | 85381000 | 4BX00 | Installation | 4BX | INSTALLATION BOX | 4BX34G | CAJAS DE SUPERFICIE | 4BX34G43F | 40 CD CUAD. SUP. | 4BX34G43F441 | CDK WATERTIGHT
GW40105BD | CUAD.DIS.SUP.40CD 36M IP65 2REG. 28P | 190.5 | 1 | 1 | 2 | NR | 8011564896598 | 85381000 | 4BX00 | Installation | 4BX | INSTALLATION BOX | 4BX34G | CAJAS DE SUPERFICIE | 4BX34G43F | 40 CD CUAD. SUP. | 4BX34G43F441 | CDK WATERTIGHT
GW40105UD | CUAD.DIS.SUP.40CD 36M IP65 1REG. 32P | 201 | 1 | 1 | 2 | NR | 8011564896611 | 85381000 | 4BX00 | Installation | 4BX | INSTALLATION BOX | 4BX34G | CAJAS DE SUPERFICIE | 4BX34G43F | 40 CD CUAD. SUP. | 4BX34G43F441 | CDK WATERTIGHT
GW40106 | CAJA DISTRIB. SUPERF. 40CDK 18M IP65 | 100 | 1 | 1 | 3 | NR | 8011564061576 | 85381000 | 4BX00 | Installation | 4BX | INSTALLATION BOX | 4BX34G | CAJAS DE SUPERFICIE | 4BX34G43F | 40 CD CUAD. SUP. | 4BX34G43F441 | CDK WATERTIGHT
GW40106BS | CUAD.DIS.SUP.40CD 18M IP65 2REG. 20P | 112.5 | 1 | 1 | 3 | NR | 8011564896567 | 85381000 | 4BX00 | Installation | 4BX | INSTALLATION BOX | 4BX34G | CAJAS DE SUPERFICIE | 4BX34G43F | 40 CD CUAD. SUP. | 4BX34G43F441 | CDK WATERTIGHT
GW40107 | CAJA DISTR. SUPERF. 40CDK 36M(18X2) IP65 | 175 | 1 | 1 | 2 | NR | 8011564062221 | 85381000 | 4BX00 | Installation | 4BX | INSTALLATION BOX | 4BX34G | CAJAS DE SUPERFICIE | 4BX34G43F | 40 CD CUAD. SUP. | 4BX34G43F441 | CDK WATERTIGHT
GW40107BD | CUAD.DIS.SUP.40CD 36M IP65 2REG. 40P | 207 | 1 | 1 | 2 | NR | 8011564896642 | 85381000 | 4BX00 | Installation | 4BX | INSTALLATION BOX | 4BX34G | CAJAS DE SUPERFICIE | 4BX34G43F | 40 CD CUAD. SUP. | 4BX34G43F441 | CDK WATERTIGHT
GW40107BS | CUAD.DIS.SUP.40CD 36M IP65 2REG. 20P | 193.5 | 1 | 1 | 2 | NR | 8011564896635 | 85381000 | 4BX00 | Installation | 4BX | INSTALLATION BOX | 4BX34G | CAJAS DE SUPERFICIE | 4BX34G43F | 40 CD CUAD. SUP. | 4BX34G43F441 | CDK WATERTIGHT
GW40108 | CAJA DISTR. SUPERF. 40CDK 54M(18X3) IP65 | 282 | 1 | 1 | 1 | NR | 8011564062252 | 85381000 | 4BX00 | Installation | 4BX | INSTALLATION BOX | 4BX34G | CAJAS DE SUPERFICIE | 4BX34G43F | 40 CD CUAD. SUP. | 4BX34G43F441 | CDK WATERTIGHT
GW40108BD | CUAD.DIS.SUP.40CD 36M IP65 2REG. 40P | 319.5 | 1 | 1 | 1 | NR | 8011564896659 | 85381000 | 4BX00 | Installation | 4BX | INSTALLATION BOX | 4BX34G | CAJAS DE SUPERFICIE | 4BX34G43F | 40 CD CUAD. SUP. | 4BX34G43F441 | CDK WATERTIGHT
GW40108BT | CUAD.DIS.SUP.40CD 54M IP65 2REG. 60P | 334 | 1 | 1 | 1 | NR | 8011564896666 | 85381000 | 4BX00 | Installation | 4BX | INSTALLATION BOX | 4BX34G | CAJAS DE SUPERFICIE | 4BX34G43F | 40 CD CUAD. SUP. | 4BX34G43F441 | CDK WATERTIGHT
GW40109 | CAJA DISTR. SUPERF. 40CDK 72M(18X4) IP65 | 421.5 | 1 | 1 | 1 | NR | 8011564062269 | 85381000 | 4BX00 | Installation | 4BX | INSTALLATION BOX | 4BX34G | CAJAS DE SUPERFICIE | 4BX34G43F | 40 CD CUAD. SUP. | 4BX34G43F441 | CDK WATERTIGHT
GW40109BD | CUAD.DIS.SUP.40CD 72M IP65 2REG. 40P | 473.5 | 1 | 1 | 1 | NR | 8011564896673 | 85381000 | 4BX00 | Installation | 4BX | INSTALLATION BOX | 4BX34G | CAJAS DE SUPERFICIE | 4BX34G43F | 40 CD CUAD. SUP. | 4BX34G43F441 | CDK WATERTIGHT
GW40109BQ | CUAD.DIS.SUP.40CD 72M IP65 2REG. 80P | 498.5 | 1 | 1 | 1 | NR | 8011564896680 | 85381000 | 4BX00 | Installation | 4BX | INSTALLATION BOX | 4BX34G | CAJAS DE SUPERFICIE | 4BX34G43F | 40 CD CUAD. SUP. | 4BX34G43F441 | CDK WATERTIGHT
GW40225TB | CAJA DISTRIBUCIÓN 40 CDi DEC.8M B.LECHE | 33.35 | 1 | 1 | 16 | NR | 8011564442009 | 85381000 | 4BX00 | Installation | 4BX | INSTALLATION BOX | 4BX37G | CAJAS DE EMPOTRAR | 4BX37G44F | 40 CD CUAD. EMP. | 4BX37G44F465 | CD FLUSH-MOUNT DECOR
GW40225TN | CAJA DISTRIBUCIÓN 40 CDi DEC.8M N.TONER | 33.35 | 1 | 1 | 16 | NR | 8011564442016 | 85381000 | 4BX00 | Installation | 4BX | INSTALLATION BOX | 4BX37G | CAJAS DE EMPOTRAR | 4BX37G44F | 40 CD CUAD. EMP. | 4BX37G44F465 | CD FLUSH-MOUNT DECOR
GW40225VA | CAJA DISTRIBUCIÓN 40 CDi DEC.8M PIZARRA | 77 | 1 | 1 | 16 | NR | 8011564442023 | 85381000 | 4BX00 | Installation | 4BX | INSTALLATION BOX | 4BX37G | CAJAS DE EMPOTRAR | 4BX37G44F | 40 CD CUAD. EMP. | 4BX37G44F465 | CD FLUSH-MOUNT DECOR
GW40225VT | CAJA DISTRIBUCIÓN 40 CDi DEC.8M TITANIO | 77 | 1 | 1 | 16 | NR | 8011564442030 | 85381000 | 4BX00 | Installation | 4BX | INSTALLATION BOX | 4BX37G | CAJAS DE EMPOTRAR | 4BX37G44F | 40 CD CUAD. EMP. | 4BX37G44F465 | CD FLUSH-MOUNT DECOR
GW40229TB | CAJA DISTRIBUCIÓN 40 CDi DEC.12M B.LECHE | 45.35 | 1 | 1 | 12 | NR | 8011564442047 | 85381000 | 4BX00 | Installation | 4BX | INSTALLATION BOX | 4BX37G | CAJAS DE EMPOTRAR | 4BX37G44F | 40 CD CUAD. EMP. | 4BX37G44F465 | CD FLUSH-MOUNT DECOR
GW40229TN | CAJA DISTRIBUCIÓN 40 CDi DEC.12M N.TONER | 45.35 | 1 | 1 | 12 | NR | 8011564442054 | 85381000 | 4BX00 | Installation | 4BX | INSTALLATION BOX | 4BX37G | CAJAS DE EMPOTRAR | 4BX37G44F | 40 CD CUAD. EMP. | 4BX37G44F465 | CD FLUSH-MOUNT DECOR
GW40229VA | CAJA DISTRIBUCIÓN 40 CDi DEC.12M PIZARRA | 98.5 | 1 | 1 | 12 | NR | 8011564442061 | 85381000 | 4BX00 | Installation | 4BX | INSTALLATION BOX | 4BX37G | CAJAS DE EMPOTRAR | 4BX37G44F | 40 CD CUAD. EMP. | 4BX37G44F465 | CD FLUSH-MOUNT DECOR
GW40229VT | CAJA DISTRIBUCIÓN 40 CDi DEC.12M TITANIO | 98.5 | 1 | 1 | 12 | NR | 8011564442078 | 85381000 | 4BX00 | Installation | 4BX | INSTALLATION BOX | 4BX37G | CAJAS DE EMPOTRAR | 4BX37G44F | 40 CD CUAD. EMP. | 4BX37G44F465 | CD FLUSH-MOUNT DECOR
GW40233TB | CAJA DISTRIBUCIÓN 40 CDi DEC.24M B.LECHE | 79.5 | 1 | 1 | 5 | NR | 8011564442085 | 85381000 | 4BX00 | Installation | 4BX | INSTALLATION BOX | 4BX37G | CAJAS DE EMPOTRAR | 4BX37G44F | 40 CD CUAD. EMP. | 4BX37G44F465 | CD FLUSH-MOUNT DECOR
GW40233TN | CAJA DISTRIBUCIÓN 40 CDi DEC.24M N.TONER | 79.5 | 1 | 1 | 5 | NR | 8011564442092 | 85381000 | 4BX00 | Installation | 4BX | INSTALLATION BOX | 4BX37G | CAJAS DE EMPOTRAR | 4BX37G44F | 40 CD CUAD. EMP. | 4BX37G44F465 | CD FLUSH-MOUNT DECOR
GW40233VA | CAJA DISTRIB. 40 CDi DEC. 24M PIZARRA | 152 | 1 | 1 | 5 | NR | 8011564442108 | 85381000 | 4BX00 | Installation | 4BX | INSTALLATION BOX | 4BX37G | CAJAS DE EMPOTRAR | 4BX37G44F | 40 CD CUAD. EMP. | 4BX37G44F465 | CD FLUSH-MOUNT DECOR
GW40233VT | CAJA DISTRIB. 40 CDi DEC. 24M TITANIO | 152 | 1 | 1 | 5 | NR | 8011564442115 | 85381000 | 4BX00 | Installation | 4BX | INSTALLATION BOX | 4BX37G | CAJAS DE EMPOTRAR | 4BX37G44F | 40 CD CUAD. EMP. | 4BX37G44F465 | CD FLUSH-MOUNT DECOR
GW40237TB | CAJA DISTRIBUCIÓN 40 CDi DEC.4M B.LECHE | 20.1 | 1 | 1 | 12 | NR | 8011564442122 | 85381000 | 4BX00 | Installation | 4BX | INSTALLATION BOX | 4BX37G | CAJAS DE EMPOTRAR | 4BX37G44F | 40 CD CUAD. EMP. | 4BX37G44F465 | CD FLUSH-MOUNT DECOR
GW40237TN | CAJA DISTRIBUCIÓN 40 CDi DEC.4M N.TONER | 20.1 | 1 | 1 | 12 | NR | 8011564442139 | 85381000 | 4BX00 | Installation | 4BX | INSTALLATION BOX | 4BX37G | CAJAS DE EMPOTRAR | 4BX37G44F | 40 CD CUAD. EMP. | 4BX37G44F465 | CD FLUSH-MOUNT DECOR
GW40237VA | CAJA DISTRIBUCIÓN 40 CDi DEC.4M PIZARRA | 53.5 | 1 | 1 | 12 | NR | 8011564442146 | 85381000 | 4BX00 | Installation | 4BX | INSTALLATION BOX | 4BX37G | CAJAS DE EMPOTRAR | 4BX37G44F | 40 CD CUAD. EMP. | 4BX37G44F465 | CD FLUSH-MOUNT DECOR
GW40237VT | CAJA DISTRIBUCIÓN 40 CDi DEC.4M TITANIO | 53.5 | 1 | 1 | 12 | NR | 8011564442153 | 85381000 | 4BX00 | Installation | 4BX | INSTALLATION BOX | 4BX37G | CAJAS DE EMPOTRAR | 4BX37G44F | 40 CD CUAD. EMP. | 4BX37G44F465 | CD FLUSH-MOUNT DECOR
GW40239TB | CAJA DISTRIBUCIÓN 40 CDi DEC.36M B.LECHE | 112.5 | 1 | 1 | 5 | NR | 8011564442160 | 85381000 | 4BX00 | Installation | 4BX | INSTALLATION BOX | 4BX37G | CAJAS DE EMPOTRAR | 4BX37G44F | 40 CD CUAD. EMP. | 4BX37G44F465 | CD FLUSH-MOUNT DECOR
GW40239TN | CAJA DISTRIBUCIÓN 40 CDi DEC.36M N.TONER | 112.5 | 1 | 1 | 5 | NR | 8011564442177 | 85381000 | 4BX00 | Installation | 4BX | INSTALLATION BOX | 4BX37G | CAJAS DE EMPOTRAR | 4BX37G44F | 40 CD CUAD. EMP. | 4BX37G44F465 | CD FLUSH-MOUNT DECOR
GW40239VA | CAJA DISTRIB. 40 CDi DEC. 36M PIZARRA | 220.5 | 1 | 1 | 5 | NR | 8011564442184 | 85381000 | 4BX00 | Installation | 4BX | INSTALLATION BOX | 4BX37G | CAJAS DE EMPOTRAR | 4BX37G44F | 40 CD CUAD. EMP. | 4BX37G44F465 | CD FLUSH-MOUNT DECOR
GW40239VT | CAJA DISTRIBUCIÓN 40 CDi DEC.36M TITANIO | 220.5 | 1 | 1 | 5 | NR | 8011564442191 | 85381000 | 4BX00 | Installation | 4BX | INSTALLATION BOX | 4BX37G | CAJAS DE EMPOTRAR | 4BX37G44F | 40 CD CUAD. EMP. | 4BX37G44F465 | CD FLUSH-MOUNT DECOR
GW40285TB | CAJA DISTRIB. 40 CDi P.CIEGA 8M B_LECHE | 33.35 | 1 | 1 | 16 | NR | 8011564856585 | 85381000 | 4BX00 | Installation | 4BX | INSTALLATION BOX | 4BX37G | CAJAS DE EMPOTRAR | 4BX37G44F | 40 CD CUAD. EMP. | 4BX37G44F465 | CD FLUSH-MOUNT DECOR
GW40287TB | CAJA DISTRIB. 40 CDi P.CIEGA 4M B_LECHE | 20.1 | 1 | 1 | 12 | NR | 8011564856578 | 85381000 | 4BX00 | Installation | 4BX | INSTALLATION BOX | 4BX37G | CAJAS DE EMPOTRAR | 4BX37G44F | 40 CD CUAD. EMP. | 4BX37G44F465 | CD FLUSH-MOUNT DECOR
GW40289TB | CAJA DISTRIB. 40 CDi P.CIEGA 12M B_LECHE | 45.35 | 1 | 1 | 12 | NR | 8011564856592 | 85381000 | 4BX00 | Installation | 4BX | INSTALLATION BOX | 4BX37G | CAJAS DE EMPOTRAR | 4BX37G44F | 40 CD CUAD. EMP. | 4BX37G44F465 | CD FLUSH-MOUNT DECOR
GW40293TB | CAJA DISTRIB. 40 CDi P.CIEGA 24M B_LECHE | 79.5 | 1 | 1 | 5 | NR | 8011564856608 | 85381000 | 4BX00 | Installation | 4BX | INSTALLATION BOX | 4BX37G | CAJAS DE EMPOTRAR | 4BX37G44F | 40 CD CUAD. EMP. | 4BX37G44F465 | CD FLUSH-MOUNT DECOR
GW40299TB | CAJA DISTRIB. 40 CDi P.CIEGA 36M B_LECHE | 112.5 | 1 | 1 | 5 | NR | 8011564856615 | 85381000 | 4BX00 | Installation | 4BX | INSTALLATION BOX | 4BX37G | CAJAS DE EMPOTRAR | 4BX37G44F | 40 CD CUAD. EMP. | 4BX37G44F465 | CD FLUSH-MOUNT DECOR
GW40390C | FRONTAL KIT MULTIMEDIA ENCL. 36M COMPACT | 487 | 1 | 1 | 1 | NR | 8034035024009 | 85389099 | 4BX00 | Installation | 4BX | INSTALLATION BOX | 4BX37G | CAJAS DE EMPOTRAR | 4BX37G44F | 40 CD CUAD. EMP. | 4BX37G44F469 | CD FLUSH HOME NETW.
GW40390F | FRONTAL KIT MULTIMEDIA ENCL. 54M FULL | 581.5 | 1 | 1 | 1 | NR | 8034035024016 | 85389099 | 4BX00 | Installation | 4BX | INSTALLATION BOX | 4BX37G | CAJAS DE EMPOTRAR | 4BX37G44F | 40 CD CUAD. EMP. | 4BX37G44F469 | CD FLUSH HOME NETW.
GW40401 | REGLETA P/CAJA (1X25)+( 7X10) | 16 | 1 | 1 | 10 | NR | 8011564012660 | 85369010 | 4BX00 | Installation | 4BX | INSTALLATION BOX | 4BX34G | CAJAS DE SUPERFICIE | 4BX34G43F | 40 CD CUAD. SUP. | 4BX34G43F449 | MOD. ENCL. ACCESS.
GW40402 | REGLETA P/CAJA (3X25)+(10X10) | 27.35 | 1 | 1 | 10 | NR | 8011564012677 | 85369010 | 4BX00 | Installation | 4BX | INSTALLATION BOX | 4BX34G | CAJAS DE SUPERFICIE | 4BX34G43F | 40 CD CUAD. SUP. | 4BX34G43F449 | MOD. ENCL. ACCESS.
GW40404 | REGLETA P/CAJA (5X25)+(14X10) | 41 | 1 | 1 | 10 | NR | 8011564063013 | 85369010 | 4BX00 | Installation | 4BX | INSTALLATION BOX | 4BX34G | CAJAS DE SUPERFICIE | 4BX34G43F | 40 CD CUAD. SUP. | 4BX34G43F449 | MOD. ENCL. ACCESS.
GW40408B | REGLETA 8M BIP. 2x(2x16 + 7x10) | 10.5 | 1 | 1 | 10 | NR | 8011564854628 | 85369010 | 4BX00 | Installation | 4BX | INSTALLATION BOX | 4BX34G | CAJAS DE SUPERFICIE | 4BX34G43F | 40 CD CUAD. SUP. | 4BX34G43F449 | MOD. ENCL. ACCESS.
GW40408U | REGLETA 8M UNIP. (2x16 + 7x10) | 6.35 | 1 | 1 | 10 | NR | 8011564854611 | 85369010 | 4BX00 | Installation | 4BX | INSTALLATION BOX | 4BX34G | CAJAS DE SUPERFICIE | 4BX34G43F | 40 CD CUAD. SUP. | 4BX34G43F449 | MOD. ENCL. ACCESS.
GW40412B | REGLETA 12M BIP. 2x(3x16 + 11x10) | 18.55 | 1 | 1 | 10 | NR | 8011564854659 | 85369010 | 4BX00 | Installation | 4BX | INSTALLATION BOX | 4BX34G | CAJAS DE SUPERFICIE | 4BX34G43F | 40 CD CUAD. SUP. | 4BX34G43F449 | MOD. ENCL. ACCESS.
GW40412U | REGLETA 12M UNIP. (3x16 + 11x10) | 11 | 1 | 1 | 10 | NR | 8011564854642 | 85369010 | 4BX00 | Installation | 4BX | INSTALLATION BOX | 4BX34G | CAJAS DE SUPERFICIE | 4BX34G43F | 40 CD CUAD. SUP. | 4BX34G43F449 | MOD. ENCL. ACCESS.
GW40413 | ADAPTADOR P/ REGLETA 8M E 12M | 6.35 | 1 | 1 | 20 | NR | 8011564854697 | 85389099 | 4BX00 | Installation | 4BX | INSTALLATION BOX | 4BX34G | CAJAS DE SUPERFICIE | 4BX34G43F | 40 CD CUAD. SUP. | 4BX34G43F449 | MOD. ENCL. ACCESS.
GW40418B | REGLETA 18M BIP. 2x(3X16 + 17X10) | 27.65 | 1 | 1 | 10 | NR | 8011564854680 | 85369010 | 4BX00 | Installation | 4BX | INSTALLATION BOX | 4BX34G | CAJAS DE SUPERFICIE | 4BX34G43F | 40 CD CUAD. SUP. | 4BX34G43F449 | MOD. ENCL. ACCESS.
GW40418U | REGLETA 18M UNIP. (3x16 + 17x10) | 16.85 | 1 | 1 | 10 | NR | 8011564854673 | 85369010 | 4BX00 | Installation | 4BX | INSTALLATION BOX | 4BX34G | CAJAS DE SUPERFICIE | 4BX34G43F | 40 CD CUAD. SUP. | 4BX34G43F449 | MOD. ENCL. ACCESS.
GW40421 | LLAVE TRIANGULAR CAJAS 40CD | 35.9 | 100 | 100 | 800 | NR | 8011564020252 | 85389099 | 4BX00 | Installation | 4BX | INSTALLATION BOX | 4BX34G | CAJAS DE SUPERFICIE | 4BX34G43F | 40 CD CUAD. SUP. | 4BX34G43F449 | MOD. ENCL. ACCESS.
GW40422 | CERRADURA LLAVE MET. P/ 40CDK | 31.3 | 1 | 1 | 10 | NR | 8011564033405 | 85389099 | 4BX00 | Installation | 4BX | INSTALLATION BOX | 4BX34G | CAJAS DE SUPERFICIE | 4BX34G43F | 40 CD CUAD. SUP. | 4BX34G43F449 | MOD. ENCL. ACCESS.
GW40422U | REGLETA 12M UNIP. (3x16 + 29x10) | 27.15 | 1 | 1 | 10 | NR | 8011564854666 | 85369010 | 4BX00 | Installation | 4BX | INSTALLATION BOX | 4BX34G | CAJAS DE SUPERFICIE | 4BX34G43F | 40 CD CUAD. SUP. | 4BX34G43F449 | MOD. ENCL. ACCESS.
GW40423 | TAPA CUBREMOD.CAJAS/CUADROS R.7035 | 45.35 | 100 | 1 | 50 | NR | 8011564024175 | 85389099 | 4BX00 | Installation | 4BX | INSTALLATION BOX | 4BX34G | CAJAS DE SUPERFICIE | 4BX34G43F | 40 CD CUAD. SUP. | 4BX34G43F449 | MOD. ENCL. ACCESS.
GW40425 | ACOPLAMIENTO CAJAS EN BATERÍA | 2.01 | 1 | 1 | 10 | NR | 8011564063006 | 85389099 | 4BX00 | Installation | 4BX | INSTALLATION BOX | 4BX34G | CAJAS DE SUPERFICIE | 4BX34G43F | 40 CD CUAD. SUP. | 4BX34G43F449 | MOD. ENCL. ACCESS.
GW40451 | REGLETA 12M P/CUADRO PLADUR | 24.55 | 1 | 1 | 20 | NR | 8011564097056 | 85369010 | 4BX00 | Installation | 4BX | INSTALLATION BOX | 4BX37G | CAJAS DE EMPOTRAR | 4BX37G44F | 40 CD CUAD. EMP. | 4BX37G44F478 | GERMAN FLUSH-M. ENCL
GW40452 | REGLETA 24M P/CUADRO PLADUR | 28.65 | 1 | 1 | 20 | NR | 8011564097063 | 85369010 | 4BX00 | Installation | 4BX | INSTALLATION BOX | 4BX37G | CAJAS DE EMPOTRAR | 4BX37G44F | 40 CD CUAD. EMP. | 4BX37G44F478 | GERMAN FLUSH-M. ENCL
GW40453 | REGLETA 36M P/CUADRO PLADUR | 40.6 | 1 | 1 | 20 | NR | 8011564097070 | 85369010 | 4BX00 | Installation | 4BX | INSTALLATION BOX | 4BX37G | CAJAS DE EMPOTRAR | 4BX37G44F | 40 CD CUAD. EMP. | 4BX37G44F478 | GERMAN FLUSH-M. ENCL
GW40463 | CERRADURA CUADRO EMP. PLADUR | 89.5 | 1 | 1 | 10 | NR | 8011564097148 |  | 4BX00 | Installation | 4BX | INSTALLATION BOX | 4BX37G | CAJAS DE EMPOTRAR | 4BX37G44F | 40 CD CUAD. EMP. | 4BX37G44F478 | GERMAN FLUSH-M. ENCL
GW40467 | TAPA CUBREMOD.R.9016 | 45.35 | 100 | 10 | 50 | NR | 8011564430204 | 85389099 | 4BX00 | Installation | 4BX | INSTALLATION BOX | 4BX34G | CAJAS DE SUPERFICIE | 4BX34G43F | 40 CD CUAD. SUP. | 4BX34G43F449 | MOD. ENCL. ACCESS.
GW40467TB | CUBREMÓDULOS 6,5 B.LECHE | 1.03 | 1 | 50 | 50 | NR | 8011564441910 | 85389099 | 4BX00 | Installation | 4BX | INSTALLATION BOX | 4BX37G | CAJAS DE EMPOTRAR | 4BX37G44F | 40 CD CUAD. EMP. | 4BX37G44F465 | CD FLUSH-MOUNT DECOR
GW40467TN | CUBREMÓDULOS 6,5 N.TÓNER | 1.03 | 1 | 50 | 50 | NR | 8011564441927 | 85389099 | 4BX00 | Installation | 4BX | INSTALLATION BOX | 4BX37G | CAJAS DE EMPOTRAR | 4BX37G44F | 40 CD CUAD. EMP. | 4BX37G44F465 | CD FLUSH-MOUNT DECOR
GW40467VA | CUBREMÓDULOS 6,5 PIZARRA | 1.03 | 1 | 50 | 50 | NR | 8011564441934 | 85389099 | 4BX00 | Installation | 4BX | INSTALLATION BOX | 4BX37G | CAJAS DE EMPOTRAR | 4BX37G44F | 40 CD CUAD. EMP. | 4BX37G44F465 | CD FLUSH-MOUNT DECOR
GW40467VT | CUBREMÓDULOS 6,5 TITANIO | 1.03 | 1 | 50 | 50 | NR | 8011564441941 | 85389099 | 4BX00 | Installation | 4BX | INSTALLATION BOX | 4BX37G | CAJAS DE EMPOTRAR | 4BX37G44F | 40 CD CUAD. EMP. | 4BX37G44F465 | CD FLUSH-MOUNT DECOR
GW40468 | CUBREMÓDULOS N.TÓNER | 51.5 | 100 | 1 | 50 | NR | 8011564440838 | 85389099 | 4BX00 | Installation | 4BX | INSTALLATION BOX | 4BX37G | CAJAS DE EMPOTRAR | 4BX37G44F | 40 CD CUAD. EMP. | 4BX37G44F465 | CD FLUSH-MOUNT DECOR
GW40473 | CUBIERTA ENT. TUBOS 12M | 9.65 | 1 | 1 | 20 | NR | 8011564062894 | 85389099 | 4BX00 | Installation | 4BX | INSTALLATION BOX | 4BX34G | CAJAS DE SUPERFICIE | 4BX34G43F | 40 CD CUAD. SUP. | 4BX34G43F449 | MOD. ENCL. ACCESS.
GW40474 | CUBIERTA ENT. TUBOS 18M | 10.35 | 1 | 1 | 20 | NR | 8011564062917 | 85389099 | 4BX00 | Installation | 4BX | INSTALLATION BOX | 4BX34G | CAJAS DE SUPERFICIE | 4BX34G43F | 40 CD CUAD. SUP. | 4BX34G43F449 | MOD. ENCL. ACCESS.
GW40479 | GRAPA ANTIDEF. CDK EMP. 18M | 11.45 | 1 | 1 | 20 | NR | 8011564062979 | 85389099 | 4BX00 | Installation | 4BX | INSTALLATION BOX | 4BX34G | CAJAS DE SUPERFICIE | 4BX34G43F | 40 CD CUAD. SUP. | 4BX34G43F449 | MOD. ENCL. ACCESS.
GW40487 | SEPARADOR HOR. CDK 12M | 6.7 | 1 | 10 | 100 | NR | 8011564063051 | 85389099 | 4BX00 | Installation | 4BX | INSTALLATION BOX | 4BX34G | CAJAS DE SUPERFICIE | 4BX34G43F | 40 CD CUAD. SUP. | 4BX34G43F449 | MOD. ENCL. ACCESS.
GW40488 | SEPARADOR HOR. CDK 18M | 8.1 | 1 | 10 | 100 | NR | 8011564063068 | 85389099 | 4BX00 | Installation | 4BX | INSTALLATION BOX | 4BX34G | CAJAS DE SUPERFICIE | 4BX34G43F | 40 CD CUAD. SUP. | 4BX34G43F449 | MOD. ENCL. ACCESS.
GW40492 | P.CIEGO CDK SUP. 12M RAL7035 | 8.1 | 1 | 1 | 20 | NR | 8011564063082 | 85389099 | 4BX00 | Installation | 4BX | INSTALLATION BOX | 4BX34G | CAJAS DE SUPERFICIE | 4BX34G43F | 40 CD CUAD. SUP. | 4BX34G43F449 | MOD. ENCL. ACCESS.
GW40493 | P.CIEGO CDK SUP. 18M RAL7035 | 12.15 | 1 | 1 | 20 | NR | 8011564063105 | 85389099 | 4BX00 | Installation | 4BX | INSTALLATION BOX | 4BX34G | CAJAS DE SUPERFICIE | 4BX34G43F | 40 CD CUAD. SUP. | 4BX34G43F449 | MOD. ENCL. ACCESS.
GW40495 | P.CIEGO CDK EMP. 12M BLANCO | 8.1 | 1 | 1 | 20 | NR | 8011564073159 | 85389099 | 4BX00 | Installation | 4BX | INSTALLATION BOX | 4BX34G | CAJAS DE SUPERFICIE | 4BX34G43F | 40 CD CUAD. SUP. | 4BX34G43F449 | MOD. ENCL. ACCESS.
GW40496 | P.CIEGO CDK EMP. 18M BLANCO | 11.85 | 1 | 1 | 20 | NR | 8011564073166 | 85389099 | 4BX00 | Installation | 4BX | INSTALLATION BOX | 4BX34G | CAJAS DE SUPERFICIE | 4BX34G43F | 40 CD CUAD. SUP. | 4BX34G43F449 | MOD. ENCL. ACCESS.
GW40601 | CAJA DIST. EMPOTRAR 40 CDKi 2M IP40 | 7 | 1 | 1 | 60 | NR | 8011564062399 | 85381000 | 4BX00 | Installation | 4BX | INSTALLATION BOX | 4BX37G | CAJAS DE EMPOTRAR | 4BX37G44F | 40 CD CUAD. EMP. | 4BX37G44F461 | CDK FLUSH-MOUNTING
GW40602 | CAJA DIST. EMPOTRAR 40 CDKi 4M IP40 | 19.15 | 1 | 1 | 36 | NR | 8011564062412 | 85381000 | 4BX00 | Installation | 4BX | INSTALLATION BOX | 4BX37G | CAJAS DE EMPOTRAR | 4BX37G44F | 40 CD CUAD. EMP. | 4BX37G44F461 | CDK FLUSH-MOUNTING
GW40603 | CAJA DIST. EMPOTRAR 40 CDKi 6M IP40 | 27.15 | 1 | 1 | 21 | NR | 8011564062436 | 85381000 | 4BX00 | Installation | 4BX | INSTALLATION BOX | 4BX37G | CAJAS DE EMPOTRAR | 4BX37G44F | 40 CD CUAD. EMP. | 4BX37G44F461 | CDK FLUSH-MOUNTING
GW40604 | CAJA DIST. EMPOTRAR 40 CDKi 8M IP40 | 34.45 | 1 | 1 | 12 | NR | 8011564062443 | 85381000 | 4BX00 | Installation | 4BX | INSTALLATION BOX | 4BX37G | CAJAS DE EMPOTRAR | 4BX37G44F | 40 CD CUAD. EMP. | 4BX37G44F461 | CDK FLUSH-MOUNTING
GW40604BS | CUAD.DIS.EMP 40CD 8M IP40 2REG.9P | 38.05 | 1 | 1 | 12 | NR | 8011564896895 | 85381000 | 4BX00 | Installation | 4BX | INSTALLATION BOX | 4BX37G | CAJAS DE EMPOTRAR | 4BX37G44F | 40 CD CUAD. EMP. | 4BX37G44F461 | CDK FLUSH-MOUNTING
GW40605 | CAJA DIST. EMPOTRAR 40 CDKi 12M IP40 | 44 | 1 | 1 | 8 | NR | 8011564062450 | 85381000 | 4BX00 | Installation | 4BX | INSTALLATION BOX | 4BX37G | CAJAS DE EMPOTRAR | 4BX37G44F | 40 CD CUAD. EMP. | 4BX37G44F461 | CDK FLUSH-MOUNTING
GW40605BS | CUAD.DIS.EMP 40CD 12M IP40 2REG.14P | 48.85 | 1 | 1 | 8 | NR | 8011564896901 | 85381000 | 4BX00 | Installation | 4BX | INSTALLATION BOX | 4BX37G | CAJAS DE EMPOTRAR | 4BX37G44F | 40 CD CUAD. EMP. | 4BX37G44F461 | CDK FLUSH-MOUNTING
GW40605PM | CAJA DIST. EMP. 40 CDKi 12M.IP40 GR.WALL | 52.5 | 1 | 1 | 8 | NR | 8011564801875 | 85381000 | 4BX00 | Installation | 4BX | INSTALLATION BOX | 4BX37G | CAJAS DE EMPOTRAR | 4BX37G50F | GREEN WALL | 4BX37G50F545 | GREEN W.FLUSH M. CDK
GW40606 | CAJA DIST. EMP. 40 CDKi 24M(12x2) IP40 | 90 | 1 | 1 | 6 | NR | 8011564062498 | 85381000 | 4BX00 | Installation | 4BX | INSTALLATION BOX | 4BX37G | CAJAS DE EMPOTRAR | 4BX37G44F | 40 CD CUAD. EMP. | 4BX37G44F461 | CDK FLUSH-MOUNTING
GW40606BD | CUAD.DIS.EMP 40CD 24M IP40 2REG.28P | 105 | 1 | 1 | 6 | NR | 8011564896932 | 85381000 | 4BX00 | Installation | 4BX | INSTALLATION BOX | 4BX37G | CAJAS DE EMPOTRAR | 4BX37G44F | 40 CD CUAD. EMP. | 4BX37G44F461 | CDK FLUSH-MOUNTING
GW40606BS | CUAD.DIS.EMP 40CD 24M IP40 2REG.14P | 100.5 | 1 | 1 | 6 | NR | 8011564896925 | 85381000 | 4BX00 | Installation | 4BX | INSTALLATION BOX | 4BX37G | CAJAS DE EMPOTRAR | 4BX37G44F | 40 CD CUAD. EMP. | 4BX37G44F461 | CDK FLUSH-MOUNTING
GW40606PM | CAJA DIST. EMP. 40 CDKi 24M(12X2) G.WALL | 108 | 1 | 1 | 6 | NR | 8011564801882 | 85381000 | 4BX00 | Installation | 4BX | INSTALLATION BOX | 4BX37G | CAJAS DE EMPOTRAR | 4BX37G50F | GREEN WALL | 4BX37G50F545 | GREEN W.FLUSH M. CDK
GW40608 | CAJA DIST. EMPOTRAR 40 CDKi 18M IP40 | 79.5 | 1 | 1 | 4 | NR | 8011564062467 | 85381000 | 4BX00 | Installation | 4BX | INSTALLATION BOX | 4BX37G | CAJAS DE EMPOTRAR | 4BX37G44F | 40 CD CUAD. EMP. | 4BX37G44F461 | CDK FLUSH-MOUNTING
GW40608BS | CUAD.DIS.EMP 40CD 18M IP40 2REG.20P | 88.5 | 1 | 1 | 4 | NR | 8011564896918 | 85381000 | 4BX00 | Installation | 4BX | INSTALLATION BOX | 4BX37G | CAJAS DE EMPOTRAR | 4BX37G44F | 40 CD CUAD. EMP. | 4BX37G44F461 | CDK FLUSH-MOUNTING
GW40609 | CAJA DIST. EMP. 40 CDKi 36M(18x2) IP40 | 137.5 | 1 | 1 | 3 | NR | 8011564062511 | 85381000 | 4BX00 | Installation | 4BX | INSTALLATION BOX | 4BX37G | CAJAS DE EMPOTRAR | 4BX37G44F | 40 CD CUAD. EMP. | 4BX37G44F461 | CDK FLUSH-MOUNTING
GW40609BD | CUAD.DIS.EMP 40CD 36M IP40 2REG.40P | 161.5 | 1 | 1 | 3 | NR | 8011564896956 | 85381000 | 4BX00 | Installation | 4BX | INSTALLATION BOX | 4BX37G | CAJAS DE EMPOTRAR | 4BX37G44F | 40 CD CUAD. EMP. | 4BX37G44F461 | CDK FLUSH-MOUNTING
GW40609BS | CUAD.DIS.EMP 40CD 36M IP40 2REG.20P | 152 | 1 | 1 | 3 | NR | 8011564896949 | 85381000 | 4BX00 | Installation | 4BX | INSTALLATION BOX | 4BX37G | CAJAS DE EMPOTRAR | 4BX37G44F | 40 CD CUAD. EMP. | 4BX37G44F461 | CDK FLUSH-MOUNTING
GW40609PM | CAJA DIST. EMP. 40 CDKi 36M(18X2) G.WALL | 164.5 | 1 | 1 | 3 | NR | 8011564801899 | 85381000 | 4BX00 | Installation | 4BX | INSTALLATION BOX | 4BX37G | CAJAS DE EMPOTRAR | 4BX37G50F | GREEN WALL | 4BX37G50F545 | GREEN W.FLUSH M. CDK
GW40610 | CAJA DIST. EMP. 40 CDKi 54M(18x3) IP40 | 217.5 | 1 | 1 | 2 | NR | 8011564062535 | 85381000 | 4BX00 | Installation | 4BX | INSTALLATION BOX | 4BX37G | CAJAS DE EMPOTRAR | 4BX37G44F | 40 CD CUAD. EMP. | 4BX37G44F461 | CDK FLUSH-MOUNTING
GW40610BD | CUAD.DIS.EMP 40CD 54M IP40 2REG.40P | 244.5 | 1 | 1 | 2 | NR | 8011564896970 | 85381000 | 4BX00 | Installation | 4BX | INSTALLATION BOX | 4BX37G | CAJAS DE EMPOTRAR | 4BX37G44F | 40 CD CUAD. EMP. | 4BX37G44F461 | CDK FLUSH-MOUNTING
GW40610BT | CUAD.DIS.EMP 40CD 54M IP40 2REG.60P | 258 | 1 | 1 | 2 | NR | 8011564896987 | 85381000 | 4BX00 | Installation | 4BX | INSTALLATION BOX | 4BX37G | CAJAS DE EMPOTRAR | 4BX37G44F | 40 CD CUAD. EMP. | 4BX37G44F461 | CDK FLUSH-MOUNTING
GW40610PM | CAJA DIST. EMP. 40 CDKi 54M(18X3) G.WALL | 264.5 | 1 | 1 | 3 | NR | 8011564801905 | 85381000 | 4BX00 | Installation | 4BX | INSTALLATION BOX | 4BX37G | CAJAS DE EMPOTRAR | 4BX37G50F | GREEN WALL | 4BX37G50F545 | GREEN W.FLUSH M. CDK
GW40611 | CAJA DIST. EMP. 40 CDKi 72M(18x4) IP40 | 322.5 | 1 | 1 | 1 | NR | 8011564062559 | 85381000 | 4BX00 | Installation | 4BX | INSTALLATION BOX | 4BX37G | CAJAS DE EMPOTRAR | 4BX37G44F | 40 CD CUAD. EMP. | 4BX37G44F461 | CDK FLUSH-MOUNTING
GW40611BD | CUAD.DIS.EMP 40CD 72M IP40 2REG.40P | 361 | 1 | 1 | 1 | NR | 8011564896994 | 85381000 | 4BX00 | Installation | 4BX | INSTALLATION BOX | 4BX37G | CAJAS DE EMPOTRAR | 4BX37G44F | 40 CD CUAD. EMP. | 4BX37G44F461 | CDK FLUSH-MOUNTING
GW40611BQ | CUAD.DIS.EMP 40CD 72M IP40 2REG.80P | 379.5 | 1 | 1 | 1 | NR | 8011564897007 | 85381000 | 4BX00 | Installation | 4BX | INSTALLATION BOX | 4BX37G | CAJAS DE EMPOTRAR | 4BX37G44F | 40 CD CUAD. EMP. | 4BX37G44F461 | CDK FLUSH-MOUNTING
GW40611PM | CAJA DIST. EMP. 40 CDKi 72M(18X4) G.WALL | 390 | 1 | 1 | 1 | NR | 8011564802018 | 85381000 | 4BX00 | Installation | 4BX | INSTALLATION BOX | 4BX37G | CAJAS DE EMPOTRAR | 4BX37G50F | GREEN WALL | 4BX37G50F545 | GREEN W.FLUSH M. CDK
GW40655 | CAJA DIST. EMPOTRAR 40 CDi P/BL. 8M IP40 | 28.05 | 1 | 1 | 18 | NR | 8011564130814 | 85381000 | 4BX00 | Installation | 4BX | INSTALLATION BOX | 4BX37G | CAJAS DE EMPOTRAR | 4BX37G44F | 40 CD CUAD. EMP. | 4BX37G44F463 | CD FLUSH-MOUNTING
GW40657 | CAJA DIST. EMP. 40 CDi P/BL. 12M IP40 | 38.45 | 1 | 1 | 8 | NR | 8011564130838 | 85381000 | 4BX00 | Installation | 4BX | INSTALLATION BOX | 4BX37G | CAJAS DE EMPOTRAR | 4BX37G44F | 40 CD CUAD. EMP. | 4BX37G44F463 | CD FLUSH-MOUNTING
GW40659 | CAJA DIST. EMP. 40 CDi P/BL. 24M(12X2) | 65.5 | 1 | 1 | 6 | NR | 8011564130852 | 85381000 | 4BX00 | Installation | 4BX | INSTALLATION BOX | 4BX37G | CAJAS DE EMPOTRAR | 4BX37G44F | 40 CD CUAD. EMP. | 4BX37G44F463 | CD FLUSH-MOUNTING
GW40661 | CAJA DIST. EMP. 40 CDi P/BL. 36M(18X2) | 99 | 1 | 1 | 3 | NR | 8011564130876 | 85381000 | 4BX00 | Installation | 4BX | INSTALLATION BOX | 4BX37G | CAJAS DE EMPOTRAR | 4BX37G44F | 40 CD CUAD. EMP. | 4BX37G44F463 | CD FLUSH-MOUNTING
GW40671 | RECAMBIO - CAJA DISTR.DEC.4M | 4.17 | 1 | 12 | 12 | NR | 8011564441958 | 85381000 | 4BX00 | Installation | 4BX | INSTALLATION BOX | 4BX37G | CAJAS DE EMPOTRAR | 4BX37G44F | 40 CD CUAD. EMP. | 4BX37G44F465 | CD FLUSH-MOUNT DECOR
GW40673 | RECAMBIO - CAJA DISTR.DEC.8M | 6.75 | 1 | 16 | 16 | NR | 8011564441965 | 85381000 | 4BX00 | Installation | 4BX | INSTALLATION BOX | 4BX37G | CAJAS DE EMPOTRAR | 4BX37G44F | 40 CD CUAD. EMP. | 4BX37G44F465 | CD FLUSH-MOUNT DECOR
GW40674 | RECAMBIO - CAJA DISTR.DEC.12M | 8.1 | 1 | 12 | 12 | NR | 8011564441972 | 85381000 | 4BX00 | Installation | 4BX | INSTALLATION BOX | 4BX37G | CAJAS DE EMPOTRAR | 4BX37G44F | 40 CD CUAD. EMP. | 4BX37G44F465 | CD FLUSH-MOUNT DECOR
GW40677 | RECAMBIO - CAJA DISTR.DEC.24M | 13.85 | 1 | 5 | 5 | NR | 8011564441989 | 85381000 | 4BX00 | Installation | 4BX | INSTALLATION BOX | 4BX37G | CAJAS DE EMPOTRAR | 4BX37G44F | 40 CD CUAD. EMP. | 4BX37G44F465 | CD FLUSH-MOUNT DECOR
GW40679 | RECAMBIO - CAJA DISTR.DEC.36M | 25.5 | 1 | 5 | 5 | NR | 8011564441996 | 85381000 | 4BX00 | Installation | 4BX | INSTALLATION BOX | 4BX37G | CAJAS DE EMPOTRAR | 4BX37G44F | 40 CD CUAD. EMP. | 4BX37G44F465 | CD FLUSH-MOUNT DECOR
GW40685 | FONDO CDKI 12M | 7.4 | 1 | 1 | 12 | NR | 8034035018015 | 85389099 | 4BX00 | Installation | 4BX | INSTALLATION BOX | 4BX37G | CAJAS DE EMPOTRAR | 4BX37G44F | 40 CD CUAD. EMP. | 4BX37G44F461 | CDK FLUSH-MOUNTING
GW40685PM | BACK BOX FOR FLUSH MOUNT. ENC. 12M GREEN | 9.3 | 1 | 1 | 12 | NR | 8034035078460 | 85389099 | 4BX00 | Installation | 4BX | INSTALLATION BOX | 4BX37G | CAJAS DE EMPOTRAR | 4BX37G50F | GREEN WALL | 4BX37G50F545 | GREEN W.FLUSH M. CDK
GW40687 | FONDO CDKI 24M | 15.4 | 1 | 1 | 5 | NR | 8034035012730 | 85389099 | 4BX00 | Installation | 4BX | INSTALLATION BOX | 4BX37G | CAJAS DE EMPOTRAR | 4BX37G44F | 40 CD CUAD. EMP. | 4BX37G44F461 | CDK FLUSH-MOUNTING
GW40687PM | BACK BOX FOR FLUSH MOUNT. ENC. 24M GREEN | 19.05 | 1 | 1 | 5 | NR | 8034035068416 | 85389099 | 4BX00 | Installation | 4BX | INSTALLATION BOX | 4BX37G | CAJAS DE EMPOTRAR | 4BX37G50F | GREEN WALL | 4BX37G50F545 | GREEN W.FLUSH M. CDK
GW40688 | FONDO CDKI 36M | 23.45 | 1 | 1 | 5 | NR | 8034035013201 | 85389099 | 4BX00 | Installation | 4BX | INSTALLATION BOX | 4BX37G | CAJAS DE EMPOTRAR | 4BX37G44F | 40 CD CUAD. EMP. | 4BX37G44F461 | CDK FLUSH-MOUNTING
GW40688PM | FONDO CAJA 40CDKi 36M GR.WALL | 28.95 | 1 | 1 | 5 | NR | 8034035024023 | 85389099 | 4BX00 | Installation | 4BX | INSTALLATION BOX | 4BX37G | CAJAS DE EMPOTRAR | 4BX37G50F | GREEN WALL | 4BX37G50F545 | GREEN W.FLUSH M. CDK
GW40689 | FONDO CDKI 54M | 37.05 | 1 | 1 | 3 | NR | 8034035012723 | 85389099 | 4BX00 | Installation | 4BX | INSTALLATION BOX | 4BX37G | CAJAS DE EMPOTRAR | 4BX37G44F | 40 CD CUAD. EMP. | 4BX37G44F461 | CDK FLUSH-MOUNTING
GW40689PM | FONDO CAJA 40CDKi 54M GR.WALL | 43.45 | 1 | 1 | 3 | NR | 8034035024030 | 85389099 | 4BX00 | Installation | 4BX | INSTALLATION BOX | 4BX37G | CAJAS DE EMPOTRAR | 4BX37G50F | GREEN WALL | 4BX37G50F545 | GREEN W.FLUSH M. CDK
GW40690 | FONDO CDKI 72M | 55.5 | 1 | 1 | 2 | NR | 8034035018008 | 85389099 | 4BX00 | Installation | 4BX | INSTALLATION BOX | 4BX37G | CAJAS DE EMPOTRAR | 4BX37G44F | 40 CD CUAD. EMP. | 4BX37G44F461 | CDK FLUSH-MOUNTING
GW40690PM | BACK BOX FOR FLUSH MOUNT. ENC. 72M GREEN | 69 | 1 | 1 | 2 | NR | 8034035078477 | 85389099 | 4BX00 | Installation | 4BX | INSTALLATION BOX | 4BX37G | CAJAS DE EMPOTRAR | 4BX37G50F | GREEN WALL | 4BX37G50F545 | GREEN W.FLUSH M. CDK
GW40882 | CAJA DIST. EMP. 40 CDKi P/BL. 4M IP40 | 19.15 | 1 | 1 | 36 | NR | 8011564246812 | 85381000 | 4BX00 | Installation | 4BX | INSTALLATION BOX | 4BX37G | CAJAS DE EMPOTRAR | 4BX37G44F | 40 CD CUAD. EMP. | 4BX37G44F461 | CDK FLUSH-MOUNTING
GW40883 | CAJA DIST. EMP. 40 CDKi P/BL. 6M IP40 | 27.15 | 1 | 1 | 21 | NR | 8011564246829 | 85381000 | 4BX00 | Installation | 4BX | INSTALLATION BOX | 4BX37G | CAJAS DE EMPOTRAR | 4BX37G44F | 40 CD CUAD. EMP. | 4BX37G44F461 | CDK FLUSH-MOUNTING
GW40884 | CAJA DIST. EMP. 40 CDKi P/BL. 8M IP40 | 34.45 | 1 | 1 | 12 | NR | 8011564243514 | 85381000 | 4BX00 | Installation | 4BX | INSTALLATION BOX | 4BX37G | CAJAS DE EMPOTRAR | 4BX37G44F | 40 CD CUAD. EMP. | 4BX37G44F461 | CDK FLUSH-MOUNTING
GW40884BS | CUAD.DIS.EMP P.BL 40CD 8M IP40 2REG.9P | 38.05 | 1 | 1 | 12 | NR | 8011564897014 | 85381000 | 4BX00 | Installation | 4BX | INSTALLATION BOX | 4BX37G | CAJAS DE EMPOTRAR | 4BX37G44F | 40 CD CUAD. EMP. | 4BX37G44F461 | CDK FLUSH-MOUNTING
GW40885 | CAJA DIST. EMP. 40 CDKi P/BL. 12M IP40 | 44 | 1 | 1 | 8 | NR | 8011564243521 | 85381000 | 4BX00 | Installation | 4BX | INSTALLATION BOX | 4BX37G | CAJAS DE EMPOTRAR | 4BX37G44F | 40 CD CUAD. EMP. | 4BX37G44F461 | CDK FLUSH-MOUNTING
GW40885BS | CUAD.DIS.EMP P.BL40CD 12M IP40 2REG.14P | 48.85 | 1 | 1 | 8 | NR | 8011564897021 | 85381000 | 4BX00 | Installation | 4BX | INSTALLATION BOX | 4BX37G | CAJAS DE EMPOTRAR | 4BX37G44F | 40 CD CUAD. EMP. | 4BX37G44F461 | CDK FLUSH-MOUNTING
GW40886 | CAJA DIST. EMP. 40 CDKi P/BL. 24M(12X2) | 90 | 1 | 1 | 6 | NR | 8011564224544 | 85381000 | 4BX00 | Installation | 4BX | INSTALLATION BOX | 4BX37G | CAJAS DE EMPOTRAR | 4BX37G44F | 40 CD CUAD. EMP. | 4BX37G44F461 | CDK FLUSH-MOUNTING
GW40886BD | CUAD.DIS.EMP P.BL 40CD 24M IP40 2REG.28P | 105 | 1 | 1 | 6 | NR | 8011564897052 | 85381000 | 4BX00 | Installation | 4BX | INSTALLATION BOX | 4BX37G | CAJAS DE EMPOTRAR | 4BX37G44F | 40 CD CUAD. EMP. | 4BX37G44F461 | CDK FLUSH-MOUNTING
GW40886BS | CUAD.DIS.EMP P.BL 40CD 24M IP40 2REG.14P | 100.5 | 1 | 1 | 6 | NR | 8011564897045 | 85381000 | 4BX00 | Installation | 4BX | INSTALLATION BOX | 4BX37G | CAJAS DE EMPOTRAR | 4BX37G44F | 40 CD CUAD. EMP. | 4BX37G44F461 | CDK FLUSH-MOUNTING
GW40888 | CAJA DIST. EMP. 40 CDKi P/BL. 18M | 79.5 | 1 | 1 | 4 | NR | 8011564224537 | 85381000 | 4BX00 | Installation | 4BX | INSTALLATION BOX | 4BX37G | CAJAS DE EMPOTRAR | 4BX37G44F | 40 CD CUAD. EMP. | 4BX37G44F461 | CDK FLUSH-MOUNTING
GW40888BS | CUAD.DIS.EMP P.BL 40CD 18M IP40 2REG.20P | 88.5 | 1 | 1 | 4 | NR | 8011564897038 | 85381000 | 4BX00 | Installation | 4BX | INSTALLATION BOX | 4BX37G | CAJAS DE EMPOTRAR | 4BX37G44F | 40 CD CUAD. EMP. | 4BX37G44F461 | CDK FLUSH-MOUNTING
GW40889 | CAJA DIST. EMP. 40 CDKi P/BL. 36M(18X2) | 137.5 | 1 | 1 | 3 | NR | 8011564224551 | 85381000 | 4BX00 | Installation | 4BX | INSTALLATION BOX | 4BX37G | CAJAS DE EMPOTRAR | 4BX37G44F | 40 CD CUAD. EMP. | 4BX37G44F461 | CDK FLUSH-MOUNTING
GW40889BD | CUAD.DIS.EMP P.BL 40CD 36M IP40 2REG.40P | 161.5 | 1 | 1 | 3 | NR | 8011564897076 | 85381000 | 4BX00 | Installation | 4BX | INSTALLATION BOX | 4BX37G | CAJAS DE EMPOTRAR | 4BX37G44F | 40 CD CUAD. EMP. | 4BX37G44F461 | CDK FLUSH-MOUNTING
GW40889BS | CUAD.DIS.EMP P.BL 40CD 36M IP40 2REG.20P | 152 | 1 | 1 | 3 | NR | 8011564897069 | 85381000 | 4BX00 | Installation | 4BX | INSTALLATION BOX | 4BX37G | CAJAS DE EMPOTRAR | 4BX37G44F | 40 CD CUAD. EMP. | 4BX37G44F461 | CDK FLUSH-MOUNTING
GW40890 | CAJA DIST. EMP. 40 CDKi P/BL. 54M(18X3) | 217.5 | 1 | 1 | 2 | NR | 8011564224568 | 85381000 | 4BX00 | Installation | 4BX | INSTALLATION BOX | 4BX37G | CAJAS DE EMPOTRAR | 4BX37G44F | 40 CD CUAD. EMP. | 4BX37G44F461 | CDK FLUSH-MOUNTING
GW40890BD | CUAD.DIS.EMP P.BL 40CD 54M IP40 2REG.40P | 244.5 | 1 | 1 | 2 | NR | 8011564897083 | 85381000 | 4BX00 | Installation | 4BX | INSTALLATION BOX | 4BX37G | CAJAS DE EMPOTRAR | 4BX37G44F | 40 CD CUAD. EMP. | 4BX37G44F461 | CDK FLUSH-MOUNTING
GW40890BT | CUAD.DIS.EMP P.BL 40CD 54M IP40 2REG.60P | 258 | 1 | 1 | 2 | NR | 8011564897090 | 85381000 | 4BX00 | Installation | 4BX | INSTALLATION BOX | 4BX37G | CAJAS DE EMPOTRAR | 4BX37G44F | 40 CD CUAD. EMP. | 4BX37G44F461 | CDK FLUSH-MOUNTING
GW40891 | CAJA DIST. EMP. 40 CDKi P/BL. 72M(18X4) | 322.5 | 1 | 1 | 1 | NR | 8011564224575 | 85381000 | 4BX00 | Installation | 4BX | INSTALLATION BOX | 4BX37G | CAJAS DE EMPOTRAR | 4BX37G44F | 40 CD CUAD. EMP. | 4BX37G44F461 | CDK FLUSH-MOUNTING
GW40891BD | CUAD.DIS.EMP P.BL 40CD 72M IP40 2REG.40P | 361 | 1 | 1 | 1 | NR | 8011564897106 | 85381000 | 4BX00 | Installation | 4BX | INSTALLATION BOX | 4BX37G | CAJAS DE EMPOTRAR | 4BX37G44F | 40 CD CUAD. EMP. | 4BX37G44F461 | CDK FLUSH-MOUNTING
GW40891BQ | CUAD.DIS.EMP P.BL 40CD 72M IP40 2REG.80P | 379.5 | 1 | 1 | 1 | NR | 8011564897113 | 85381000 | 4BX00 | Installation | 4BX | INSTALLATION BOX | 4BX37G | CAJAS DE EMPOTRAR | 4BX37G44F | 40 CD CUAD. EMP. | 4BX37G44F461 | CDK FLUSH-MOUNTING
GW41225TB | FRONTAL 40 CDi DEC. 8M B.LECHE | 30.3 | 1 | 1 | 16 | NR | 8011564755208 | 85381000 | 4BX00 | Installation | 4BX | INSTALLATION BOX | 4BX37G | CAJAS DE EMPOTRAR | 4BX37G44F | 40 CD CUAD. EMP. | 4BX37G44F465 | CD FLUSH-MOUNT DECOR
GW41225TN | FRONTAL 40 CDi DEC. 8M N.TÓNER | 30.3 | 1 | 1 | 16 | NR | 8011564755024 | 85381000 | 4BX00 | Installation | 4BX | INSTALLATION BOX | 4BX37G | CAJAS DE EMPOTRAR | 4BX37G44F | 40 CD CUAD. EMP. | 4BX37G44F465 | CD FLUSH-MOUNT DECOR
GW41225VA | FRONTAL 40 CDi DEC. 8M PIZARRA | 73.5 | 1 | 1 | 16 | NR | 8011564755031 | 85381000 | 4BX00 | Installation | 4BX | INSTALLATION BOX | 4BX37G | CAJAS DE EMPOTRAR | 4BX37G44F | 40 CD CUAD. EMP. | 4BX37G44F465 | CD FLUSH-MOUNT DECOR
GW41225VT | FRONTAL 40 CDi DEC. 8M TITANIO | 73.5 | 1 | 1 | 16 | NR | 8011564755048 | 85381000 | 4BX00 | Installation | 4BX | INSTALLATION BOX | 4BX37G | CAJAS DE EMPOTRAR | 4BX37G44F | 40 CD CUAD. EMP. | 4BX37G44F465 | CD FLUSH-MOUNT DECOR
GW41229TB | FRONTAL 40 CDi DEC. 12M B.LECHE | 42 | 1 | 1 | 12 | NR | 8011564755055 | 85381000 | 4BX00 | Installation | 4BX | INSTALLATION BOX | 4BX37G | CAJAS DE EMPOTRAR | 4BX37G44F | 40 CD CUAD. EMP. | 4BX37G44F465 | CD FLUSH-MOUNT DECOR
GW41229TN | FRONTAL 40 CDi DEC. 12M N.TÓNER | 42 | 1 | 1 | 12 | NR | 8011564755062 | 85381000 | 4BX00 | Installation | 4BX | INSTALLATION BOX | 4BX37G | CAJAS DE EMPOTRAR | 4BX37G44F | 40 CD CUAD. EMP. | 4BX37G44F465 | CD FLUSH-MOUNT DECOR
GW41229VA | FRONTAL 40 CDi DEC. 12M PIZARRA | 95.5 | 1 | 1 | 12 | NR | 8011564755079 | 85381000 | 4BX00 | Installation | 4BX | INSTALLATION BOX | 4BX37G | CAJAS DE EMPOTRAR | 4BX37G44F | 40 CD CUAD. EMP. | 4BX37G44F465 | CD FLUSH-MOUNT DECOR
GW41229VT | FRONTAL 40 CDi DEC. 12M TITANIO | 95.5 | 1 | 1 | 12 | NR | 8011564755086 | 85381000 | 4BX00 | Installation | 4BX | INSTALLATION BOX | 4BX37G | CAJAS DE EMPOTRAR | 4BX37G44F | 40 CD CUAD. EMP. | 4BX37G44F465 | CD FLUSH-MOUNT DECOR
GW41233TB | FRONTAL 40 CDi DEC. 24M B.LECHE | 74.5 | 1 | 1 | 5 | NR | 8011564755093 | 85381000 | 4BX00 | Installation | 4BX | INSTALLATION BOX | 4BX37G | CAJAS DE EMPOTRAR | 4BX37G44F | 40 CD CUAD. EMP. | 4BX37G44F465 | CD FLUSH-MOUNT DECOR
GW41233TN | FRONTAL 40 CDi DEC. 24M N.TÓNER | 74.5 | 1 | 1 | 5 | NR | 8011564755109 | 85381000 | 4BX00 | Installation | 4BX | INSTALLATION BOX | 4BX37G | CAJAS DE EMPOTRAR | 4BX37G44F | 40 CD CUAD. EMP. | 4BX37G44F465 | CD FLUSH-MOUNT DECOR
GW41233VA | FRONTAL 40 CDi DEC. 24M PIZARRA | 145.5 | 1 | 1 | 5 | NR | 8011564755116 | 85381000 | 4BX00 | Installation | 4BX | INSTALLATION BOX | 4BX37G | CAJAS DE EMPOTRAR | 4BX37G44F | 40 CD CUAD. EMP. | 4BX37G44F465 | CD FLUSH-MOUNT DECOR
GW41233VT | FRONTAL 40 CDi DEC. 24M TITANIO | 145.5 | 1 | 1 | 5 | NR | 8011564755123 | 85381000 | 4BX00 | Installation | 4BX | INSTALLATION BOX | 4BX37G | CAJAS DE EMPOTRAR | 4BX37G44F | 40 CD CUAD. EMP. | 4BX37G44F465 | CD FLUSH-MOUNT DECOR
GW41237TB | FRONTAL 40 CDi DEC. 4M B.LECHE | 17.75 | 1 | 1 | 12 | NR | 8011564755130 | 85381000 | 4BX00 | Installation | 4BX | INSTALLATION BOX | 4BX37G | CAJAS DE EMPOTRAR | 4BX37G44F | 40 CD CUAD. EMP. | 4BX37G44F465 | CD FLUSH-MOUNT DECOR
GW41237TN | FRONTAL 40 CDi DEC. 4M N.TÓNER | 17.75 | 1 | 1 | 12 | NR | 8011564755147 | 85381000 | 4BX00 | Installation | 4BX | INSTALLATION BOX | 4BX37G | CAJAS DE EMPOTRAR | 4BX37G44F | 40 CD CUAD. EMP. | 4BX37G44F465 | CD FLUSH-MOUNT DECOR
GW41237VT | FRONTAL 40 CDi DEC. 4M TITANIO | 52 | 1 | 1 | 12 | NR | 8011564755161 | 85381000 | 4BX00 | Installation | 4BX | INSTALLATION BOX | 4BX37G | CAJAS DE EMPOTRAR | 4BX37G44F | 40 CD CUAD. EMP. | 4BX37G44F465 | CD FLUSH-MOUNT DECOR
GW41239TB | FRONTAL 40 CDi DEC. 36M B.LECHE | 99.5 | 1 | 1 | 5 | NR | 8011564755178 | 85381000 | 4BX00 | Installation | 4BX | INSTALLATION BOX | 4BX37G | CAJAS DE EMPOTRAR | 4BX37G44F | 40 CD CUAD. EMP. | 4BX37G44F465 | CD FLUSH-MOUNT DECOR
GW41239TN | FRONTAL 40 CDi DEC. 36M N.TÓNER | 99.5 | 1 | 1 | 5 | NR | 8011564755185 | 85381000 | 4BX00 | Installation | 4BX | INSTALLATION BOX | 4BX37G | CAJAS DE EMPOTRAR | 4BX37G44F | 40 CD CUAD. EMP. | 4BX37G44F465 | CD FLUSH-MOUNT DECOR
GW41239VA | FRONTAL 40 CDi DEC. 36M PIZARRA | 211 | 1 | 1 | 5 | NR | 8011564755192 | 85381000 | 4BX00 | Installation | 4BX | INSTALLATION BOX | 4BX37G | CAJAS DE EMPOTRAR | 4BX37G44F | 40 CD CUAD. EMP. | 4BX37G44F465 | CD FLUSH-MOUNT DECOR
GW41239VT | FRONTAL 40 CDi DEC. 36M TITANIO | 211 | 1 | 1 | 5 | NR | 8011564755017 | 85381000 | 4BX00 | Installation | 4BX | INSTALLATION BOX | 4BX37G | CAJAS DE EMPOTRAR | 4BX37G44F | 40 CD CUAD. EMP. | 4BX37G44F465 | CD FLUSH-MOUNT DECOR
GW41885AB | KIT FRONTAL ANTIBACT P.BL 40CD 12M IP40 | 51.5 | 1 | 1 | 12 | NR | 8034035087226 | 85389099 | 4BX00 | Installation | 4BX | INSTALLATION BOX | 4BX37G | CAJAS DE EMPOTRAR | 4BX37G44F | 40 CD CUAD. EMP. | 4BX37G44F461 | CDK FLUSH-MOUNTING
GW41886AB | KIT FRONTAL ANTIBACT P.BL 40CD 24M IP40 | 105 | 1 | 1 | 5 | NR | 8034035087233 | 85389099 | 4BX00 | Installation | 4BX | INSTALLATION BOX | 4BX37G | CAJAS DE EMPOTRAR | 4BX37G44F | 40 CD CUAD. EMP. | 4BX37G44F461 | CDK FLUSH-MOUNTING
GW41889AB | KIT FRONTAL ANTIBACT P.BL 40CD 36M IP40 | 161.5 | 1 | 1 | 3 | NR | 8034035087240 | 85389099 | 4BX00 | Installation | 4BX | INSTALLATION BOX | 4BX37G | CAJAS DE EMPOTRAR | 4BX37G44F | 40 CD CUAD. EMP. | 4BX37G44F461 | CDK FLUSH-MOUNTING
GW41890AB | KIT FRONTAL ANTIBACT P.BL 40CD 54M IP40 | 256 | 1 | 1 | 2 | NR | 8034035087257 | 85389099 | 4BX00 | Installation | 4BX | INSTALLATION BOX | 4BX37G | CAJAS DE EMPOTRAR | 4BX37G44F | 40 CD CUAD. EMP. | 4BX37G44F461 | CDK FLUSH-MOUNTING
GW41891AB | KIT FRONTAL ANTIBACT P.BL 40CD 72M IP40 | 380.5 | 1 | 1 | 1 | NR | 8034035087264 | 85389099 | 4BX00 | Installation | 4BX | INSTALLATION BOX | 4BX37G | CAJAS DE EMPOTRAR | 4BX37G44F | 40 CD CUAD. EMP. | 4BX37G44F461 | CDK FLUSH-MOUNTING
GW42001 | TABLERO MULTIF.. 200X150X40 | 14.15 | 1 | 1 | 32 | NR | 8011564012714 | 85381000 | 4BX00 | Installation | 4BX | INSTALLATION BOX | 4BX34G | CAJAS DE SUPERFICIE | 4BX34G48F | 42 TV CUADROS SUP. | 4BX34G48F541 | TV DISTRIBUT. BOARD
GW42002 | TABLERO MULTIF.. 200X150X60 | 15.7 | 1 | 1 | 44 | NR | 8011564012721 | 85381000 | 4BX00 | Installation | 4BX | INSTALLATION BOX | 4BX34G | CAJAS DE SUPERFICIE | 4BX34G48F | 42 TV CUADROS SUP. | 4BX34G48F541 | TV DISTRIBUT. BOARD
GW42003 | TABLERO MULTIF.. 200X150X80 | 17.15 | 1 | 1 | 32 | NR | 8011564012738 | 85381000 | 4BX00 | Installation | 4BX | INSTALLATION BOX | 4BX34G | CAJAS DE SUPERFICIE | 4BX34G48F | 42 TV CUADROS SUP. | 4BX34G48F541 | TV DISTRIBUT. BOARD
GW42004 | TABLERO MULTIF.. 300X200X40 | 27.45 | 1 | 1 | 16 | NR | 8011564012745 | 85381000 | 4BX00 | Installation | 4BX | INSTALLATION BOX | 4BX34G | CAJAS DE SUPERFICIE | 4BX34G48F | 42 TV CUADROS SUP. | 4BX34G48F541 | TV DISTRIBUT. BOARD
GW42005 | TABLERO MULTIF.. 300X200X60 | 29.75 | 1 | 1 | 21 | NR | 8011564012752 | 85381000 | 4BX00 | Installation | 4BX | INSTALLATION BOX | 4BX34G | CAJAS DE SUPERFICIE | 4BX34G48F | 42 TV CUADROS SUP. | 4BX34G48F541 | TV DISTRIBUT. BOARD
GW42006 | TABLERO MULTIF.. 300X200X80 | 31.95 | 1 | 1 | 16 | NR | 8011564012769 | 85381000 | 4BX00 | Installation | 4BX | INSTALLATION BOX | 4BX34G | CAJAS DE SUPERFICIE | 4BX34G48F | 42 TV CUADROS SUP. | 4BX34G48F541 | TV DISTRIBUT. BOARD
GW42007 | TABLERO MULTIF. 300X200X120 | 38.8 | 1 | 1 | 10 | NR | 8011564012776 | 85381000 | 4BX00 | Installation | 4BX | INSTALLATION BOX | 4BX34G | CAJAS DE SUPERFICIE | 4BX34G48F | 42 TV CUADROS SUP. | 4BX34G48F541 | TV DISTRIBUT. BOARD
GW42008 | TABLERO MULTIF.. 400X300X60 | 58.5 | 1 | 1 | 10 | NR | 8011564012783 | 85381000 | 4BX00 | Installation | 4BX | INSTALLATION BOX | 4BX34G | CAJAS DE SUPERFICIE | 4BX34G48F | 42 TV CUADROS SUP. | 4BX34G48F541 | TV DISTRIBUT. BOARD
GW42009 | TABLERO MULTIF.. 400X300X80 | 61.5 | 1 | 1 | 8 | NR | 8011564012790 | 85381000 | 4BX00 | Installation | 4BX | INSTALLATION BOX | 4BX34G | CAJAS DE SUPERFICIE | 4BX34G48F | 42 TV CUADROS SUP. | 4BX34G48F541 | TV DISTRIBUT. BOARD
GW42010 | TABLERO MULTIF. 400X300X120 | 74 | 1 | 1 | 5 | NR | 8011564012806 | 85381000 | 4BX00 | Installation | 4BX | INSTALLATION BOX | 4BX34G | CAJAS DE SUPERFICIE | 4BX34G48F | 42 TV CUADROS SUP. | 4BX34G48F541 | TV DISTRIBUT. BOARD
GW42201 | CAJA EMERG. C/PULS. IP55 | 68 | 1 | 1 | 10 | NR | 8011564033412 | 85371098 | 4BX00 | Installation | 4BX | INSTALLATION BOX | 4BX34G | CAJAS DE SUPERFICIE | 4BX34G45F | 42 RV CENT. EMERG. | 4BX34G45F531 | RV ALARM SIGN. ENCL.
GW42202 | CAJA EMERG. 8M C/CARR. ROJO | 76 | 1 | 1 | 10 | NR | 8011564033429 | 85381000 | 4BX00 | Installation | 4BX | INSTALLATION BOX | 4BX34G | CAJAS DE SUPERFICIE | 4BX34G45F | 42 RV CENT. EMERG. | 4BX34G45F533 | RV EMERG. SIGN. ENCL
GW42203 | CAJA EMERG. C/PLACA | 85.5 | 1 | 1 | 10 | NR | 8011564033436 | 85381000 | 4BX00 | Installation | 4BX | INSTALLATION BOX | 4BX34G | CAJAS DE SUPERFICIE | 4BX34G45F | 42 RV CENT. EMERG. | 4BX34G45F533 | RV EMERG. SIGN. ENCL
GW42204 | CAJA EMERG. C/ORIF.D22MM | 69 | 1 | 1 | 10 | NR | 8011564063969 | 85381000 | 4BX00 | Installation | 4BX | INSTALLATION BOX | 4BX34G | CAJAS DE SUPERFICIE | 4BX34G45F | 42 RV CENT. EMERG. | 4BX34G45F531 | RV ALARM SIGN. ENCL.
GW42206 | CAJA EMERG. 4M C/CARR. ROJO | 70 | 1 | 1 | 10 | NR | 8011564063976 | 85381000 | 4BX00 | Installation | 4BX | INSTALLATION BOX | 4BX34G | CAJAS DE SUPERFICIE | 4BX34G45F | 42 RV CENT. EMERG. | 4BX34G45F533 | RV EMERG. SIGN. ENCL
GW42207 | CAJA EMERG. 4M C/CARR. GRIS | 70 | 1 | 1 | 10 | NR | 8011564063983 | 85381000 | 4BX00 | Installation | 4BX | INSTALLATION BOX | 4BX34G | CAJAS DE SUPERFICIE | 4BX34G45F | 42 RV CENT. EMERG. | 4BX34G45F533 | RV EMERG. SIGN. ENCL
GW42208 | CAJA EMERG. 8M C/CARR. GRIS | 76 | 1 | 1 | 10 | NR | 8011564063990 | 85381000 | 4BX00 | Installation | 4BX | INSTALLATION BOX | 4BX34G | CAJAS DE SUPERFICIE | 4BX34G45F | 42 RV CENT. EMERG. | 4BX34G45F533 | RV EMERG. SIGN. ENCL
GW42211 | CRISTAL P/CAJA EMERG. GW42201 | 6.9 | 1 | 1 | 10 | NR | 8011564033443 | 70071190 | 4BX00 | Installation | 4BX | INSTALLATION BOX | 4BX34G | CAJAS DE SUPERFICIE | 4BX34G45F | 42 RV CENT. EMERG. | 4BX34G45F535 | RV COMPLEM. ITEMS
GW42212 | CRISTAL P/CAJA EMERG. 8M | 7.75 | 1 | 1 | 10 | NR | 8011564033450 | 70071190 | 4BX00 | Installation | 4BX | INSTALLATION BOX | 4BX34G | CAJAS DE SUPERFICIE | 4BX34G45F | 42 RV CENT. EMERG. | 4BX34G45F535 | RV COMPLEM. ITEMS
GW42213 | CRISTAL P/CAJA EMERG. 4M | 7.25 | 1 | 1 | 10 | NR | 8011564064027 | 70071190 | 4BX00 | Installation | 4BX | INSTALLATION BOX | 4BX34G | CAJAS DE SUPERFICIE | 4BX34G45F | 42 RV CENT. EMERG. | 4BX34G45F535 | RV COMPLEM. ITEMS
GW42214 | CRISTAL P/CAJA EMERG. 4M ESTANCA | 7.25 | 1 | 1 | 10 | NR | 8011564073180 | 70071190 | 4BX00 | Installation | 4BX | INSTALLATION BOX | 4BX34G | CAJAS DE SUPERFICIE | 4BX34G45F | 42 RV CENT. EMERG. | 4BX34G45F535 | RV COMPLEM. ITEMS
GW42216 | MARTILLO ROMPECRIST. | 33.85 | 1 | 1 | 10 | NR | 8011564040311 | 85389099 | 4BX00 | Installation | 4BX | INSTALLATION BOX | 4BX34G | CAJAS DE SUPERFICIE | 4BX34G45F | 42 RV CENT. EMERG. | 4BX34G45F535 | RV COMPLEM. ITEMS
GW42231 | CAJA EMP. EMERG. 4M CARRIL ROJO | 69.5 | 1 | 1 | 10 | NR | 8011564064003 | 85381000 | 4BX00 | Installation | 4BX | INSTALLATION BOX | 4BX34G | CAJAS DE SUPERFICIE | 4BX34G45F | 42 RV CENT. EMERG. | 4BX34G45F533 | RV EMERG. SIGN. ENCL
GW42232 | CAJA EMP. EMERG. 4M CARRIL GRIS | 68 | 1 | 1 | 10 | NR | 8011564064010 | 85381000 | 4BX00 | Installation | 4BX | INSTALLATION BOX | 4BX34G | CAJAS DE SUPERFICIE | 4BX34G45F | 42 RV CENT. EMERG. | 4BX34G45F533 | RV EMERG. SIGN. ENCL
GW44001 | CAJA DERIVACIÓN 44 CE CONOS IP44 D.65 | 2.21 | 1 | 5 | 280 | NR | 8011564013667 | 85381000 | 4BX00 | Installation | 4BX | INSTALLATION BOX | 4BX34G | CAJAS DE SUPERFICIE | 4BX34G46F | 44 CE CAJAS SUP. | 4BX34G46F501 | 75°C BOXES
GW44002 | CAJA DERIVACIÓN 44 CE CONOS IP44 D.80 | 2.68 | 1 | 5 | 135 | NR | 8011564013674 | 85381000 | 4BX00 | Installation | 4BX | INSTALLATION BOX | 4BX34G | CAJAS DE SUPERFICIE | 4BX34G46F | 44 CE CAJAS SUP. | 4BX34G46F501 | 75°C BOXES
GW44003 | CAJA DERIV. 44 CE CONOS IP44 80X80X40 | 3.45 | 1 | 5 | 90 | NR | 8011564013681 | 85381000 | 4BX00 | Installation | 4BX | INSTALLATION BOX | 4BX34G | CAJAS DE SUPERFICIE | 4BX34G46F | 44 CE CAJAS SUP. | 4BX34G46F501 | 75°C BOXES
GW44004 | CAJA DERIV. 44 CE CONOS IP55 100X100X50 | 6.3 | 1 | 1 | 66 | NR | 8011564013698 | 85381000 | 4BX00 | Installation | 4BX | INSTALLATION BOX | 4BX34G | CAJAS DE SUPERFICIE | 4BX34G46F | 44 CE CAJAS SUP. | 4BX34G46F501 | 75°C BOXES
GW44005 | CAJA DERIV. 44 CE CONOS IP55 120X80X50 | 6.9 | 1 | 1 | 66 | NR | 8011564013704 | 85381000 | 4BX00 | Installation | 4BX | INSTALLATION BOX | 4BX34G | CAJAS DE SUPERFICIE | 4BX34G46F | 44 CE CAJAS SUP. | 4BX34G46F501 | 75°C BOXES
GW44006 | CAJA DERIV. 44 CE CONOS IP55 150X110X70 | 10.6 | 1 | 1 | 40 | NR | 8011564013711 | 85381000 | 4BX00 | Installation | 4BX | INSTALLATION BOX | 4BX34G | CAJAS DE SUPERFICIE | 4BX34G46F | 44 CE CAJAS SUP. | 4BX34G46F501 | 75°C BOXES
GW44007 | CAJA DERIV. 44 CE CONOS IP55 190X140X70 | 20.2 | 1 | 1 | 24 | NR | 8011564013728 | 85381000 | 4BX00 | Installation | 4BX | INSTALLATION BOX | 4BX34G | CAJAS DE SUPERFICIE | 4BX34G46F | 44 CE CAJAS SUP. | 4BX34G46F501 | 75°C BOXES
GW44008 | CAJA DERIV. 44 CE CONOS IP55 240X190X90 | 33.85 | 1 | 1 | 12 | NR | 8011564013735 | 85381000 | 4BX00 | Installation | 4BX | INSTALLATION BOX | 4BX34G | CAJAS DE SUPERFICIE | 4BX34G46F | 44 CE CAJAS SUP. | 4BX34G46F501 | 75°C BOXES
GW44009 | CAJA DERIV. 44 CE CONOS IP55 300X220X120 | 61.5 | 1 | 1 | 6 | NR | 8011564013742 | 85381000 | 4BX00 | Installation | 4BX | INSTALLATION BOX | 4BX34G | CAJAS DE SUPERFICIE | 4BX34G46F | 44 CE CAJAS SUP. | 4BX34G46F501 | 75°C BOXES
GW44010 | CAJA DERIV. 44 CE CONOS IP55 380X300X120 | 82 | 1 | 1 | 4 | NR | 8011564013759 | 85381000 | 4BX00 | Installation | 4BX | INSTALLATION BOX | 4BX34G | CAJAS DE SUPERFICIE | 4BX34G46F | 44 CE CAJAS SUP. | 4BX34G46F501 | 75°C BOXES
GW44011 | CAJA DERIV. 44 CE CONOS IP55 460X380X120 | 115.5 | 1 | 1 | 3 | NR | 8011564013766 | 85381000 | 4BX00 | Installation | 4BX | INSTALLATION BOX | 4BX34G | CAJAS DE SUPERFICIE | 4BX34G46F | 44 CE CAJAS SUP. | 4BX34G46F501 | 75°C BOXES
GW44024 | CAJA DERIV. 44CE CONOS 100X100X50 1/4V. | 6.3 | 1 | 1 | 66 | NR | 8011564177017 | 85381000 | 4BX00 | Installation | 4BX | INSTALLATION BOX | 4BX34G | CAJAS DE SUPERFICIE | 4BX34G46F | 44 CE CAJAS SUP. | 4BX34G46F501 | 75°C BOXES
GW44026 | CAJA DERIV. 44CE CONOS 150X110X70 1/4V. | 10.6 | 1 | 1 | 40 | NR | 8011564177024 | 85381000 | 4BX00 | Installation | 4BX | INSTALLATION BOX | 4BX34G | CAJAS DE SUPERFICIE | 4BX34G46F | 44 CE CAJAS SUP. | 4BX34G46F501 | 75°C BOXES
GW44051 | CAJA DERIV. 44CE CONOS 65X35 GWT960ºC | 2.68 | 1 | 5 | 280 | NR | 8011564180369 | 85381000 | 4BX00 | Installation | 4BX | INSTALLATION BOX | 4BX34G | CAJAS DE SUPERFICIE | 4BX34G46F | 44 CE CAJAS SUP. | 4BX34G46F501 | 75°C BOXES
GW44051R | CAJA DERIV. 44CE CONOS 65X35 GWT960ºC R. | 2.99 | 1 | 5 | 280 | NR | 8011564261617 | 85381000 | 4BX00 | Installation | 4BX | INSTALLATION BOX | 4BX34G | CAJAS DE SUPERFICIE | 4BX34G46F | 44 CE CAJAS SUP. | 4BX34G46F501 | 75°C BOXES
GW44052 | CAJA DERIV. 44CE CONOS 80X40 GWT960ºC | 3.35 | 1 | 5 | 135 | NR | 8011564217720 | 85381000 | 4BX00 | Installation | 4BX | INSTALLATION BOX | 4BX34G | CAJAS DE SUPERFICIE | 4BX34G46F | 44 CE CAJAS SUP. | 4BX34G46F501 | 75°C BOXES
GW44053 | CAJA DERIV. 44CE CONOS 80X80X40 GWT960 | 3.86 | 1 | 5 | 90 | NR | 8011564180352 | 85381000 | 4BX00 | Installation | 4BX | INSTALLATION BOX | 4BX34G | CAJAS DE SUPERFICIE | 4BX34G46F | 44 CE CAJAS SUP. | 4BX34G46F501 | 75°C BOXES
GW44053R | CAJA DERIV. 44CE CONOS 80X80X40 GWT960 R | 4.33 | 1 | 5 | 90 | NR | 8011564261631 | 85381000 | 4BX00 | Installation | 4BX | INSTALLATION BOX | 4BX34G | CAJAS DE SUPERFICIE | 4BX34G46F | 44 CE CAJAS SUP. | 4BX34G46F501 | 75°C BOXES
GW44054 | CAJA DERIV. 44CE CONOS 100X100X50 GWT960 | 7.35 | 1 | 1 | 66 | NR | 8011564180413 | 85381000 | 4BX00 | Installation | 4BX | INSTALLATION BOX | 4BX34G | CAJAS DE SUPERFICIE | 4BX34G46F | 44 CE CAJAS SUP. | 4BX34G46F501 | 75°C BOXES
GW44054R | CAJA DERIV. 44CE CONOS 100X100X50 1/4V R | 8.55 | 1 | 1 | 66 | NR | 8011564261624 | 85381000 | 4BX00 | Installation | 4BX | INSTALLATION BOX | 4BX34G | CAJAS DE SUPERFICIE | 4BX34G46F | 44 CE CAJAS SUP. | 4BX34G46F501 | 75°C BOXES
GW44055 | CAJA DERIV. 44CE CONOS 120X80X50 GWT960 | 8.85 | 1 | 1 | 66 | NR | 8011564243835 | 85381000 | 4BX00 | Installation | 4BX | INSTALLATION BOX | 4BX34G | CAJAS DE SUPERFICIE | 4BX34G46F | 44 CE CAJAS SUP. | 4BX34G46F501 | 75°C BOXES
GW44056 | CAJA DERIV. 44CE CONOS 150X110X70 GWT960 | 13.15 | 1 | 1 | 40 | NR | 8011564180437 | 85381000 | 4BX00 | Installation | 4BX | INSTALLATION BOX | 4BX34G | CAJAS DE SUPERFICIE | 4BX34G46F | 44 CE CAJAS SUP. | 4BX34G46F501 | 75°C BOXES
GW44056R | CAJA DER. 44CE CONOS 150X110X70 GWT960 R | 14.8 | 1 | 1 | 40 | NR | 8011564261648 | 85381000 | 4BX00 | Installation | 4BX | INSTALLATION BOX | 4BX34G | CAJAS DE SUPERFICIE | 4BX34G46F | 44 CE CAJAS SUP. | 4BX34G46F501 | 75°C BOXES
GW44057 | CAJA DERIV. 44CE CONOS 190X140X70 GWT960 | 24.85 | 1 | 1 | 24 | NR | 8011564180345 | 85381000 | 4BX00 | Installation | 4BX | INSTALLATION BOX | 4BX34G | CAJAS DE SUPERFICIE | 4BX34G46F | 44 CE CAJAS SUP. | 4BX34G46F501 | 75°C BOXES
GW44058 | CAJA DERIV. 44CE CONOS 240X190X90 GWT960 | 40.9 | 1 | 1 | 12 | NR | 8011564180376 | 85381000 | 4BX00 | Installation | 4BX | INSTALLATION BOX | 4BX34G | CAJAS DE SUPERFICIE | 4BX34G46F | 44 CE CAJAS SUP. | 4BX34G46F501 | 75°C BOXES
GW44059 | CAJA DERI. 44CE CONOS 300X220X120 GWT960 | 74.5 | 1 | 1 | 6 | NR | 8011564243842 | 85381000 | 4BX00 | Installation | 4BX | INSTALLATION BOX | 4BX34G | CAJAS DE SUPERFICIE | 4BX34G46F | 44 CE CAJAS SUP. | 4BX34G46F501 | 75°C BOXES
GW44060 | CAJA DERI. 44CE CONOS 380X300X120 GWT960 | 100 | 1 | 1 | 4 | NR | 8011564243859 | 85381000 | 4BX00 | Installation | 4BX | INSTALLATION BOX | 4BX34G | CAJAS DE SUPERFICIE | 4BX34G46F | 44 CE CAJAS SUP. | 4BX34G46F501 | 75°C BOXES
GW44061 | CAJA DERI. 44CE CONOS 460X320X120 GWT960 | 140.5 | 1 | 1 | 3 | NR | 8011564243866 | 85381000 | 4BX00 | Installation | 4BX | INSTALLATION BOX | 4BX34G | CAJAS DE SUPERFICIE | 4BX34G46F | 44 CE CAJAS SUP. | 4BX34G46F501 | 75°C BOXES
GW44114 | CAJA DERIV. 44CE ALT.CAP.100X100X80 | 9.1 | 1 | 1 | 45 | NR | 8011564763470 | 85381000 | 4BX00 | Installation | 4BX | INSTALLATION BOX | 4BX34G | CAJAS DE SUPERFICIE | 4BX34G46F | 44 CE CAJAS SUP. | 4BX34G46F501 | 75°C BOXES
GW44117 | CAJA DERIV. 44CE ALT.CAP.190X140X110 | 23.2 | 1 | 1 | 16 | NR | 8011564763487 | 85381000 | 4BX00 | Installation | 4BX | INSTALLATION BOX | 4BX34G | CAJAS DE SUPERFICIE | 4BX34G46F | 44 CE CAJAS SUP. | 4BX34G46F501 | 75°C BOXES
GW44118 | CAJA DERIV. 44CE ALT.CAP. 240X190X130 | 36.5 | 1 | 1 | 12 | NR | 8011564763494 | 85381000 | 4BX00 | Installation | 4BX | INSTALLATION BOX | 4BX34G | CAJAS DE SUPERFICIE | 4BX34G46F | 44 CE CAJAS SUP. | 4BX34G46F501 | 75°C BOXES
GW44119 | CAJA DERIV. 44CE ALT.CAP.300X220X170 | 62.5 | 1 | 1 | 7 | NR | 8011564763500 | 85381000 | 4BX00 | Installation | 4BX | INSTALLATION BOX | 4BX34G | CAJAS DE SUPERFICIE | 4BX34G46F | 44 CE CAJAS SUP. | 4BX34G46F501 | 75°C BOXES
GW44120 | CAJA DERIV. 44CE ALT.CAP.380X300X170 | 83.5 | 1 | 1 | 3 | NR | 8011564763517 | 85381000 | 4BX00 | Installation | 4BX | INSTALLATION BOX | 4BX34G | CAJAS DE SUPERFICIE | 4BX34G46F | 44 CE CAJAS SUP. | 4BX34G46F501 | 75°C BOXES
GW44137 | CAJA DER. 44CE ALT.CAP.190X140X110 TRANS | 25.4 | 1 | 1 | 16 | NR | 8011564763531 | 85381000 | 4BX00 | Installation | 4BX | INSTALLATION BOX | 4BX34G | CAJAS DE SUPERFICIE | 4BX34G46F | 44 CE CAJAS SUP. | 4BX34G46F501 | 75°C BOXES
GW44138 | CAJA DER. 44CE ALT.CAP.240X190X130 TRANS | 39.95 | 1 | 1 | 12 | NR | 8011564763548 | 85381000 | 4BX00 | Installation | 4BX | INSTALLATION BOX | 4BX34G | CAJAS DE SUPERFICIE | 4BX34G46F | 44 CE CAJAS SUP. | 4BX34G46F501 | 75°C BOXES
GW44139 | CAJA DER. 44CE ALT.CAP.300X220X170 TRANS | 68 | 1 | 1 | 7 | NR | 8011564763555 | 85381000 | 4BX00 | Installation | 4BX | INSTALLATION BOX | 4BX34G | CAJAS DE SUPERFICIE | 4BX34G46F | 44 CE CAJAS SUP. | 4BX34G46F501 | 75°C BOXES
GW44140 | CAJA DER. 44CE ALT.CAP.380X300X170 TRANS | 92 | 1 | 1 | 3 | NR | 8011564763562 | 85381000 | 4BX00 | Installation | 4BX | INSTALLATION BOX | 4BX34G | CAJAS DE SUPERFICIE | 4BX34G46F | 44 CE CAJAS SUP. | 4BX34G46F501 | 75°C BOXES
GW44204 | CAJA DERIV. 44CE LISA 100X100X50 GWT650 | 6.1 | 1 | 1 | 105 | NR | 8011564013773 | 85381000 | 4BX00 | Installation | 4BX | INSTALLATION BOX | 4BX34G | CAJAS DE SUPERFICIE | 4BX34G46F | 44 CE CAJAS SUP. | 4BX34G46F501 | 75°C BOXES
GW44205 | CAJA DERIV. 44CE LISA 120X80X50 GWT650 | 6.15 | 1 | 1 | 91 | NR | 8011564013780 | 85381000 | 4BX00 | Installation | 4BX | INSTALLATION BOX | 4BX34G | CAJAS DE SUPERFICIE | 4BX34G46F | 44 CE CAJAS SUP. | 4BX34G46F501 | 75°C BOXES
GW44206 | CAJA DERIV. 44CE LISA 150X110X70 GWT650 | 9.1 | 1 | 1 | 50 | NR | 8011564013797 | 85381000 | 4BX00 | Installation | 4BX | INSTALLATION BOX | 4BX34G | CAJAS DE SUPERFICIE | 4BX34G46F | 44 CE CAJAS SUP. | 4BX34G46F501 | 75°C BOXES
GW44207 | CAJA DERIV. 44CE LISA 190X140X70 GWT650 | 17.95 | 1 | 1 | 30 | NR | 8011564013803 | 85381000 | 4BX00 | Installation | 4BX | INSTALLATION BOX | 4BX34G | CAJAS DE SUPERFICIE | 4BX34G46F | 44 CE CAJAS SUP. | 4BX34G46F501 | 75°C BOXES
GW44208 | CAJA DERIV. 44CE LISA 240X190X90 GWT650 | 29.65 | 1 | 1 | 14 | NR | 8011564013810 | 85381000 | 4BX00 | Installation | 4BX | INSTALLATION BOX | 4BX34G | CAJAS DE SUPERFICIE | 4BX34G46F | 44 CE CAJAS SUP. | 4BX34G46F501 | 75°C BOXES
GW44209 | CAJA DERIV. 44CE LISA 300X220X120 GWT650 | 53.5 | 1 | 1 | 6 | NR | 8011564013827 | 85381000 | 4BX00 | Installation | 4BX | INSTALLATION BOX | 4BX34G | CAJAS DE SUPERFICIE | 4BX34G46F | 44 CE CAJAS SUP. | 4BX34G46F501 | 75°C BOXES
GW44210 | CAJA DERIV. 44CE LISA 380X300X120 GWT650 | 74 | 1 | 1 | 4 | NR | 8011564013834 | 85381000 | 4BX00 | Installation | 4BX | INSTALLATION BOX | 4BX34G | CAJAS DE SUPERFICIE | 4BX34G46F | 44 CE CAJAS SUP. | 4BX34G46F501 | 75°C BOXES
GW44211 | CAJA DERIV. 44CE LISA 460X380X120 GWT650 | 105 | 1 | 1 | 3 | NR | 8011564013841 | 85381000 | 4BX00 | Installation | 4BX | INSTALLATION BOX | 4BX34G | CAJAS DE SUPERFICIE | 4BX34G46F | 44 CE CAJAS SUP. | 4BX34G46F501 | 75°C BOXES
GW44214 | CAJA DERIV. 44CE LISA 100X100X120 GWT650 | 9.1 | 1 | 1 | 45 | NR | 8011564013858 | 85381000 | 4BX00 | Installation | 4BX | INSTALLATION BOX | 4BX34G | CAJAS DE SUPERFICIE | 4BX34G46F | 44 CE CAJAS SUP. | 4BX34G46F501 | 75°C BOXES
GW44215 | CAJA DERIV. 44CE LISA 120X80X120 GWT650 | 9.1 | 1 | 1 | 55 | NR | 8011564013865 | 85381000 | 4BX00 | Installation | 4BX | INSTALLATION BOX | 4BX34G | CAJAS DE SUPERFICIE | 4BX34G46F | 44 CE CAJAS SUP. | 4BX34G46F501 | 75°C BOXES
GW44216 | CAJA DERIV. 44CE LISA 150X110X140 GWT650 | 13.65 | 1 | 1 | 24 | NR | 8011564013872 | 85381000 | 4BX00 | Installation | 4BX | INSTALLATION BOX | 4BX34G | CAJAS DE SUPERFICIE | 4BX34G46F | 44 CE CAJAS SUP. | 4BX34G46F501 | 75°C BOXES
GW44217 | CAJA DERIV. 44CE LISA 190X140X140 GWT650 | 23.2 | 1 | 1 | 12 | NR | 8011564013889 | 85381000 | 4BX00 | Installation | 4BX | INSTALLATION BOX | 4BX34G | CAJAS DE SUPERFICIE | 4BX34G46F | 44 CE CAJAS SUP. | 4BX34G46F501 | 75°C BOXES
GW44218 | CAJA DERIV. 44CE LISA 240X190X160 GWT650 | 36.5 | 1 | 1 | 12 | NR | 8011564013896 | 85381000 | 4BX00 | Installation | 4BX | INSTALLATION BOX | 4BX34G | CAJAS DE SUPERFICIE | 4BX34G46F | 44 CE CAJAS SUP. | 4BX34G46F501 | 75°C BOXES
GW44219 | CAJA DERIV. 44CE LISA 300X220X180 GWT650 | 62.5 | 1 | 1 | 7 | NR | 8011564013902 | 85381000 | 4BX00 | Installation | 4BX | INSTALLATION BOX | 4BX34G | CAJAS DE SUPERFICIE | 4BX34G46F | 44 CE CAJAS SUP. | 4BX34G46F501 | 75°C BOXES
GW44220 | CAJA DERIV. 44CE LISA 380X300X180 GWT650 | 83.5 | 1 | 1 | 3 | NR | 8011564013919 | 85381000 | 4BX00 | Installation | 4BX | INSTALLATION BOX | 4BX34G | CAJAS DE SUPERFICIE | 4BX34G46F | 44 CE CAJAS SUP. | 4BX34G46F501 | 75°C BOXES
GW44221 | CAJA DERIV. 44CE LISA 460X380X180 GWT650 | 119.5 | 1 | 1 | 2 | NR | 8011564013926 | 85381000 | 4BX00 | Installation | 4BX | INSTALLATION BOX | 4BX34G | CAJAS DE SUPERFICIE | 4BX34G46F | 44 CE CAJAS SUP. | 4BX34G46F501 | 75°C BOXES
GW44234 | CAJA DERIV. 44CE LISA 100X100X50 GWT650 | 6.1 | 1 | 1 | 105 | NR | 8011564196223 | 85381000 | 4BX00 | Installation | 4BX | INSTALLATION BOX | 4BX34G | CAJAS DE SUPERFICIE | 4BX34G46F | 44 CE CAJAS SUP. | 4BX34G46F501 | 75°C BOXES
GW44236 | CAJA DERIV. 44CE LISA 150X110X70 GWT650 | 9.1 | 1 | 1 | 50 | NR | 8011564196230 | 85381000 | 4BX00 | Installation | 4BX | INSTALLATION BOX | 4BX34G | CAJAS DE SUPERFICIE | 4BX34G46F | 44 CE CAJAS SUP. | 4BX34G46F501 | 75°C BOXES
GW44254 | CAJA DERIV. 44CE LISA 100X100X120 GWT960 | 13.65 | 1 | 1 | 45 | NR | 8011564298729 | 85381000 | 4BX00 | Installation | 4BX | INSTALLATION BOX | 4BX34G | CAJAS DE SUPERFICIE | 4BX34G46F | 44 CE CAJAS SUP. | 4BX34G46F501 | 75°C BOXES
GW44255 | CAJA DERIV. 44CE LISA 120X80X120 GWT960 | 12.75 | 1 | 1 | 55 | NR | 8011564298736 | 85381000 | 4BX00 | Installation | 4BX | INSTALLATION BOX | 4BX34G | CAJAS DE SUPERFICIE | 4BX34G46F | 44 CE CAJAS SUP. | 4BX34G46F501 | 75°C BOXES
GW44256 | CAJA DERIV. 44CE LISA 150X110X140 GWT960 | 17.45 | 1 | 1 | 24 | NR | 8011564298743 | 85381000 | 4BX00 | Installation | 4BX | INSTALLATION BOX | 4BX34G | CAJAS DE SUPERFICIE | 4BX34G46F | 44 CE CAJAS SUP. | 4BX34G46F501 | 75°C BOXES
GW44257 | CAJA DERIV. 44CE LISA 190X140X140 GWT960 | 37.05 | 1 | 1 | 16 | NR | 8011564298750 | 85381000 | 4BX00 | Installation | 4BX | INSTALLATION BOX | 4BX34G | CAJAS DE SUPERFICIE | 4BX34G46F | 44 CE CAJAS SUP. | 4BX34G46F501 | 75°C BOXES
GW44258 | CAJA DERIV. 44CE LISA 240X190X160 GWT960 | 55 | 1 | 1 | 12 | NR | 8011564298767 | 85381000 | 4BX00 | Installation | 4BX | INSTALLATION BOX | 4BX34G | CAJAS DE SUPERFICIE | 4BX34G46F | 44 CE CAJAS SUP. | 4BX34G46F501 | 75°C BOXES
GW44259 | CAJA DERIV. 44CE LISA 300X200X180 GWT960 | 93 | 1 | 1 | 7 | NR | 8011564298774 | 85381000 | 4BX00 | Installation | 4BX | INSTALLATION BOX | 4BX34G | CAJAS DE SUPERFICIE | 4BX34G46F | 44 CE CAJAS SUP. | 4BX34G46F501 | 75°C BOXES
GW44260 | CAJA DERIV. 44CE LISA 380X300X180 GWT960 | 133 | 1 | 1 | 3 | NR | 8011564298781 | 85381000 | 4BX00 | Installation | 4BX | INSTALLATION BOX | 4BX34G | CAJAS DE SUPERFICIE | 4BX34G46F | 44 CE CAJAS SUP. | 4BX34G46F501 | 75°C BOXES
GW44261 | CAJA DERIV. 44CE LISA 460X380X180 GWT960 | 188.5 | 1 | 1 | 2 | NR | 8011564298798 | 85381000 | 4BX00 | Installation | 4BX | INSTALLATION BOX | 4BX34G | CAJAS DE SUPERFICIE | 4BX34G46F | 44 CE CAJAS SUP. | 4BX34G46F501 | 75°C BOXES
GW44274 | CAJA DERIV. 44CE LISA 100X100X50 GWT960 | 7 | 1 | 1 | 105 | NR | 8011564217812 | 85381000 | 4BX00 | Installation | 4BX | INSTALLATION BOX | 4BX34G | CAJAS DE SUPERFICIE | 4BX34G46F | 44 CE CAJAS SUP. | 4BX34G46F501 | 75°C BOXES
GW44275 | CAJA DERIV. 44CE LISA 120X80X50 GWT960 | 7.1 | 1 | 1 | 91 | NR | 8011564217652 | 85381000 | 4BX00 | Installation | 4BX | INSTALLATION BOX | 4BX34G | CAJAS DE SUPERFICIE | 4BX34G46F | 44 CE CAJAS SUP. | 4BX34G46F501 | 75°C BOXES
GW44276 | CAJA DERIV. 44CE LISA 150X110X70 GWT960 | 11.1 | 1 | 1 | 50 | NR | 8011564217669 | 85381000 | 4BX00 | Installation | 4BX | INSTALLATION BOX | 4BX34G | CAJAS DE SUPERFICIE | 4BX34G46F | 44 CE CAJAS SUP. | 4BX34G46F501 | 75°C BOXES
GW44276C | CAJA DERIV. 44CE LISA 150X110X70 UL-CSA | 13.25 | 1 | 1 | 50 | NR | 8011564718913 | 85381000 | 4BX00 | Installation | 4BX | INSTALLATION BOX | 4BX34G | CAJAS DE SUPERFICIE | 4BX34G46F | 44 CE CAJAS SUP. | 4BX34G46F501 | 75°C BOXES
GW44277 | CAJA DERIV. 44CE LISA 190X140X70 GWT960 | 22.45 | 1 | 1 | 30 | NR | 8011564217713 | 85381000 | 4BX00 | Installation | 4BX | INSTALLATION BOX | 4BX34G | CAJAS DE SUPERFICIE | 4BX34G46F | 44 CE CAJAS SUP. | 4BX34G46F501 | 75°C BOXES
GW44277C | CAJA DERIV. 44CE LISA 190X140X70 UL-CSA | 25.1 | 1 | 1 | 30 | NR | 8011564718920 | 85381000 | 4BX00 | Installation | 4BX | INSTALLATION BOX | 4BX34G | CAJAS DE SUPERFICIE | 4BX34G46F | 44 CE CAJAS SUP. | 4BX34G46F501 | 75°C BOXES
GW44278 | CAJA DERIV. 44CE LISA 240X190X90 GWT960 | 35.4 | 1 | 1 | 14 | NR | 8011564217676 | 85381000 | 4BX00 | Installation | 4BX | INSTALLATION BOX | 4BX34G | CAJAS DE SUPERFICIE | 4BX34G46F | 44 CE CAJAS SUP. | 4BX34G46F501 | 75°C BOXES
GW44279 | CAJA DERIV. 44CE LISA 300X220X120 GWT960 | 65 | 1 | 1 | 6 | NR | 8011564229273 | 85381000 | 4BX00 | Installation | 4BX | INSTALLATION BOX | 4BX34G | CAJAS DE SUPERFICIE | 4BX34G46F | 44 CE CAJAS SUP. | 4BX34G46F501 | 75°C BOXES
GW44280 | CAJA DERIV. 44CE LISA 380X300X120 GWT960 | 90 | 1 | 1 | 4 | NR | 8011564229266 | 85381000 | 4BX00 | Installation | 4BX | INSTALLATION BOX | 4BX34G | CAJAS DE SUPERFICIE | 4BX34G46F | 44 CE CAJAS SUP. | 4BX34G46F501 | 75°C BOXES
GW44281 | CAJA DERIV. 44CE LISA 460X380X120 GWT960 | 129 | 1 | 1 | 3 | NR | 8011564243873 | 85381000 | 4BX00 | Installation | 4BX | INSTALLATION BOX | 4BX34G | CAJAS DE SUPERFICIE | 4BX34G46F | 44 CE CAJAS SUP. | 4BX34G46F501 | 75°C BOXES
GW44404 | CAJA DERIV. 44CE LISA GW120 100X100X50 | 12.25 | 1 | 1 | 108 | NR | 8011564013933 | 85381000 | 4BX00 | Installation | 4BX | INSTALLATION BOX | 4BX34G | CAJAS DE SUPERFICIE | 4BX34G46F | 44 CE CAJAS SUP. | 4BX34G46F503 | BOXES FOR INDUS. USE
GW44405 | CAJA DERIV. 44CE LISA GW120 120X80X50 | 12.25 | 1 | 1 | 108 | NR | 8011564013940 | 85381000 | 4BX00 | Installation | 4BX | INSTALLATION BOX | 4BX34G | CAJAS DE SUPERFICIE | 4BX34G46F | 44 CE CAJAS SUP. | 4BX34G46F503 | BOXES FOR INDUS. USE
GW44406 | CAJA DERIV. 44CE LISA GW120 150X110X70 | 19.65 | 1 | 1 | 50 | NR | 8011564013957 | 85381000 | 4BX00 | Installation | 4BX | INSTALLATION BOX | 4BX34G | CAJAS DE SUPERFICIE | 4BX34G46F | 44 CE CAJAS SUP. | 4BX34G46F503 | BOXES FOR INDUS. USE
GW44407 | CAJA DERIV. 44CE LISA GW120 190X140X70 | 33.85 | 1 | 1 | 32 | NR | 8011564013964 | 85381000 | 4BX00 | Installation | 4BX | INSTALLATION BOX | 4BX34G | CAJAS DE SUPERFICIE | 4BX34G46F | 44 CE CAJAS SUP. | 4BX34G46F503 | BOXES FOR INDUS. USE
GW44408 | CAJA DERIV. 44CE LISA GW120 240X190X90 | 52 | 1 | 1 | 14 | NR | 8011564013971 | 85381000 | 4BX00 | Installation | 4BX | INSTALLATION BOX | 4BX34G | CAJAS DE SUPERFICIE | 4BX34G46F | 44 CE CAJAS SUP. | 4BX34G46F503 | BOXES FOR INDUS. USE
GW44409 | CAJA DERIV. 44CE LISA GW120 300X220X120 | 75.5 | 1 | 1 | 6 | NR | 8011564013988 | 85381000 | 4BX00 | Installation | 4BX | INSTALLATION BOX | 4BX34G | CAJAS DE SUPERFICIE | 4BX34G46F | 44 CE CAJAS SUP. | 4BX34G46F503 | BOXES FOR INDUS. USE
GW44410 | CAJA DERIV. 44CE LISA GW120 380X300X120 | 108 | 1 | 1 | 4 | NR | 8011564013995 | 85381000 | 4BX00 | Installation | 4BX | INSTALLATION BOX | 4BX34G | CAJAS DE SUPERFICIE | 4BX34G46F | 44 CE CAJAS SUP. | 4BX34G46F503 | BOXES FOR INDUS. USE
GW44411 | CAJA DERIV. 44CE LISA GW120 460X380X120 | 155 | 1 | 1 | 3 | NR | 8011564014008 | 85381000 | 4BX00 | Installation | 4BX | INSTALLATION BOX | 4BX34G | CAJAS DE SUPERFICIE | 4BX34G46F | 44 CE CAJAS SUP. | 4BX34G46F503 | BOXES FOR INDUS. USE
GW44414 | CAJA DERIV. 44CE LISA GW120 100X100X120 | 17.65 | 1 | 1 | 45 | NR | 8011564014015 | 85381000 | 4BX00 | Installation | 4BX | INSTALLATION BOX | 4BX34G | CAJAS DE SUPERFICIE | 4BX34G46F | 44 CE CAJAS SUP. | 4BX34G46F503 | BOXES FOR INDUS. USE
GW44415 | CAJA DERIV. 44CE LISA GW120 120X80X120 | 17.65 | 1 | 1 | 55 | NR | 8011564014022 | 85381000 | 4BX00 | Installation | 4BX | INSTALLATION BOX | 4BX34G | CAJAS DE SUPERFICIE | 4BX34G46F | 44 CE CAJAS SUP. | 4BX34G46F503 | BOXES FOR INDUS. USE
GW44416 | CAJA DERIV. 44CE LISA GW120 150X110X140 | 27.65 | 1 | 1 | 24 | NR | 8011564014039 | 85381000 | 4BX00 | Installation | 4BX | INSTALLATION BOX | 4BX34G | CAJAS DE SUPERFICIE | 4BX34G46F | 44 CE CAJAS SUP. | 4BX34G46F503 | BOXES FOR INDUS. USE
GW44417 | CAJA DERIV. 44CE LISA GW120 190X140X140 | 39.35 | 1 | 1 | 16 | NR | 8011564014046 | 85381000 | 4BX00 | Installation | 4BX | INSTALLATION BOX | 4BX34G | CAJAS DE SUPERFICIE | 4BX34G46F | 44 CE CAJAS SUP. | 4BX34G46F503 | BOXES FOR INDUS. USE
GW44418 | CAJA DERIV. 44CE LISA GW120 240X190X160 | 61 | 1 | 1 | 12 | NR | 8011564014053 | 85381000 | 4BX00 | Installation | 4BX | INSTALLATION BOX | 4BX34G | CAJAS DE SUPERFICIE | 4BX34G46F | 44 CE CAJAS SUP. | 4BX34G46F503 | BOXES FOR INDUS. USE
GW44419 | CAJA DERIV. 44CE LISA GW120 300X220X180 | 87.5 | 1 | 1 | 7 | NR | 8011564014060 | 85381000 | 4BX00 | Installation | 4BX | INSTALLATION BOX | 4BX34G | CAJAS DE SUPERFICIE | 4BX34G46F | 44 CE CAJAS SUP. | 4BX34G46F503 | BOXES FOR INDUS. USE
GW44420 | CAJA DERIV. 44CE LISA GW120 380X300X180 | 133 | 1 | 1 | 3 | NR | 8011564014077 | 85381000 | 4BX00 | Installation | 4BX | INSTALLATION BOX | 4BX34G | CAJAS DE SUPERFICIE | 4BX34G46F | 44 CE CAJAS SUP. | 4BX34G46F503 | BOXES FOR INDUS. USE
GW44421 | CAJA DERIV. 44CE LISA GW120 460X380X180 | 178 | 1 | 1 | 2 | NR | 8011564014084 | 85381000 | 4BX00 | Installation | 4BX | INSTALLATION BOX | 4BX34G | CAJAS DE SUPERFICIE | 4BX34G46F | 44 CE CAJAS SUP. | 4BX34G46F503 | BOXES FOR INDUS. USE
GW44426 | CAJA 44CE LISA GW120 150X110X70 TRANS | 19.65 | 1 | 1 | 50 | NR | 8011564014091 | 85381000 | 4BX00 | Installation | 4BX | INSTALLATION BOX | 4BX34G | CAJAS DE SUPERFICIE | 4BX34G46F | 44 CE CAJAS SUP. | 4BX34G46F503 | BOXES FOR INDUS. USE
GW44427 | CAJA 44CE LISA GW120 190X140X70 TRANS | 36.2 | 1 | 1 | 32 | NR | 8011564014107 | 85381000 | 4BX00 | Installation | 4BX | INSTALLATION BOX | 4BX34G | CAJAS DE SUPERFICIE | 4BX34G46F | 44 CE CAJAS SUP. | 4BX34G46F503 | BOXES FOR INDUS. USE
GW44428 | CAJA 44CE LISA GW120 240X190X90 TRANS | 57 | 1 | 1 | 14 | NR | 8011564014114 | 85381000 | 4BX00 | Installation | 4BX | INSTALLATION BOX | 4BX34G | CAJAS DE SUPERFICIE | 4BX34G46F | 44 CE CAJAS SUP. | 4BX34G46F503 | BOXES FOR INDUS. USE
GW44429 | CAJA 44CE LISA GW120 300X220X120 TRANS | 82 | 1 | 1 | 6 | NR | 8011564014121 | 85381000 | 4BX00 | Installation | 4BX | INSTALLATION BOX | 4BX34G | CAJAS DE SUPERFICIE | 4BX34G46F | 44 CE CAJAS SUP. | 4BX34G46F503 | BOXES FOR INDUS. USE
GW44430 | CAJA 44CE LISA GW120 380X300X120 TRANS | 118.5 | 1 | 1 | 4 | NR | 8011564014138 | 85381000 | 4BX00 | Installation | 4BX | INSTALLATION BOX | 4BX34G | CAJAS DE SUPERFICIE | 4BX34G46F | 44 CE CAJAS SUP. | 4BX34G46F503 | BOXES FOR INDUS. USE
GW44431 | CAJA 44CE LISA GW120 460X380X120 TRANS | 169.5 | 1 | 1 | 3 | NR | 8011564014145 | 85381000 | 4BX00 | Installation | 4BX | INSTALLATION BOX | 4BX34G | CAJAS DE SUPERFICIE | 4BX34G46F | 44 CE CAJAS SUP. | 4BX34G46F503 | BOXES FOR INDUS. USE
GW44436 | CAJA 44CE LISA GW120 150X110X140 TRANS | 29.45 | 1 | 1 | 24 | NR | 8011564014152 | 85381000 | 4BX00 | Installation | 4BX | INSTALLATION BOX | 4BX34G | CAJAS DE SUPERFICIE | 4BX34G46F | 44 CE CAJAS SUP. | 4BX34G46F503 | BOXES FOR INDUS. USE
GW44437 | CAJA 44CE LISA GW120 190X140X140 TRANS | 44.35 | 1 | 1 | 16 | NR | 8011564014169 | 85381000 | 4BX00 | Installation | 4BX | INSTALLATION BOX | 4BX34G | CAJAS DE SUPERFICIE | 4BX34G46F | 44 CE CAJAS SUP. | 4BX34G46F503 | BOXES FOR INDUS. USE
GW44438 | CAJA 44CE LISA GW120 240X190X160 TRANS | 68 | 1 | 1 | 12 | NR | 8011564014176 | 85381000 | 4BX00 | Installation | 4BX | INSTALLATION BOX | 4BX34G | CAJAS DE SUPERFICIE | 4BX34G46F | 44 CE CAJAS SUP. | 4BX34G46F503 | BOXES FOR INDUS. USE
GW44439 | CAJA 44CE LISA GW120 300X220X180 TRANS | 95.5 | 1 | 1 | 7 | NR | 8011564014183 | 85381000 | 4BX00 | Installation | 4BX | INSTALLATION BOX | 4BX34G | CAJAS DE SUPERFICIE | 4BX34G46F | 44 CE CAJAS SUP. | 4BX34G46F503 | BOXES FOR INDUS. USE
GW44440 | CAJA 44CE LISA GW120 380X300X180 TRANS | 144.5 | 1 | 1 | 3 | NR | 8011564014190 | 85381000 | 4BX00 | Installation | 4BX | INSTALLATION BOX | 4BX34G | CAJAS DE SUPERFICIE | 4BX34G46F | 44 CE CAJAS SUP. | 4BX34G46F503 | BOXES FOR INDUS. USE
GW44441 | CAJA 44CE LISA GW120 460X380X180 TRANS | 198.5 | 1 | 1 | 2 | NR | 8011564014206 | 85381000 | 4BX00 | Installation | 4BX | INSTALLATION BOX | 4BX34G | CAJAS DE SUPERFICIE | 4BX34G46F | 44 CE CAJAS SUP. | 4BX34G46F503 | BOXES FOR INDUS. USE
GW44601 | REGLETA 12P 2,5MM2 | 3.04 | 1 | 10 | 480 | NR | 8011564017672 | 85369010 | 4BX00 | Installation | 4BX | INSTALLATION BOX | 4BX41G | BOX OTHERS | 4BX41G49F | 44 REGLETEROS BORNAS | 4BX41G49F551 | TRAILING TERM BLOCKS
GW44602 | REGLETA 12P 4MM2 | 3.61 | 1 | 10 | 240 | NR | 8011564017689 | 85369010 | 4BX00 | Installation | 4BX | INSTALLATION BOX | 4BX41G | BOX OTHERS | 4BX41G49F | 44 REGLETEROS BORNAS | 4BX41G49F551 | TRAILING TERM BLOCKS
GW44603 | REGLETA 12P 10MM2 | 4.74 | 1 | 10 | 160 | NR | 8011564017696 | 85369010 | 4BX00 | Installation | 4BX | INSTALLATION BOX | 4BX41G | BOX OTHERS | 4BX41G49F | 44 REGLETEROS BORNAS | 4BX41G49F551 | TRAILING TERM BLOCKS
GW44604 | REGLETA 12P 16MM2 | 8.1 | 1 | 10 | 120 | NR | 8011564017702 | 85369010 | 4BX00 | Installation | 4BX | INSTALLATION BOX | 4BX41G | BOX OTHERS | 4BX41G49F | 44 REGLETEROS BORNAS | 4BX41G49F551 | TRAILING TERM BLOCKS
GW44605 | REGLETA 12P 2,5MM2 | 19.45 | 1 | 3 | 36 | NR | 8011564017719 | 85369010 | 4BX00 | Installation | 4BX | INSTALLATION BOX | 4BX41G | BOX OTHERS | 4BX41G49F | 44 REGLETEROS BORNAS | 4BX41G49F551 | TRAILING TERM BLOCKS
GW44606 | REGLETA A PRESION 3X4MM2 | 2.83 | 1 | 10 | 100 | NR | 8011564014282 | 85369010 | 4BX00 | Installation | 4BX | INSTALLATION BOX | 4BX41G | BOX OTHERS | 4BX41G49F | 44 REGLETEROS BORNAS | 4BX41G49F553 | MULTIPOLE TERM BLOCK
GW44607 | REGLETA A PRESION 4X4 MM2 | 3.24 | 1 | 10 | 100 | NR | 8011564014213 | 85369010 | 4BX00 | Installation | 4BX | INSTALLATION BOX | 4BX41G | BOX OTHERS | 4BX41G49F | 44 REGLETEROS BORNAS | 4BX41G49F553 | MULTIPOLE TERM BLOCK
GW44608 | REGLETA A PRESION 5X4 MM2 | 3.86 | 1 | 10 | 100 | NR | 8011564014220 | 85369010 | 4BX00 | Installation | 4BX | INSTALLATION BOX | 4BX41G | BOX OTHERS | 4BX41G49F | 44 REGLETEROS BORNAS | 4BX41G49F553 | MULTIPOLE TERM BLOCK
GW44609 | REGLETA A TORNILLO 3X6MM2 | 7.65 | 1 | 10 | 100 | NR | 8011564014299 | 85369010 | 4BX00 | Installation | 4BX | INSTALLATION BOX | 4BX41G | BOX OTHERS | 4BX41G49F | 44 REGLETEROS BORNAS | 4BX41G49F553 | MULTIPOLE TERM BLOCK
GW44610 | REGLETA A TORNILLO 5X6MM2 | 11.25 | 1 | 10 | 100 | NR | 8011564014305 | 85369010 | 4BX00 | Installation | 4BX | INSTALLATION BOX | 4BX41G | BOX OTHERS | 4BX41G49F | 44 REGLETEROS BORNAS | 4BX41G49F553 | MULTIPOLE TERM BLOCK
GW44610C | REGLETA A TORNILLO 5X6MM2 UL-CSA | 12.55 | 1 | 10 | 100 | NR | 8011564718937 | 85369010 | 4BX00 | Installation | 4BX | INSTALLATION BOX | 4BX41G | BOX OTHERS | 4BX41G49F | 44 REGLETEROS BORNAS | 4BX41G49F553 | MULTIPOLE TERM BLOCK
GW44611 | REGLETA A TORNILLO 3X16MM2 | 10.3 | 1 | 10 | 100 | NR | 8011564014312 | 85369010 | 4BX00 | Installation | 4BX | INSTALLATION BOX | 4BX41G | BOX OTHERS | 4BX41G49F | 44 REGLETEROS BORNAS | 4BX41G49F553 | MULTIPOLE TERM BLOCK
GW44612 | REGLETA A TORNILLO 5X16MM2 | 14.9 | 1 | 10 | 100 | NR | 8011564014329 | 85369010 | 4BX00 | Installation | 4BX | INSTALLATION BOX | 4BX41G | BOX OTHERS | 4BX41G49F | 44 REGLETEROS BORNAS | 4BX41G49F553 | MULTIPOLE TERM BLOCK
GW44613 | REGLETA A TORNILLO 3X35MM2 | 27.15 | 1 | 1 | 10 | NR | 8011564014336 | 85369010 | 4BX00 | Installation | 4BX | INSTALLATION BOX | 4BX41G | BOX OTHERS | 4BX41G49F | 44 REGLETEROS BORNAS | 4BX41G49F553 | MULTIPOLE TERM BLOCK
GW44614 | REGLETA A TORNILLO 5X35MM2 | 39.95 | 1 | 1 | 10 | NR | 8011564014343 | 85369010 | 4BX00 | Installation | 4BX | INSTALLATION BOX | 4BX41G | BOX OTHERS | 4BX41G49F | 44 REGLETEROS BORNAS | 4BX41G49F553 | MULTIPOLE TERM BLOCK
GW44615 | PLACA FONDO P/C. 190X140 | 4.79 | 1 | 1 | 20 | NR | 8011564014237 | 73269098 | 4BX00 | Installation | 4BX | INSTALLATION BOX | 4BX34G | CAJAS DE SUPERFICIE | 4BX34G46F | 44 CE CAJAS SUP. | 4BX34G46F505 | COMPL. ITEMS BOXES
GW44616 | PLACA FONDO ZINCADA P/C. 240X190 | 7.1 | 1 | 1 | 20 | NR | 8011564014244 | 73269098 | 4BX00 | Installation | 4BX | INSTALLATION BOX | 4BX34G | CAJAS DE SUPERFICIE | 4BX34G46F | 44 CE CAJAS SUP. | 4BX34G46F505 | COMPL. ITEMS BOXES
GW44617 | PLACA FONDO P/C. 300X220 | 10.3 | 1 | 1 | 20 | NR | 8011564014251 | 73269098 | 4BX00 | Installation | 4BX | INSTALLATION BOX | 4BX34G | CAJAS DE SUPERFICIE | 4BX34G46F | 44 CE CAJAS SUP. | 4BX34G46F505 | COMPL. ITEMS BOXES
GW44618 | PLACA FONDO P/C. 380X300 | 30.4 | 1 | 1 | 5 | NR | 8011564014268 | 73269098 | 4BX00 | Installation | 4BX | INSTALLATION BOX | 4BX34G | CAJAS DE SUPERFICIE | 4BX34G46F | 44 CE CAJAS SUP. | 4BX34G46F505 | COMPL. ITEMS BOXES
GW44619 | PLACA FONDO P/C. 460X380 | 37.05 | 1 | 1 | 5 | NR | 8011564014275 | 73269098 | 4BX00 | Installation | 4BX | INSTALLATION BOX | 4BX34G | CAJAS DE SUPERFICIE | 4BX34G46F | 44 CE CAJAS SUP. | 4BX34G46F505 | COMPL. ITEMS BOXES
GW44620 | RACOR UNION P/CAJA IP56 | 5.8 | 1 | 10 | 160 | NR | 8011564014473 | 85389099 | 4BX00 | Installation | 4BX | INSTALLATION BOX | 4BX34G | CAJAS DE SUPERFICIE | 4BX34G46F | 44 CE CAJAS SUP. | 4BX34G46F505 | COMPL. ITEMS BOXES
GW44621 | SOP. FIJAC.CAJAS/CONTEN. | 68 | 100 | 40 | 480 | NR | 8011564014398 | 85389099 | 4BX00 | Installation | 4BX | INSTALLATION BOX | 4BX34G | CAJAS DE SUPERFICIE | 4BX34G46F | 44 CE CAJAS SUP. | 4BX34G46F505 | COMPL. ITEMS BOXES
GW44622 | TAPON CUBRE-TORNILL.DIAM.16MM | 53.5 | 100 | 10 | 100 | NR | 8011564029668 | 85389099 | 4BX00 | Installation | 4BX | INSTALLATION BOX | 4BX34G | CAJAS DE SUPERFICIE | 4BX34G46F | 44 CE CAJAS SUP. | 4BX34G46F505 | COMPL. ITEMS BOXES
GW44623 | TAPON CUBRE-TORNILLOS D.25MM | 63 | 100 | 10 | 100 | NR | 8011564029651 | 85389099 | 4BX00 | Installation | 4BX | INSTALLATION BOX | 4BX34G | CAJAS DE SUPERFICIE | 4BX34G46F | 44 CE CAJAS SUP. | 4BX34G46F505 | COMPL. ITEMS BOXES
GW44625 | PLACA FONDO AISL.P/C. 190X140 | 20.2 | 1 | 1 | 20 | NR | 8011564028456 | 85389099 | 4BX00 | Installation | 4BX | INSTALLATION BOX | 4BX34G | CAJAS DE SUPERFICIE | 4BX34G46F | 44 CE CAJAS SUP. | 4BX34G46F505 | COMPL. ITEMS BOXES
GW44626 | PLACA FONDO AISL.P/C. 240X190 | 24.45 | 1 | 1 | 20 | NR | 8011564028715 | 85389099 | 4BX00 | Installation | 4BX | INSTALLATION BOX | 4BX34G | CAJAS DE SUPERFICIE | 4BX34G46F | 44 CE CAJAS SUP. | 4BX34G46F505 | COMPL. ITEMS BOXES
GW44627 | PLACA FONDO AISL.P/C. 300X220 | 28.65 | 1 | 1 | 20 | NR | 8011564028708 | 85389099 | 4BX00 | Installation | 4BX | INSTALLATION BOX | 4BX34G | CAJAS DE SUPERFICIE | 4BX34G46F | 44 CE CAJAS SUP. | 4BX34G46F505 | COMPL. ITEMS BOXES
GW44628 | PLACA FONDO AISL. P/C. 380X300 | 48.85 | 1 | 1 | 4 | NR | 8011564028692 | 85389099 | 4BX00 | Installation | 4BX | INSTALLATION BOX | 4BX34G | CAJAS DE SUPERFICIE | 4BX34G46F | 44 CE CAJAS SUP. | 4BX34G46F505 | COMPL. ITEMS BOXES
GW44629 | PLACA FONDO AISL. P/C. 460X380 | 62.5 | 1 | 1 | 5 | NR | 8011564028685 | 85389099 | 4BX00 | Installation | 4BX | INSTALLATION BOX | 4BX34G | CAJAS DE SUPERFICIE | 4BX34G46F | 44 CE CAJAS SUP. | 4BX34G46F505 | COMPL. ITEMS BOXES
GW44636 | 44 CEP: PLACA FONDO ZINCADA 200X254 | 8.2 | 1 | 1 | 20 | NR | 8011564028609 | 85389099 | 4BX00 | Installation | 4BX | INSTALLATION BOX | 4BX34G | CAJAS DE SUPERFICIE | 4BX34G41F | 44-46 CEP-QP/QM/QX | 4BX34G41F421 | BOARDS IN GWPLAST120
GW44637 | 44 CEP: PLACA FONDO ZINCADA 236X316 | 9.7 | 1 | 1 | 20 | NR | 8011564028616 | 85389099 | 4BX00 | Installation | 4BX | INSTALLATION BOX | 4BX34G | CAJAS DE SUPERFICIE | 4BX34G41F | 44-46 CEP-QP/QM/QX | 4BX34G41F421 | BOARDS IN GWPLAST120
GW44638 | 44 CEP: PLACA FONDO ZINCADA 316X396 | 20 | 1 | 1 | 5 | NR | 8011564028623 | 85389099 | 4BX00 | Installation | 4BX | INSTALLATION BOX | 4BX34G | CAJAS DE SUPERFICIE | 4BX34G41F | 44-46 CEP-QP/QM/QX | 4BX34G41F421 | BOARDS IN GWPLAST120
GW44639 | 44 CEP: PLACA FONDO ZINCADA 396X474 | 27.35 | 1 | 1 | 5 | NR | 8011564028630 | 85389099 | 4BX00 | Installation | 4BX | INSTALLATION BOX | 4BX34G | CAJAS DE SUPERFICIE | 4BX34G41F | 44-46 CEP-QP/QM/QX | 4BX34G41F421 | BOARDS IN GWPLAST120
GW44646 | 44 CEP: PLACA FONDO AISL. 200X254 | 36 | 1 | 1 | 20 | NR | 8011564028678 | 85389099 | 4BX00 | Installation | 4BX | INSTALLATION BOX | 4BX34G | CAJAS DE SUPERFICIE | 4BX34G41F | 44-46 CEP-QP/QM/QX | 4BX34G41F421 | BOARDS IN GWPLAST120
GW44647 | 44 CEP: PLACA FONDO AISL. 236X316 | 42.65 | 1 | 1 | 20 | NR | 8011564028661 | 85389099 | 4BX00 | Installation | 4BX | INSTALLATION BOX | 4BX34G | CAJAS DE SUPERFICIE | 4BX34G41F | 44-46 CEP-QP/QM/QX | 4BX34G41F421 | BOARDS IN GWPLAST120
GW44648 | 44 CEP: PLACA FONDO AISL. 316X396 | 55 | 1 | 1 | 4 | NR | 8011564028654 | 85389099 | 4BX00 | Installation | 4BX | INSTALLATION BOX | 4BX34G | CAJAS DE SUPERFICIE | 4BX34G41F | 44-46 CEP-QP/QM/QX | 4BX34G41F421 | BOARDS IN GWPLAST120
GW44649 | 44 CEP: PLACA FONDO AISL. 396X474 | 68.5 | 1 | 1 | 5 | NR | 8011564028647 | 85389099 | 4BX00 | Installation | 4BX | INSTALLATION BOX | 4BX34G | CAJAS DE SUPERFICIE | 4BX34G41F | 44-46 CEP-QP/QM/QX | 4BX34G41F421 | BOARDS IN GWPLAST120
GW44661 | REGLETA AEREA 2,5MM2 DESM.10P | 2.83 | 1 | 10 | 450 | NR | 8011564064119 | 85369010 | 4BX00 | Installation | 4BX | INSTALLATION BOX | 4BX41G | BOX OTHERS | 4BX41G49F | 44 REGLETEROS BORNAS | 4BX41G49F551 | TRAILING TERM BLOCKS
GW44662 | REGLETA AEREA 6MM2 DESM.10P | 4.07 | 1 | 10 | 450 | NR | 8011564064133 | 85369010 | 4BX00 | Installation | 4BX | INSTALLATION BOX | 4BX41G | BOX OTHERS | 4BX41G49F | 44 REGLETEROS BORNAS | 4BX41G49F551 | TRAILING TERM BLOCKS
GW44663 | REGLETA AEREA 10MM2 DESM.10P | 6.75 | 1 | 10 | 300 | NR | 8011564064157 | 85369010 | 4BX00 | Installation | 4BX | INSTALLATION BOX | 4BX41G | BOX OTHERS | 4BX41G49F | 44 REGLETEROS BORNAS | 4BX41G49F551 | TRAILING TERM BLOCKS
GW44664 | REGLETA AEREA 16MM2 DESM.5P | 7.65 | 1 | 10 | 240 | NR | 8011564064171 | 85369010 | 4BX00 | Installation | 4BX | INSTALLATION BOX | 4BX41G | BOX OTHERS | 4BX41G49F | 44 REGLETEROS BORNAS | 4BX41G49F551 | TRAILING TERM BLOCKS
GW44665 | REGLETA AEREA 4MM2 DESM.10P | 3.19 | 1 | 10 | 450 | NR | 8011564073197 | 85369010 | 4BX00 | Installation | 4BX | INSTALLATION BOX | 4BX41G | BOX OTHERS | 4BX41G49F | 44 REGLETEROS BORNAS | 4BX41G49F551 | TRAILING TERM BLOCKS
GW44666 | REGLETA AEREA 25 MM2 1P | 8.15 | 1 | 5 | 150 | NR | 8011564073203 | 85369010 | 4BX00 | Installation | 4BX | INSTALLATION BOX | 4BX41G | BOX OTHERS | 4BX41G49F | 44 REGLETEROS BORNAS | 4BX41G49F551 | TRAILING TERM BLOCKS
GW44667 | REGLETA AEREA 35 MM2 1P | 10.1 | 1 | 5 | 150 | NR | 8011564073210 | 85369010 | 4BX00 | Installation | 4BX | INSTALLATION BOX | 4BX41G | BOX OTHERS | 4BX41G49F | 44 REGLETEROS BORNAS | 4BX41G49F551 | TRAILING TERM BLOCKS
GW44671 | REGLETA EQUIPOT. 3X6MM2 | 4.74 | 1 | 10 | 100 | NR | 8011564064188 | 85369010 | 4BX00 | Installation | 4BX | INSTALLATION BOX | 4BX41G | BOX OTHERS | 4BX41G49F | 44 REGLETEROS BORNAS | 4BX41G49F555 | SINGLE POLE T. BLOCK
GW44672 | REGLETA EQUIPOT. 5X6MM2 | 6.7 | 1 | 10 | 100 | NR | 8011564064201 | 85369010 | 4BX00 | Installation | 4BX | INSTALLATION BOX | 4BX41G | BOX OTHERS | 4BX41G49F | 44 REGLETEROS BORNAS | 4BX41G49F555 | SINGLE POLE T. BLOCK
GW44673 | REGLETA EQUIPOT. 4X16MM2 | 8.75 | 1 | 10 | 50 | NR | 8011564064225 | 85369010 | 4BX00 | Installation | 4BX | INSTALLATION BOX | 4BX41G | BOX OTHERS | 4BX41G49F | 44 REGLETEROS BORNAS | 4BX41G49F555 | SINGLE POLE T. BLOCK
GW44674 | REGLETA EQUIPOT. 2X16+3X6MM2 | 9.15 | 1 | 10 | 50 | NR | 8011564064249 | 85369010 | 4BX00 | Installation | 4BX | INSTALLATION BOX | 4BX41G | BOX OTHERS | 4BX41G49F | 44 REGLETEROS BORNAS | 4BX41G49F555 | SINGLE POLE T. BLOCK
GW44675 | REGLETA EQUIPOT. 2X16+9X6MM2 | 16.85 | 1 | 5 | 25 | NR | 8011564064263 | 85369010 | 4BX00 | Installation | 4BX | INSTALLATION BOX | 4BX41G | BOX OTHERS | 4BX41G49F | 44 REGLETEROS BORNAS | 4BX41G49F555 | SINGLE POLE T. BLOCK
GW44676 | REGLETA EQUIPOT. 2X35+4X16MM2 | 43.35 | 1 | 1 | 10 | NR | 8011564064287 | 85369010 | 4BX00 | Installation | 4BX | INSTALLATION BOX | 4BX41G | BOX OTHERS | 4BX41G49F | 44 REGLETEROS BORNAS | 4BX41G49F555 | SINGLE POLE T. BLOCK
GW44681 | SOPORTE REGLETA CARRIL EN50022 | 1.24 | 1 | 100 | 100 | NR | 8011564064317 | 85389099 | 4BX00 | Installation | 4BX | INSTALLATION BOX | 4BX41G | BOX OTHERS | 4BX41G49F | 44 REGLETEROS BORNAS | 4BX41G49F555 | SINGLE POLE T. BLOCK
GW44682 | ADAPT. P/REGLETA EQUIPOT. | 1.39 | 1 | 1 | 200 | NR | 8011564064331 | 85389099 | 4BX00 | Installation | 4BX | INSTALLATION BOX | 4BX41G | BOX OTHERS | 4BX41G49F | 44 REGLETEROS BORNAS | 4BX41G49F555 | SINGLE POLE T. BLOCK
GW44683 | GUIA P/REG. EQUIPOTENCIAL | 3.55 | 1 | 1 | 50 | NR | 8011564063921 | 85389099 | 4BX00 | Installation | 4BX | INSTALLATION BOX | 4BX41G | BOX OTHERS | 4BX41G49F | 44 REGLETEROS BORNAS | 4BX41G49F555 | SINGLE POLE T. BLOCK
GW44691 | REGLETA BIPOL. 4M.EN50022 | 32.35 | 1 | 1 | 40 | NR | 8011564064355 | 85369010 | 4BX00 | Installation | 4BX | INSTALLATION BOX | 4BX41G | BOX OTHERS | 4BX41G49F | 44 REGLETEROS BORNAS | 4BX41G49F555 | SINGLE POLE T. BLOCK
GW44693 | REGLETA BIPOL. 8M.EN50022 | 49.55 | 1 | 1 | 12 | NR | 8011564064379 | 85369010 | 4BX00 | Installation | 4BX | INSTALLATION BOX | 4BX41G | BOX OTHERS | 4BX41G49F | 44 REGLETEROS BORNAS | 4BX41G49F555 | SINGLE POLE T. BLOCK
GW44696 | REGLETA 4 POLOS 4M.EN50022 | 52 | 1 | 1 | 20 | NR | 8011564064393 | 85369010 | 4BX00 | Installation | 4BX | INSTALLATION BOX | 4BX41G | BOX OTHERS | 4BX41G49F | 44 REGLETEROS BORNAS | 4BX41G49F555 | SINGLE POLE T. BLOCK
GW44698 | REGLETA 4 POLOS 8M.EN50022 | 76 | 1 | 1 | 10 | NR | 8011564064430 | 85369010 | 4BX00 | Installation | 4BX | INSTALLATION BOX | 4BX41G | BOX OTHERS | 4BX41G49F | 44 REGLETEROS BORNAS | 4BX41G49F555 | SINGLE POLE T. BLOCK
GW44699 | REGLETA 4 POLOS 10M.EN50022 | 179 | 1 | 1 | 12 | NR | 8011564099500 | 85369010 | 4BX00 | Installation | 4BX | INSTALLATION BOX | 4BX41G | BOX OTHERS | 4BX41G49F | 44 REGLETEROS BORNAS | 4BX41G49F555 | SINGLE POLE T. BLOCK
GW44700 | DISTRIBUIDOR 4 POLOS 250A 20X5 CVX | 176 | 1 | 1 | 2 | NR | 8011564134805 | 85381000 | 2DN04 | Energy | 2DN | ENERGY | 2DN16G | MCCB/CUADROS DISTR. | 2DN16G23F | CUADR DIST/ ARMARIOS | 2DN16G23F417 | BUSBAR
GW44704 | REGLETA EQUIPOT..UNIPOL.4 VÍAS 6MM2 | 5.8 | 1 | 10 | 100 | NR | 8011564445116 | 85369010 | 4BX00 | Installation | 4BX | INSTALLATION BOX | 4BX41G | BOX OTHERS | 4BX41G49F | 44 REGLETEROS BORNAS | 4BX41G49F555 | SINGLE POLE T. BLOCK
GW44706 | REGLETA EQUIPOT..UNIPOL.6 VÍAS 6MM2 | 6.9 | 1 | 10 | 100 | NR | 8011564445123 | 85369010 | 4BX00 | Installation | 4BX | INSTALLATION BOX | 4BX41G | BOX OTHERS | 4BX41G49F | 44 REGLETEROS BORNAS | 4BX41G49F555 | SINGLE POLE T. BLOCK
GW44708 | REGLETA EQUIPOT..UNIPOL.8 VÍAS 6MM2 | 8.35 | 1 | 10 | 100 | NR | 8011564445130 | 85369010 | 4BX00 | Installation | 4BX | INSTALLATION BOX | 4BX41G | BOX OTHERS | 4BX41G49F | 44 REGLETEROS BORNAS | 4BX41G49F555 | SINGLE POLE T. BLOCK
GW44720 | SOPORTE REGLETA EQUIPOT.UNIP.4-6-8 VÍAS | 1.65 | 1 | 1 | 50 | NR | 8011564445109 | 39269097 | 4BX00 | Installation | 4BX | INSTALLATION BOX | 4BX41G | BOX OTHERS | 4BX41G49F | 44 REGLETEROS BORNAS | 4BX41G49F555 | SINGLE POLE T. BLOCK
GW44808 | CUADRO 44CEP 200X254X135 PUERTA PLENA | 97 | 1 | 1 | 4 | NR | 8011564028524 | 85371098 | 4BX00 | Installation | 4BX | INSTALLATION BOX | 4BX34G | CAJAS DE SUPERFICIE | 4BX34G41F | 44-46 CEP-QP/QM/QX | 4BX34G41F421 | BOARDS IN GWPLAST120
GW44809 | CUADRO 44CEP 236X316X135 PUERTA PLENA | 120.5 | 1 | 1 | 4 | NR | 8011564028531 | 85371098 | 4BX00 | Installation | 4BX | INSTALLATION BOX | 4BX34G | CAJAS DE SUPERFICIE | 4BX34G41F | 44-46 CEP-QP/QM/QX | 4BX34G41F421 | BOARDS IN GWPLAST120
GW44810 | CUADRO 44CEP 316X396X160 PUERTA PLENA | 164.5 | 1 | 1 | 2 | NR | 8011564028463 | 85381000 | 4BX00 | Installation | 4BX | INSTALLATION BOX | 4BX34G | CAJAS DE SUPERFICIE | 4BX34G41F | 44-46 CEP-QP/QM/QX | 4BX34G41F421 | BOARDS IN GWPLAST120
GW44811 | CUADRO 44CEP 396X474X160 PUERTA PLENA | 216.5 | 1 | 1 | 2 | NR | 8011564028470 | 85371098 | 4BX00 | Installation | 4BX | INSTALLATION BOX | 4BX34G | CAJAS DE SUPERFICIE | 4BX34G41F | 44-46 CEP-QP/QM/QX | 4BX34G41F421 | BOARDS IN GWPLAST120
GW44818 | CUADRO 44CEP 200X254X135 PUERTA TRANSP | 106 | 1 | 1 | 4 | NR | 8011564028517 | 85371098 | 4BX00 | Installation | 4BX | INSTALLATION BOX | 4BX34G | CAJAS DE SUPERFICIE | 4BX34G41F | 44-46 CEP-QP/QM/QX | 4BX34G41F421 | BOARDS IN GWPLAST120
GW44819 | CUADRO 44CEP 236X316X135 PUERTA TRANSP | 131 | 1 | 1 | 4 | NR | 8011564028487 | 85381000 | 4BX00 | Installation | 4BX | INSTALLATION BOX | 4BX34G | CAJAS DE SUPERFICIE | 4BX34G41F | 44-46 CEP-QP/QM/QX | 4BX34G41F421 | BOARDS IN GWPLAST120
GW44820 | CUADRO 44CEP 316X396X160 PUERTA TRANSP | 176 | 1 | 1 | 2 | NR | 8011564028500 | 85371098 | 4BX00 | Installation | 4BX | INSTALLATION BOX | 4BX34G | CAJAS DE SUPERFICIE | 4BX34G41F | 44-46 CEP-QP/QM/QX | 4BX34G41F421 | BOARDS IN GWPLAST120
GW44821 | CUADRO 44CEP 396X474X160 PUERTA TRANSP | 241.5 | 1 | 1 | 2 | NR | 8011564028494 | 85371098 | 4BX00 | Installation | 4BX | INSTALLATION BOX | 4BX34G | CAJAS DE SUPERFICIE | 4BX34G41F | 44-46 CEP-QP/QM/QX | 4BX34G41F421 | BOARDS IN GWPLAST120
GW44852 | 44 CEP: PANEL TROQUELADO 8M. 236X316 | 32.05 | 1 | 1 | 8 | NR | 8011564111332 | 85389099 | 4BX00 | Installation | 4BX | INSTALLATION BOX | 4BX34G | CAJAS DE SUPERFICIE | 4BX34G41F | 44-46 CEP-QP/QM/QX | 4BX34G41F421 | BOARDS IN GWPLAST120
GW44853 | 44 CEP: PANEL TROQUELADO 14M. 316X396 | 34.55 | 1 | 1 | 8 | NR | 8011564111349 | 85389099 | 4BX00 | Installation | 4BX | INSTALLATION BOX | 4BX34G | CAJAS DE SUPERFICIE | 4BX34G41F | 44-46 CEP-QP/QM/QX | 4BX34G41F421 | BOARDS IN GWPLAST120
GW44854 | 44 CEP: PANEL TROQUELADO 24M. 316X396 | 45.05 | 1 | 1 | 8 | NR | 8011564111356 | 85389099 | 4BX00 | Installation | 4BX | INSTALLATION BOX | 4BX34G | CAJAS DE SUPERFICIE | 4BX34G41F | 44-46 CEP-QP/QM/QX | 4BX34G41F421 | BOARDS IN GWPLAST120
GW44855 | 44 CEP: PANEL TROQUELADO 32M. 396X474 | 52.5 | 1 | 1 | 8 | NR | 8011564111363 | 85389099 | 4BX00 | Installation | 4BX | INSTALLATION BOX | 4BX34G | CAJAS DE SUPERFICIE | 4BX34G41F | 44-46 CEP-QP/QM/QX | 4BX34G41F421 | BOARDS IN GWPLAST120
GW45413 | PERFIL DIN35 B600 QDX630L/H/1600H | 36.85 | 1 | 1 | 1 | NR | 8034035060779 | 85389099 | 2DN04 | Energy | 2DN | ENERGY | 2DN16G | MCCB/CUADROS DISTR. | 2DN16G23F | CUADR DIST/ ARMARIOS | 2DN16G23F429 | COMPLEMENTI QDX
GW45414 | PERFIL G32 B600 QDX630L/H/1600H | 63.5 | 1 | 1 | 1 | NR | 8034035060786 | 85389099 | 2DN04 | Energy | 2DN | ENERGY | 2DN16G | MCCB/CUADROS DISTR. | 2DN16G23F | CUADR DIST/ ARMARIOS | 2DN16G23F429 | COMPLEMENTI QDX
GW45418 | PERFIL DIN35 B850 QDX630L/H/1600H | 50.5 | 1 | 1 | 1 | NR | 8034035060793 | 85389099 | 2DN04 | Energy | 2DN | ENERGY | 2DN16G | MCCB/CUADROS DISTR. | 2DN16G23F | CUADR DIST/ ARMARIOS | 2DN16G23F429 | COMPLEMENTI QDX
GW45419 | PERFIL G32 B850 QDX630L/H/1600H | 76.5 | 1 | 1 | 1 | NR | 8034035060809 | 85389099 | 2DN04 | Energy | 2DN | ENERGY | 2DN16G | MCCB/CUADROS DISTR. | 2DN16G23F | CUADR DIST/ ARMARIOS | 2DN16G23F429 | COMPLEMENTI QDX
GW45538 | CVX160E - COLECTOR DE TIERRA | 126 | 1 | 1 | 1 | NR | 8011564421516 | 85389099 | 2DN04 | Energy | 2DN | ENERGY | 2DN16G | MCCB/CUADROS DISTR. | 2DN16G23F | CUADR DIST/ ARMARIOS | 2DN16G23F402 | CVX 160I/E ACCESSOR.
GW45545 | REPARTIDOR 4P 250A B600 QDX630L/H/1600H | 369 | 1 | 1 | 1 | NR | 8034035061653 | 85389099 | 2DN04 | Energy | 2DN | ENERGY | 2DN16G | MCCB/CUADROS DISTR. | 2DN16G23F | CUADR DIST/ ARMARIOS | 2DN16G23F417 | BUSBAR
GW45546 | REPARTIDOR 4P 250A B850 QDX630L/H/1600H | 475 | 1 | 1 | 1 | NR | 8034035061660 | 85389099 | 2DN04 | Energy | 2DN | ENERGY | 2DN16G | MCCB/CUADROS DISTR. | 2DN16G23F | CUADR DIST/ ARMARIOS | 2DN16G23F417 | BUSBAR
GW45547 | REPARTIDOR 4P 400A B600 QDX630L/H/1600H | 475 | 1 | 1 | 1 | NR | 8034035061677 | 85389099 | 2DN04 | Energy | 2DN | ENERGY | 2DN16G | MCCB/CUADROS DISTR. | 2DN16G23F | CUADR DIST/ ARMARIOS | 2DN16G23F417 | BUSBAR
GW45548 | REPARTIDOR 4P 400A B850 QDX630L/H/1600H | 607 | 1 | 1 | 1 | NR | 8034035061684 | 85389099 | 2DN04 | Energy | 2DN | ENERGY | 2DN16G | MCCB/CUADROS DISTR. | 2DN16G23F | CUADR DIST/ ARMARIOS | 2DN16G23F417 | BUSBAR
GW45551 | CVX630K - 2 BARRAS CU 250A 20x5 1000mm | 313 | 1 | 1 | 1 | NR | 8011564283466 | 74071000 | 2DN04 | Energy | 2DN | ENERGY | 2DN16G | MCCB/CUADROS DISTR. | 2DN16G23F | CUADR DIST/ ARMARIOS | 2DN16G23F417 | BUSBAR
GW45553 | CVX630K - 2 BARRAS CU 400A 30x5 1000mm | 357.5 | 1 | 1 | 1 | NR | 8011564283480 | 74071000 | 2DN04 | Energy | 2DN | ENERGY | 2DN16G | MCCB/CUADROS DISTR. | 2DN16G23F | CUADR DIST/ ARMARIOS | 2DN16G23F417 | BUSBAR
GW45554 | CVX630K - 2 BARRAS CU 630A 30x10 1000mm | 448 | 1 | 1 | 1 | NR | 8011564283497 | 74071000 | 2DN04 | Energy | 2DN | ENERGY | 2DN16G | MCCB/CUADROS DISTR. | 2DN16G23F | CUADR DIST/ ARMARIOS | 2DN16G23F417 | BUSBAR
GW45555 | CVX630K - 2 BARRAS CU 250A 20x5 1750mm | 451.5 | 1 | 1 | 1 | NR | 8011564283503 | 74071000 | 2DN04 | Energy | 2DN | ENERGY | 2DN16G | MCCB/CUADROS DISTR. | 2DN16G23F | CUADR DIST/ ARMARIOS | 2DN16G23F417 | BUSBAR
GW45557 | CVX630K - 2 BARRAS CU 400A 30x5 1750mm | 607 | 1 | 1 | 1 | NR | 8011564283527 | 74071000 | 2DN04 | Energy | 2DN | ENERGY | 2DN16G | MCCB/CUADROS DISTR. | 2DN16G23F | CUADR DIST/ ARMARIOS | 2DN16G23F417 | BUSBAR
GW45558 | CVX630K - 2 BARRAS CU 630A 30x10 1750mm | 856 | 1 | 1 | 1 | NR | 8011564283534 | 74071000 | 2DN04 | Energy | 2DN | ENERGY | 2DN16G | MCCB/CUADROS DISTR. | 2DN16G23F | CUADR DIST/ ARMARIOS | 2DN16G23F417 | BUSBAR
GW45559 | BARRA TIERRA 20x5x1750 QDX630L/H | 249.5 | 1 | 1 | 1 | NR | 8034035083532 | 85389099 | 2DN04 | Energy | 2DN | ENERGY | 2DN16G | MCCB/CUADROS DISTR. | 2DN16G23F | CUADR DIST/ ARMARIOS | 2DN16G23F429 | COMPLEMENTI QDX
GW45560 | BARRA TIERRA 60x5x1750 QDX1600H | 419.5 | 1 | 1 | 1 | NR | 8034035083549 | 85389099 | 2DN04 | Energy | 2DN | ENERGY | 2DN16G | MCCB/CUADROS DISTR. | 2DN16G23F | CUADR DIST/ ARMARIOS | 2DN16G23F429 | COMPLEMENTI QDX
GW45565 | BARRA TIERRA 25x4 B600 QDX630L/H/1600H | 79 | 1 | 1 | 1 | NR | 8034035060816 | 85389099 | 2DN04 | Energy | 2DN | ENERGY | 2DN16G | MCCB/CUADROS DISTR. | 2DN16G23F | CUADR DIST/ ARMARIOS | 2DN16G23F429 | COMPLEMENTI QDX
GW45566 | BARRA TIERRA 25x4 B850 QDX630L/H/1600H | 101.5 | 1 | 1 | 1 | NR | 8034035060823 | 85389099 | 2DN04 | Energy | 2DN | ENERGY | 2DN16G | MCCB/CUADROS DISTR. | 2DN16G23F | CUADR DIST/ ARMARIOS | 2DN16G23F429 | COMPLEMENTI QDX
GW45568 | COLECTOR DE TIERRA B600 QDX630L/H/1600H | 171 | 1 | 1 | 1 | NR | 8034035060830 | 85389099 | 2DN04 | Energy | 2DN | ENERGY | 2DN16G | MCCB/CUADROS DISTR. | 2DN16G23F | CUADR DIST/ ARMARIOS | 2DN16G23F429 | COMPLEMENTI QDX
GW45569 | COLECTOR DE TIERRA B850 QDX630L/H/1600H | 198 | 1 | 1 | 1 | NR | 8034035060847 | 85389099 | 2DN04 | Energy | 2DN | ENERGY | 2DN16G | MCCB/CUADROS DISTR. | 2DN16G23F | CUADR DIST/ ARMARIOS | 2DN16G23F429 | COMPLEMENTI QDX
GW46001F | CUADRO 46QP PUERTA CIEGA 250X300X160 | 157 | 1 | 1 | 1 | NR | 8011564854703 | 85381000 | 4BX00 | Installation | 4BX | INSTALLATION BOX | 4BX34G | CAJAS DE SUPERFICIE | 4BX34G41F | 44-46 CEP-QP/QM/QX | 4BX34G41F423 | POLYESTER BOARDS
GW46002F | CUADRO 46QP PUERTA CIEGA 310X425X160 | 196.5 | 1 | 1 | 1 | NR | 8011564854710 | 85381000 | 4BX00 | Installation | 4BX | INSTALLATION BOX | 4BX34G | CAJAS DE SUPERFICIE | 4BX34G41F | 44-46 CEP-QP/QM/QX | 4BX34G41F423 | POLYESTER BOARDS
GW46003F | CUADRO 46QP PUERTA CIEGA 405X500X200 | 294.5 | 1 | 1 | 1 | NR | 8011564854734 | 85381000 | 4BX00 | Installation | 4BX | INSTALLATION BOX | 4BX34G | CAJAS DE SUPERFICIE | 4BX34G41F | 44-46 CEP-QP/QM/QX | 4BX34G41F423 | POLYESTER BOARDS
GW46004F | CUADRO 46QP PUERTA CIEGA 405X650X200 | 371.5 | 1 | 1 | 1 | NR | 8011564854741 | 85381000 | 4BX00 | Installation | 4BX | INSTALLATION BOX | 4BX34G | CAJAS DE SUPERFICIE | 4BX34G41F | 44-46 CEP-QP/QM/QX | 4BX34G41F423 | POLYESTER BOARDS
GW46005F | CUADRO 46QP PUERTA CIEGA 515X650X250 | 437 | 1 | 1 | 1 | NR | 8011564854758 | 85381000 | 4BX00 | Installation | 4BX | INSTALLATION BOX | 4BX34G | CAJAS DE SUPERFICIE | 4BX34G41F | 44-46 CEP-QP/QM/QX | 4BX34G41F423 | POLYESTER BOARDS
GW46006F | CUADRO 46QP PUERTA CIEGA 585X800X300 | 689.5 | 1 | 1 | 1 | NR | 8011564854765 | 85381000 | 4BX00 | Installation | 4BX | INSTALLATION BOX | 4BX34G | CAJAS DE SUPERFICIE | 4BX34G41F | 44-46 CEP-QP/QM/QX | 4BX34G41F423 | POLYESTER BOARDS
GW46007F | CUADRO 46QP PUERTA CIEGA 800X1060X350 | 1301 | 1 | 1 | 1 | NR | 8011564854772 | 85381000 | 4BX00 | Installation | 4BX | INSTALLATION BOX | 4BX34G | CAJAS DE SUPERFICIE | 4BX34G41F | 44-46 CEP-QP/QM/QX | 4BX34G41F423 | POLYESTER BOARDS
GW46031 | CUADRO 46QM PUERTA CIEGA 250X300X160 | 189.5 | 1 | 1 | 1 | NR | 8011564096813 | 85381000 | 4BX00 | Installation | 4BX | INSTALLATION BOX | 4BX34G | CAJAS DE SUPERFICIE | 4BX34G41F | 44-46 CEP-QP/QM/QX | 4BX34G41F431 | METAL BOARDS
GW46032 | CUADRO 46QM PUERTA CIEGA 310X425160 | 205 | 1 | 1 | 1 | NR | 8011564096820 | 85381000 | 4BX00 | Installation | 4BX | INSTALLATION BOX | 4BX34G | CAJAS DE SUPERFICIE | 4BX34G41F | 44-46 CEP-QP/QM/QX | 4BX34G41F431 | METAL BOARDS
GW46033 | CUADRO 46QM PUERTA CIEGA 405X500X200 | 286 | 1 | 1 | 1 | NR | 8011564096837 | 85381000 | 4BX00 | Installation | 4BX | INSTALLATION BOX | 4BX34G | CAJAS DE SUPERFICIE | 4BX34G41F | 44-46 CEP-QP/QM/QX | 4BX34G41F431 | METAL BOARDS
GW46034 | CUADRO 46QM PUERTA CIEGA 405X650X200 | 335 | 1 | 1 | 1 | NR | 8011564096844 | 85381000 | 4BX00 | Installation | 4BX | INSTALLATION BOX | 4BX34G | CAJAS DE SUPERFICIE | 4BX34G41F | 44-46 CEP-QP/QM/QX | 4BX34G41F431 | METAL BOARDS
GW46035 | CUADRO 46QM PUERTA CIEGA 515X650X250 | 378.5 | 1 | 1 | 1 | NR | 8011564096851 | 85381000 | 4BX00 | Installation | 4BX | INSTALLATION BOX | 4BX34G | CAJAS DE SUPERFICIE | 4BX34G41F | 44-46 CEP-QP/QM/QX | 4BX34G41F431 | METAL BOARDS
GW46036 | CUADRO 46QM PUERTA CIEGA 585X800X300 | 556.5 | 1 | 1 | 1 | NR | 8011564096868 | 85381000 | 4BX00 | Installation | 4BX | INSTALLATION BOX | 4BX34G | CAJAS DE SUPERFICIE | 4BX34G41F | 44-46 CEP-QP/QM/QX | 4BX34G41F431 | METAL BOARDS
GW46037 | CUADRO 46QM PUERTA CIEGA 800X1060X350 | 838.5 | 1 | 1 | 1 | NR | 8011564096875 | 85381000 | 4BX00 | Installation | 4BX | INSTALLATION BOX | 4BX34G | CAJAS DE SUPERFICIE | 4BX34G41F | 44-46 CEP-QP/QM/QX | 4BX34G41F431 | METAL BOARDS
GW46052 | CUADRO 46QX PUERTA CIEGA 310x425X160 | 872 | 1 | 1 | 1 | NR | 8011564096943 | 85381000 | 4BX00 | Installation | 4BX | INSTALLATION BOX | 4BX34G | CAJAS DE SUPERFICIE | 4BX34G41F | 44-46 CEP-QP/QM/QX | 4BX34G41F433 | STAINLESS ST. BOARD
GW46054 | CUADRO 46QX PUERTA CIEGA 405x650X200 | 1487.5 | 1 | 1 | 1 | NR | 8011564096950 | 85381000 | 4BX00 | Installation | 4BX | INSTALLATION BOX | 4BX34G | CAJAS DE SUPERFICIE | 4BX34G41F | 44-46 CEP-QP/QM/QX | 4BX34G41F433 | STAINLESS ST. BOARD
GW46056 | CUADRO 46QX PUERTA CIEGA 585x800X300 | 2413.5 | 1 | 1 | 1 | NR | 8011564096967 | 85381000 | 4BX00 | Installation | 4BX | INSTALLATION BOX | 4BX34G | CAJAS DE SUPERFICIE | 4BX34G41F | 44-46 CEP-QP/QM/QX | 4BX34G41F433 | STAINLESS ST. BOARD
GW46201F | CUADRO 46QP PUERTA CRISTAL 250X300X160 | 195.5 | 1 | 1 | 1 | NR | 8011564854789 | 85381000 | 4BX00 | Installation | 4BX | INSTALLATION BOX | 4BX34G | CAJAS DE SUPERFICIE | 4BX34G41F | 44-46 CEP-QP/QM/QX | 4BX34G41F423 | POLYESTER BOARDS
GW46202F | CUADRO 46QP PUERTA CRISTAL 310X425X160 | 243.5 | 1 | 1 | 1 | NR | 8011564854796 | 85381000 | 4BX00 | Installation | 4BX | INSTALLATION BOX | 4BX34G | CAJAS DE SUPERFICIE | 4BX34G41F | 44-46 CEP-QP/QM/QX | 4BX34G41F423 | POLYESTER BOARDS
GW46203F | CUADRO 46QP PUERTA CRISTAL 405X500X200 | 340 | 1 | 1 | 1 | NR | 8011564854802 | 85381000 | 4BX00 | Installation | 4BX | INSTALLATION BOX | 4BX34G | CAJAS DE SUPERFICIE | 4BX34G41F | 44-46 CEP-QP/QM/QX | 4BX34G41F423 | POLYESTER BOARDS
GW46204F | CUADRO 46QP PUERTA CRISTAL.405X650X200 | 408 | 1 | 1 | 1 | NR | 8011564854819 | 85381000 | 4BX00 | Installation | 4BX | INSTALLATION BOX | 4BX34G | CAJAS DE SUPERFICIE | 4BX34G41F | 44-46 CEP-QP/QM/QX | 4BX34G41F423 | POLYESTER BOARDS
GW46205F | CUADRO 46QP PUERTA CRISTAL 515X650X250 | 532.5 | 1 | 1 | 1 | NR | 8011564854826 | 85381000 | 4BX00 | Installation | 4BX | INSTALLATION BOX | 4BX34G | CAJAS DE SUPERFICIE | 4BX34G41F | 44-46 CEP-QP/QM/QX | 4BX34G41F423 | POLYESTER BOARDS
GW46206F | CUADRO 46QP PUERTA CRISTAL 585X800X300 | 742 | 1 | 1 | 1 | NR | 8011564854833 | 85381000 | 4BX00 | Installation | 4BX | INSTALLATION BOX | 4BX34G | CAJAS DE SUPERFICIE | 4BX34G41F | 44-46 CEP-QP/QM/QX | 4BX34G41F423 | POLYESTER BOARDS
GW46207F | CUADRO 46QP PUERTA CRISTAL 800X1060X350 | 1362.5 | 1 | 1 | 1 | NR | 8011564854840 | 85381000 | 4BX00 | Installation | 4BX | INSTALLATION BOX | 4BX34G | CAJAS DE SUPERFICIE | 4BX34G41F | 44-46 CEP-QP/QM/QX | 4BX34G41F423 | POLYESTER BOARDS
GW46232 | CUADRO 46QM PUERTA CRISTAL 310X425X160 | 257 | 1 | 1 | 1 | NR | 8011564096882 | 85381000 | 4BX00 | Installation | 4BX | INSTALLATION BOX | 4BX34G | CAJAS DE SUPERFICIE | 4BX34G41F | 44-46 CEP-QP/QM/QX | 4BX34G41F431 | METAL BOARDS
GW46233 | CUADRO 46QM PUERTA CRISTAL 405X500X200 | 340 | 1 | 1 | 1 | NR | 8011564096899 | 85381000 | 4BX00 | Installation | 4BX | INSTALLATION BOX | 4BX34G | CAJAS DE SUPERFICIE | 4BX34G41F | 44-46 CEP-QP/QM/QX | 4BX34G41F431 | METAL BOARDS
GW46234 | CUADRO 46QM PUERTA CRISTAL 405X650X200 | 399.5 | 1 | 1 | 1 | NR | 8011564096905 | 85381000 | 4BX00 | Installation | 4BX | INSTALLATION BOX | 4BX34G | CAJAS DE SUPERFICIE | 4BX34G41F | 44-46 CEP-QP/QM/QX | 4BX34G41F431 | METAL BOARDS
GW46235 | CUADRO 46QM PUERTA CRISTAL 515X650X250 | 469 | 1 | 1 | 1 | NR | 8011564096912 | 85381000 | 4BX00 | Installation | 4BX | INSTALLATION BOX | 4BX34G | CAJAS DE SUPERFICIE | 4BX34G41F | 44-46 CEP-QP/QM/QX | 4BX34G41F431 | METAL BOARDS
GW46236 | CUADRO 46QM PUERTA CRISTAL 585X800X300 | 673 | 1 | 1 | 1 | NR | 8011564096929 | 85381000 | 4BX00 | Installation | 4BX | INSTALLATION BOX | 4BX34G | CAJAS DE SUPERFICIE | 4BX34G41F | 44-46 CEP-QP/QM/QX | 4BX34G41F431 | METAL BOARDS
GW46237 | CUADRO 46QM PUERTA CRISTAL 800X1060X350 | 1081.5 | 1 | 1 | 1 | NR | 8011564096936 | 85381000 | 4BX00 | Installation | 4BX | INSTALLATION BOX | 4BX34G | CAJAS DE SUPERFICIE | 4BX34G41F | 44-46 CEP-QP/QM/QX | 4BX34G41F431 | METAL BOARDS
GW46401 | 46 QP/M/X: PLACA FONDO MET. P/250X300 | 16.2 | 1 | 1 | 5 | NR | 8011564013209 | 73269098 | 4BX00 | Installation | 4BX | INSTALLATION BOX | 4BX34G | CAJAS DE SUPERFICIE | 4BX34G41F | 44-46 CEP-QP/QM/QX | 4BX34G41F425 | COMPL. ITEMS QP
GW46402 | 46 QP/M/X: PLACA FONDO MET. P/310X425 | 25.7 | 1 | 1 | 5 | NR | 8011564013216 | 73269098 | 4BX00 | Installation | 4BX | INSTALLATION BOX | 4BX34G | CAJAS DE SUPERFICIE | 4BX34G41F | 44-46 CEP-QP/QM/QX | 4BX34G41F425 | COMPL. ITEMS QP
GW46403 | 46 QP/M/X: PLACA FONDO MET. P/405X500 | 37.55 | 1 | 1 | 5 | NR | 8011564013223 | 73269098 | 4BX00 | Installation | 4BX | INSTALLATION BOX | 4BX34G | CAJAS DE SUPERFICIE | 4BX34G41F | 44-46 CEP-QP/QM/QX | 4BX34G41F425 | COMPL. ITEMS QP
GW46404 | 46 QP/M/X: PLACA FONDO MET. P/405X650 | 51.5 | 1 | 1 | 4 | NR | 8011564013230 | 73269098 | 4BX00 | Installation | 4BX | INSTALLATION BOX | 4BX34G | CAJAS DE SUPERFICIE | 4BX34G41F | 44-46 CEP-QP/QM/QX | 4BX34G41F425 | COMPL. ITEMS QP
GW46405 | 46 QP/M/X: PLACA FONDO MET. P/515X650 | 66.5 | 1 | 1 | 2 | NR | 8011564013247 | 73269098 | 4BX00 | Installation | 4BX | INSTALLATION BOX | 4BX34G | CAJAS DE SUPERFICIE | 4BX34G41F | 44-46 CEP-QP/QM/QX | 4BX34G41F425 | COMPL. ITEMS QP
GW46406 | 46 QP/M/X: PLACA FONDO MET. P/585X800 | 98.5 | 1 | 1 | 2 | NR | 8011564013254 | 73269098 | 4BX00 | Installation | 4BX | INSTALLATION BOX | 4BX34G | CAJAS DE SUPERFICIE | 4BX34G41F | 44-46 CEP-QP/QM/QX | 4BX34G41F425 | COMPL. ITEMS QP
GW46407 | 46 QP/M/X: PLACA FONDO MET. P/800X1060 | 189.5 | 1 | 1 | 1 | NR | 8011564013261 | 73269098 | 4BX00 | Installation | 4BX | INSTALLATION BOX | 4BX34G | CAJAS DE SUPERFICIE | 4BX34G41F | 44-46 CEP-QP/QM/QX | 4BX34G41F425 | COMPL. ITEMS QP
GW46408 | 46 QP/M/X: PLACA FONDO AISL. P/250X300 | 21.95 | 1 | 1 | 5 | NR | 8011564013278 | 85389099 | 4BX00 | Installation | 4BX | INSTALLATION BOX | 4BX34G | CAJAS DE SUPERFICIE | 4BX34G41F | 44-46 CEP-QP/QM/QX | 4BX34G41F425 | COMPL. ITEMS QP
GW46409 | 46 QP/M/X: PLACA FONDO AISL. P/310X425 | 32.05 | 1 | 1 | 5 | NR | 8011564013285 | 85389099 | 4BX00 | Installation | 4BX | INSTALLATION BOX | 4BX34G | CAJAS DE SUPERFICIE | 4BX34G41F | 44-46 CEP-QP/QM/QX | 4BX34G41F425 | COMPL. ITEMS QP
GW46410 | 46 QP/M/X: PLACA FONDO AISL. P/405X500 | 47.85 | 1 | 1 | 5 | NR | 8011564013292 | 85389099 | 4BX00 | Installation | 4BX | INSTALLATION BOX | 4BX34G | CAJAS DE SUPERFICIE | 4BX34G41F | 44-46 CEP-QP/QM/QX | 4BX34G41F425 | COMPL. ITEMS QP
GW46411 | 46 QP/M/X: PLACA FONDO AISL. P/405X650 | 60.5 | 1 | 1 | 4 | NR | 8011564013308 | 85389099 | 4BX00 | Installation | 4BX | INSTALLATION BOX | 4BX34G | CAJAS DE SUPERFICIE | 4BX34G41F | 44-46 CEP-QP/QM/QX | 4BX34G41F425 | COMPL. ITEMS QP
GW46412 | 46 QP/M/X: PLACA FONDO AISL. P/515X650 | 93 | 1 | 1 | 3 | NR | 8011564013315 | 85389099 | 4BX00 | Installation | 4BX | INSTALLATION BOX | 4BX34G | CAJAS DE SUPERFICIE | 4BX34G41F | 44-46 CEP-QP/QM/QX | 4BX34G41F425 | COMPL. ITEMS QP
GW46413 | 46 QP/M/X: PLACA FONDO AISL. P/585X800 | 128 | 1 | 1 | 2 | NR | 8011564013322 | 85389099 | 4BX00 | Installation | 4BX | INSTALLATION BOX | 4BX34G | CAJAS DE SUPERFICIE | 4BX34G41F | 44-46 CEP-QP/QM/QX | 4BX34G41F425 | COMPL. ITEMS QP
GW46414 | CONTRAP. ARM. 310X425 | 64 | 1 | 1 | 5 | NR | 8011564013339 | 85389099 | 4BX00 | Installation | 4BX | INSTALLATION BOX | 4BX34G | CAJAS DE SUPERFICIE | 4BX34G41F | 44-46 CEP-QP/QM/QX | 4BX34G41F425 | COMPL. ITEMS QP
GW46415 | CONTRAP. ARM. 405X500 | 78 | 1 | 1 | 4 | NR | 8011564013346 | 85389099 | 4BX00 | Installation | 4BX | INSTALLATION BOX | 4BX34G | CAJAS DE SUPERFICIE | 4BX34G41F | 44-46 CEP-QP/QM/QX | 4BX34G41F425 | COMPL. ITEMS QP
GW46416 | CONTRAP. ARM. 405X650 | 91.5 | 1 | 1 | 5 | NR | 8011564013353 | 85389099 | 4BX00 | Installation | 4BX | INSTALLATION BOX | 4BX34G | CAJAS DE SUPERFICIE | 4BX34G41F | 44-46 CEP-QP/QM/QX | 4BX34G41F425 | COMPL. ITEMS QP
GW46417 | CONTRAP. ARM. 515X650 | 113.5 | 1 | 1 | 2 | NR | 8011564013360 | 85389099 | 4BX00 | Installation | 4BX | INSTALLATION BOX | 4BX34G | CAJAS DE SUPERFICIE | 4BX34G41F | 44-46 CEP-QP/QM/QX | 4BX34G41F425 | COMPL. ITEMS QP
GW46418 | CONTRAP. ARM. 585X800 | 149 | 1 | 1 | 2 | NR | 8011564013377 | 85389099 | 4BX00 | Installation | 4BX | INSTALLATION BOX | 4BX34G | CAJAS DE SUPERFICIE | 4BX34G41F | 44-46 CEP-QP/QM/QX | 4BX34G41F425 | COMPL. ITEMS QP
GW46419 | CONTRAP. ARM. 800X1060 | 333 | 1 | 1 | 1 | NR | 8011564013384 | 85389099 | 4BX00 | Installation | 4BX | INSTALLATION BOX | 4BX34G | CAJAS DE SUPERFICIE | 4BX34G41F | 44-46 CEP-QP/QM/QX | 4BX34G41F425 | COMPL. ITEMS QP
GW46420F | PANEL TROQ. 12MOD.F&E | 32.55 | 1 | 1 | 10 | NR | 8011564283824 | 85389099 | 4BX00 | Installation | 4BX | INSTALLATION BOX | 4BX34G | CAJAS DE SUPERFICIE | 4BX34G41F | 44-46 CEP-QP/QM/QX | 4BX34G41F425 | COMPL. ITEMS QP
GW46421F | PANEL TROQ. 18M. F&E | 36.5 | 1 | 1 | 10 | NR | 8011564283831 | 85389099 | 4BX00 | Installation | 4BX | INSTALLATION BOX | 4BX34G | CAJAS DE SUPERFICIE | 4BX34G41F | 44-46 CEP-QP/QM/QX | 4BX34G41F425 | COMPL. ITEMS QP
GW46422F | PANEL TROQ. 24M. F&E | 39.85 | 1 | 1 | 10 | NR | 8011564289819 | 85389099 | 4BX00 | Installation | 4BX | INSTALLATION BOX | 4BX34G | CAJAS DE SUPERFICIE | 4BX34G41F | 44-46 CEP-QP/QM/QX | 4BX34G41F425 | COMPL. ITEMS QP
GW46423F | PANEL TROQ. 28M. F&E | 46.5 | 1 | 1 | 5 | NR | 8011564283848 | 85389099 | 4BX00 | Installation | 4BX | INSTALLATION BOX | 4BX34G | CAJAS DE SUPERFICIE | 4BX34G41F | 44-46 CEP-QP/QM/QX | 4BX34G41F425 | COMPL. ITEMS QP
GW46424F | PANEL TROQ. 36M. F&E | 60 | 1 | 1 | 5 | NR | 8011564283855 | 85389099 | 4BX00 | Installation | 4BX | INSTALLATION BOX | 4BX34G | CAJAS DE SUPERFICIE | 4BX34G41F | 44-46 CEP-QP/QM/QX | 4BX34G41F425 | COMPL. ITEMS QP
GW46425F | PANEL CIEGO .1M.310MM F&E | 24.15 | 1 | 1 | 10 | NR | 8011564283862 | 85389099 | 4BX00 | Installation | 4BX | INSTALLATION BOX | 4BX34G | CAJAS DE SUPERFICIE | 4BX34G41F | 44-46 CEP-QP/QM/QX | 4BX34G41F425 | COMPL. ITEMS QP
GW46426F | PANEL CIEGO .1M.405MM F&E | 27.35 | 1 | 1 | 10 | NR | 8011564283879 | 85389099 | 4BX00 | Installation | 4BX | INSTALLATION BOX | 4BX34G | CAJAS DE SUPERFICIE | 4BX34G41F | 44-46 CEP-QP/QM/QX | 4BX34G41F425 | COMPL. ITEMS QP
GW46427F | PANEL CIEGO .1M.515MM F&E | 31.1 | 1 | 1 | 13 | NR | 8011564283886 | 85389099 | 4BX00 | Installation | 4BX | INSTALLATION BOX | 4BX34G | CAJAS DE SUPERFICIE | 4BX34G41F | 44-46 CEP-QP/QM/QX | 4BX34G41F425 | COMPL. ITEMS QP
GW46428F | PANEL CIEGO .1M.585MM F&E | 34.15 | 1 | 1 | 5 | NR | 8011564283893 | 85389099 | 4BX00 | Installation | 4BX | INSTALLATION BOX | 4BX34G | CAJAS DE SUPERFICIE | 4BX34G41F | 44-46 CEP-QP/QM/QX | 4BX34G41F425 | COMPL. ITEMS QP
GW46429F | PANEL CIEGO .1M.800MM F&E | 40.5 | 1 | 1 | 5 | NR | 8011564283909 | 85389099 | 4BX00 | Installation | 4BX | INSTALLATION BOX | 4BX34G | CAJAS DE SUPERFICIE | 4BX34G41F | 44-46 CEP-QP/QM/QX | 4BX34G41F425 | COMPL. ITEMS QP
GW46430F | CARRIL EN50022 12M F&E | 13.35 | 1 | 1 | 10 | NR | 8011564284081 | 73269094 | 4BX00 | Installation | 4BX | INSTALLATION BOX | 4BX34G | CAJAS DE SUPERFICIE | 4BX34G41F | 44-46 CEP-QP/QM/QX | 4BX34G41F425 | COMPL. ITEMS QP
GW46431F | CARRIL EN50022 18M F&E | 14.15 | 1 | 1 | 10 | NR | 8011564284098 | 73269094 | 4BX00 | Installation | 4BX | INSTALLATION BOX | 4BX34G | CAJAS DE SUPERFICIE | 4BX34G41F | 44-46 CEP-QP/QM/QX | 4BX34G41F425 | COMPL. ITEMS QP
GW46432F | CARRIL EN50022 24M F&E | 17.05 | 1 | 1 | 10 | NR | 8011564284104 | 73269094 | 4BX00 | Installation | 4BX | INSTALLATION BOX | 4BX34G | CAJAS DE SUPERFICIE | 4BX34G41F | 44-46 CEP-QP/QM/QX | 4BX34G41F425 | COMPL. ITEMS QP
GW46433F | CARRIL EN50022 28M F&E | 20 | 1 | 1 | 10 | NR | 8011564284111 | 73269094 | 4BX00 | Installation | 4BX | INSTALLATION BOX | 4BX34G | CAJAS DE SUPERFICIE | 4BX34G41F | 44-46 CEP-QP/QM/QX | 4BX34G41F425 | COMPL. ITEMS QP
GW46434F | CARRIL EN50022 36M F&E | 26.1 | 1 | 1 | 10 | NR | 8011564284128 | 73269094 | 4BX00 | Installation | 4BX | INSTALLATION BOX | 4BX34G | CAJAS DE SUPERFICIE | 4BX34G41F | 44-46 CEP-QP/QM/QX | 4BX34G41F425 | COMPL. ITEMS QP
GW46435F | MONTANTES ARM. 310x425X160 F&E | 29.95 | 1 | 1 | 10 | NR | 8011564284180 | 85389099 | 4BX00 | Installation | 4BX | INSTALLATION BOX | 4BX34G | CAJAS DE SUPERFICIE | 4BX34G41F | 44-46 CEP-QP/QM/QX | 4BX34G41F425 | COMPL. ITEMS QP
GW46436F | MONTANTES ARM. 405x500X200 F&E | 32.05 | 1 | 1 | 10 | NR | 8011564284197 | 85389099 | 4BX00 | Installation | 4BX | INSTALLATION BOX | 4BX34G | CAJAS DE SUPERFICIE | 4BX34G41F | 44-46 CEP-QP/QM/QX | 4BX34G41F425 | COMPL. ITEMS QP
GW46437F | MONTANTES ARM. 405X650X200 F&E | 39.95 | 1 | 1 | 10 | NR | 8011564284203 | 85389099 | 4BX00 | Installation | 4BX | INSTALLATION BOX | 4BX34G | CAJAS DE SUPERFICIE | 4BX34G41F | 44-46 CEP-QP/QM/QX | 4BX34G41F425 | COMPL. ITEMS QP
GW46438F | MONTANTES ARM. 585X800X300 F&E | 47.85 | 1 | 1 | 10 | NR | 8011564284210 | 85389099 | 4BX00 | Installation | 4BX | INSTALLATION BOX | 4BX34G | CAJAS DE SUPERFICIE | 4BX34G41F | 44-46 CEP-QP/QM/QX | 4BX34G41F425 | COMPL. ITEMS QP
GW46439F | MONTANTES ARM. 800X1060X350 F&E | 75 | 1 | 1 | 10 | NR | 8011564284227 | 85389099 | 4BX00 | Installation | 4BX | INSTALLATION BOX | 4BX34G | CAJAS DE SUPERFICIE | 4BX34G41F | 44-46 CEP-QP/QM/QX | 4BX34G41F425 | COMPL. ITEMS QP
GW46445 | 46 QP: MANETA C/LLAVE | 29.55 | 1 | 1 | 10 | NR | 8011564013643 | 85389099 | 4BX00 | Installation | 4BX | INSTALLATION BOX | 4BX34G | CAJAS DE SUPERFICIE | 4BX34G41F | 44-46 CEP-QP/QM/QX | 4BX34G41F425 | COMPL. ITEMS QP
GW46446 | JUEGO 4 GRAPAS ACERO ZN.FIJACION ARMARIO | 16.85 | 1 | 1 | 20 | NR | 8011564013650 | 85389099 | 4BX00 | Installation | 4BX | INSTALLATION BOX | 4BX34G | CAJAS DE SUPERFICIE | 4BX34G41F | 44-46 CEP-QP/QM/QX | 4BX34G41F425 | COMPL. ITEMS QP
GW46447 | PORTA DOCUMENTOS C/ETIQUETAS | 22.55 | 1 | 1 | 10 | NR | 8011564029583 | 85389099 | 4BX00 | Installation | 4BX | INSTALLATION BOX | 4BX34G | CAJAS DE SUPERFICIE | 4BX34G41F | 44-46 CEP-QP/QM/QX | 4BX34G41F425 | COMPL. ITEMS QP
GW46448 | VENTILADOR 230V-50/60HZ | 272.5 | 1 | 1 | 2 | NR | 8011564029576 | 85389099 | 4BX00 | Installation | 4BX | INSTALLATION BOX | 4BX34G | CAJAS DE SUPERFICIE | 4BX34G41F | 44-46 CEP-QP/QM/QX | 4BX34G41F425 | COMPL. ITEMS QP
GW46449 | JUNTA PARA ACOPLAR CUADROS 295X150 | 25.7 | 1 | 1 | 10 | NR | 8011564029590 | 40161000 | 4BX00 | Installation | 4BX | INSTALLATION BOX | 4BX34G | CAJAS DE SUPERFICIE | 4BX34G41F | 44-46 CEP-QP/QM/QX | 4BX34G41F425 | COMPL. ITEMS QP
GW46450 | TUERCA FIJ.CLIP P/TORNILLO 5MM | 1.39 | 1 | 100 | 1000 | NR | 8011564027596 | 73181631 | 4BX00 | Installation | 4BX | INSTALLATION BOX | 4BX34G | CAJAS DE SUPERFICIE | 4BX34G41F | 44-46 CEP-QP/QM/QX | 4BX34G41F425 | COMPL. ITEMS QP
GW46451 | JUEGO 4 GRAPAS INOX FIJ.ARMARIOS PAR. | 35.7 | 1 | 1 | 20 | NR | 8011564029606 | 85389099 | 4BX00 | Installation | 4BX | INSTALLATION BOX | 4BX34G | CAJAS DE SUPERFICIE | 4BX34G41F | 44-46 CEP-QP/QM/QX | 4BX34G41F425 | COMPL. ITEMS QP
GW46461 | PLACA FONDO PERFORADA ARM. 250X300 | 26.65 | 1 | 1 | 5 | NR | 8011564027367 | 85389099 | 4BX00 | Installation | 4BX | INSTALLATION BOX | 4BX34G | CAJAS DE SUPERFICIE | 4BX34G41F | 44-46 CEP-QP/QM/QX | 4BX34G41F425 | COMPL. ITEMS QP
GW46462 | PLACA FONDO PERFORADA ARM. 310X425 | 42.95 | 1 | 1 | 5 | NR | 8011564027374 | 85389099 | 4BX00 | Installation | 4BX | INSTALLATION BOX | 4BX34G | CAJAS DE SUPERFICIE | 4BX34G41F | 44-46 CEP-QP/QM/QX | 4BX34G41F425 | COMPL. ITEMS QP
GW46463 | PLACA FONDO PERFORADA ARM. 405X500 | 54.5 | 1 | 1 | 5 | NR | 8011564027381 | 85389099 | 4BX00 | Installation | 4BX | INSTALLATION BOX | 4BX34G | CAJAS DE SUPERFICIE | 4BX34G41F | 44-46 CEP-QP/QM/QX | 4BX34G41F425 | COMPL. ITEMS QP
GW46464 | PLACA FONDO PERFORADA ARM. 405X650 | 84 | 1 | 1 | 5 | NR | 8011564027398 | 85389099 | 4BX00 | Installation | 4BX | INSTALLATION BOX | 4BX34G | CAJAS DE SUPERFICIE | 4BX34G41F | 44-46 CEP-QP/QM/QX | 4BX34G41F425 | COMPL. ITEMS QP
GW46465 | PLACA FONDO PERFORADA ARM. 515X650 | 97 | 1 | 1 | 4 | NR | 8011564027404 | 85389099 | 4BX00 | Installation | 4BX | INSTALLATION BOX | 4BX34G | CAJAS DE SUPERFICIE | 4BX34G41F | 44-46 CEP-QP/QM/QX | 4BX34G41F425 | COMPL. ITEMS QP
GW46466 | PLACA FONDO PERFORADA ARM. 585X800 | 142.5 | 1 | 1 | 3 | NR | 8011564027411 | 85389099 | 4BX00 | Installation | 4BX | INSTALLATION BOX | 4BX34G | CAJAS DE SUPERFICIE | 4BX34G41F | 44-46 CEP-QP/QM/QX | 4BX34G41F425 | COMPL. ITEMS QP
GW46467 | PLACA FONDO PERFORADA ARM. 800X1060 | 176 | 1 | 1 | 2 | NR | 8011564027428 | 85389099 | 4BX00 | Installation | 4BX | INSTALLATION BOX | 4BX34G | CAJAS DE SUPERFICIE | 4BX34G41F | 44-46 CEP-QP/QM/QX | 4BX34G41F425 | COMPL. ITEMS QP
GW46471 | REJILLA AIREACION C/FILTRO | 111.5 | 1 | 1 | 10 | NR | 8011564029613 | 85389099 | 4BX00 | Installation | 4BX | INSTALLATION BOX | 4BX34G | CAJAS DE SUPERFICIE | 4BX34G41F | 44-46 CEP-QP/QM/QX | 4BX34G41F425 | COMPL. ITEMS QP
GW46475F | PANEL CIEGO .2M.310MM F&E | 47.1 | 1 | 1 | 5 | NR | 8011564284234 | 85389099 | 4BX00 | Installation | 4BX | INSTALLATION BOX | 4BX34G | CAJAS DE SUPERFICIE | 4BX34G41F | 44-46 CEP-QP/QM/QX | 4BX34G41F425 | COMPL. ITEMS QP
GW46476F | PANEL CIEGO .2M.405MM F&E | 51.5 | 1 | 1 | 5 | NR | 8011564284241 | 85389099 | 4BX00 | Installation | 4BX | INSTALLATION BOX | 4BX34G | CAJAS DE SUPERFICIE | 4BX34G41F | 44-46 CEP-QP/QM/QX | 4BX34G41F425 | COMPL. ITEMS QP
GW46477F | PANEL CIEGO .2M.515MM F&E | 57.5 | 1 | 1 | 5 | NR | 8011564284258 | 85389099 | 4BX00 | Installation | 4BX | INSTALLATION BOX | 4BX34G | CAJAS DE SUPERFICIE | 4BX34G41F | 44-46 CEP-QP/QM/QX | 4BX34G41F425 | COMPL. ITEMS QP
GW46478F | PANEL CIEGO .2M.585MM F&E | 66.5 | 1 | 1 | 5 | NR | 8011564284265 | 85389099 | 4BX00 | Installation | 4BX | INSTALLATION BOX | 4BX34G | CAJAS DE SUPERFICIE | 4BX34G41F | 44-46 CEP-QP/QM/QX | 4BX34G41F425 | COMPL. ITEMS QP
GW46479F | PANEL CIEGO .2M.800MM F&E | 91 | 1 | 1 | 1 | NR | 8011564284272 | 85389099 | 4BX00 | Installation | 4BX | INSTALLATION BOX | 4BX34G | CAJAS DE SUPERFICIE | 4BX34G41F | 44-46 CEP-QP/QM/QX | 4BX34G41F425 | COMPL. ITEMS QP
GW46501F | CUADRO 46QP PUERTA CIEGA 250X300X160 | 110.5 | 1 | 1 | 6 | NR | 8011564854918 | 85389099 | 4BX00 | Installation | 4BX | INSTALLATION BOX | 4BX34G | CAJAS DE SUPERFICIE | 4BX34G41F | 44-46 CEP-QP/QM/QX | 4BX34G41F423 | POLYESTER BOARDS
GW46502F | CUADRO 46QP PUERTA CIEGA 310X425X160 | 132 | 1 | 1 | 6 | NR | 8011564854925 | 85389099 | 4BX00 | Installation | 4BX | INSTALLATION BOX | 4BX34G | CAJAS DE SUPERFICIE | 4BX34G41F | 44-46 CEP-QP/QM/QX | 4BX34G41F423 | POLYESTER BOARDS
GW46503F | CUADRO 46QP PUERTA CIEGA 405X500X200 | 152 | 1 | 1 | 8 | NR | 8011564854932 | 85389099 | 4BX00 | Installation | 4BX | INSTALLATION BOX | 4BX34G | CAJAS DE SUPERFICIE | 4BX34G41F | 44-46 CEP-QP/QM/QX | 4BX34G41F423 | POLYESTER BOARDS
GW46504F | CUADRO 46QP PUERTA CIEGA 405X650X200 | 176 | 1 | 1 | 8 | NR | 8011564854949 | 85389099 | 4BX00 | Installation | 4BX | INSTALLATION BOX | 4BX34G | CAJAS DE SUPERFICIE | 4BX34G41F | 44-46 CEP-QP/QM/QX | 4BX34G41F423 | POLYESTER BOARDS
GW46505F | CUADRO 46QP PUERTA CIEGA 515X650X250 | 205 | 1 | 1 | 1 | NR | 8011564854956 | 85389099 | 4BX00 | Installation | 4BX | INSTALLATION BOX | 4BX34G | CAJAS DE SUPERFICIE | 4BX34G41F | 44-46 CEP-QP/QM/QX | 4BX34G41F423 | POLYESTER BOARDS
GW46506F | CUADRO 46QP PUERTA CIEGA 585X800X300 | 316.5 | 1 | 1 | 1 | NR | 8011564854963 | 85389099 | 4BX00 | Installation | 4BX | INSTALLATION BOX | 4BX34G | CAJAS DE SUPERFICIE | 4BX34G41F | 44-46 CEP-QP/QM/QX | 4BX34G41F423 | POLYESTER BOARDS
GW46507F | CUADRO 46QP PUERTA CIEGA 800X1060X350 | 563 | 1 | 1 | 1 | NR | 8011564854970 | 85389099 | 4BX00 | Installation | 4BX | INSTALLATION BOX | 4BX34G | CAJAS DE SUPERFICIE | 4BX34G41F | 44-46 CEP-QP/QM/QX | 4BX34G41F423 | POLYESTER BOARDS
GW46511F | CUADRO 46QP PUERTA CRISTAL 250X300X160 | 160 | 1 | 1 | 6 | NR | 8011564854987 | 85389099 | 4BX00 | Installation | 4BX | INSTALLATION BOX | 4BX34G | CAJAS DE SUPERFICIE | 4BX34G41F | 44-46 CEP-QP/QM/QX | 4BX34G41F423 | POLYESTER BOARDS
GW46512F | CUADRO 46QP PUERTA CRISTAL 310X425X160 | 193.5 | 1 | 1 | 6 | NR | 8011564854994 | 85389099 | 4BX00 | Installation | 4BX | INSTALLATION BOX | 4BX34G | CAJAS DE SUPERFICIE | 4BX34G41F | 44-46 CEP-QP/QM/QX | 4BX34G41F423 | POLYESTER BOARDS
GW46513F | CUADRO 46QP PUERTA CRISTAL 405X500X200 | 221.5 | 1 | 1 | 8 | NR | 8011564855212 | 85389099 | 4BX00 | Installation | 4BX | INSTALLATION BOX | 4BX34G | CAJAS DE SUPERFICIE | 4BX34G41F | 44-46 CEP-QP/QM/QX | 4BX34G41F423 | POLYESTER BOARDS
GW46514F | CUADRO 46QP PUERTA CRISTAL.405X650X200 | 257 | 1 | 1 | 8 | NR | 8011564855229 | 85389099 | 4BX00 | Installation | 4BX | INSTALLATION BOX | 4BX34G | CAJAS DE SUPERFICIE | 4BX34G41F | 44-46 CEP-QP/QM/QX | 4BX34G41F423 | POLYESTER BOARDS
GW46515F | CUADRO 46QP PUERTA CRISTAL 515X650X250 | 328.5 | 1 | 1 | 1 | NR | 8011564855236 | 85389099 | 4BX00 | Installation | 4BX | INSTALLATION BOX | 4BX34G | CAJAS DE SUPERFICIE | 4BX34G41F | 44-46 CEP-QP/QM/QX | 4BX34G41F423 | POLYESTER BOARDS
GW46516F | CUADRO 46QP PUERTA CRISTAL 585X800X300 | 429.5 | 1 | 1 | 1 | NR | 8011564855243 | 85389099 | 4BX00 | Installation | 4BX | INSTALLATION BOX | 4BX34G | CAJAS DE SUPERFICIE | 4BX34G41F | 44-46 CEP-QP/QM/QX | 4BX34G41F423 | POLYESTER BOARDS
GW46517F | CUADRO 46QP PUERTA CRISTAL 800X1060X350 | 795 | 1 | 1 | 1 | NR | 8011564855250 | 85389099 | 4BX00 | Installation | 4BX | INSTALLATION BOX | 4BX34G | CAJAS DE SUPERFICIE | 4BX34G41F | 44-46 CEP-QP/QM/QX | 4BX34G41F423 | POLYESTER BOARDS
GW46521F | KIT 4 ESCUADRAS F&E | 21.4 | 1 | 1 | 20 | NR | 8011564284456 | 85389099 | 4BX00 | Installation | 4BX | INSTALLATION BOX | 4BX34G | CAJAS DE SUPERFICIE | 4BX34G41F | 44-46 CEP-QP/QM/QX | 4BX34G41F425 | COMPL. ITEMS QP
GW46522 | 46 QP: LLAVE TRIANGULAR | 3.14 | 1 | 1 | 10 | NR | 8011564246911 | 85389099 | 4BX00 | Installation | 4BX | INSTALLATION BOX | 4BX34G | CAJAS DE SUPERFICIE | 4BX34G41F | 44-46 CEP-QP/QM/QX | 4BX34G41F425 | COMPL. ITEMS QP
GW46523 | 46 QP: CERRADURA TRIANGULAR | 7.2 | 1 | 1 | 10 | NR | 8011564246928 | 85389099 | 4BX00 | Installation | 4BX | INSTALLATION BOX | 4BX34G | CAJAS DE SUPERFICIE | 4BX34G41F | 44-46 CEP-QP/QM/QX | 4BX34G41F425 | COMPL. ITEMS QP
GW46524F | ANCLAJES PANEL CON AJUSTE CARRIL DIN | 29.45 | 1 | 1 | 4 | NR | 8011564433601 | 85389099 | 4BX00 | Installation | 4BX | INSTALLATION BOX | 4BX34G | CAJAS DE SUPERFICIE | 4BX34G41F | 44-46 CEP-QP/QM/QX | 4BX34G41F425 | COMPL. ITEMS QP
GW46526 | KIT DOBLE AISLAMIENTO QP | 3.19 | 1 | 1 | 20 | NR | 8011564855267 | 85389099 | 4BX00 | Installation | 4BX | INSTALLATION BOX | 4BX34G | CAJAS DE SUPERFICIE | 4BX34G41F | 44-46 CEP-QP/QM/QX | 4BX34G41F425 | COMPL. ITEMS QP
GW46530F | CARRIL DIN DOBLE 12M F&E | 25.2 | 1 | 1 | 10 | NR | 8011564284135 | 73269094 | 4BX00 | Installation | 4BX | INSTALLATION BOX | 4BX34G | CAJAS DE SUPERFICIE | 4BX34G41F | 44-46 CEP-QP/QM/QX | 4BX34G41F425 | COMPL. ITEMS QP
GW46531F | CARRIL DIN DOBLE 18M F&E | 26.3 | 1 | 1 | 10 | NR | 8011564284142 | 73269094 | 4BX00 | Installation | 4BX | INSTALLATION BOX | 4BX34G | CAJAS DE SUPERFICIE | 4BX34G41F | 44-46 CEP-QP/QM/QX | 4BX34G41F425 | COMPL. ITEMS QP
GW46532F | CARRIL DIN DOBLE 24M F&E | 26.65 | 1 | 1 | 10 | NR | 8011564284159 | 73269094 | 4BX00 | Installation | 4BX | INSTALLATION BOX | 4BX34G | CAJAS DE SUPERFICIE | 4BX34G41F | 44-46 CEP-QP/QM/QX | 4BX34G41F425 | COMPL. ITEMS QP
GW46533F | CARRIL DIN DOBLE 28M F&E | 29.45 | 1 | 1 | 10 | NR | 8011564284166 | 73269094 | 4BX00 | Installation | 4BX | INSTALLATION BOX | 4BX34G | CAJAS DE SUPERFICIE | 4BX34G41F | 44-46 CEP-QP/QM/QX | 4BX34G41F425 | COMPL. ITEMS QP
GW46534F | CARRIL DIN DOBLE 36M F&E | 37.55 | 1 | 1 | 10 | NR | 8011564284173 | 73269094 | 4BX00 | Installation | 4BX | INSTALLATION BOX | 4BX34G | CAJAS DE SUPERFICIE | 4BX34G41F | 44-46 CEP-QP/QM/QX | 4BX34G41F425 | COMPL. ITEMS QP
GW46540 | PL. ACERO 1X12M. F&E | 21.55 | 1 | 1 | 5 | NR | 8011564285842 | 85389099 | 4BX00 | Installation | 4BX | INSTALLATION BOX | 4BX34G | CAJAS DE SUPERFICIE | 4BX34G41F | 44-46 CEP-QP/QM/QX | 4BX34G41F425 | COMPL. ITEMS QP
GW46541 | PL. ACERO 1X18M. F&E | 32.15 | 1 | 1 | 5 | NR | 8011564285859 | 85389099 | 4BX00 | Installation | 4BX | INSTALLATION BOX | 4BX34G | CAJAS DE SUPERFICIE | 4BX34G41F | 44-46 CEP-QP/QM/QX | 4BX34G41F425 | COMPL. ITEMS QP
GW46542 | PL. ACERO 1X24M. F&E | 33.85 | 1 | 1 | 5 | NR | 8011564285866 | 85389099 | 4BX00 | Installation | 4BX | INSTALLATION BOX | 4BX34G | CAJAS DE SUPERFICIE | 4BX34G41F | 44-46 CEP-QP/QM/QX | 4BX34G41F425 | COMPL. ITEMS QP
GW46543 | PL. ACERO 1X28M. F&E | 39.05 | 1 | 1 | 5 | NR | 8011564285873 | 85389099 | 4BX00 | Installation | 4BX | INSTALLATION BOX | 4BX34G | CAJAS DE SUPERFICIE | 4BX34G41F | 44-46 CEP-QP/QM/QX | 4BX34G41F425 | COMPL. ITEMS QP
GW46544 | PL. ACERO 1X36M. F&E | 58 | 1 | 1 | 4 | NR | 8011564285880 | 85389099 | 4BX00 | Installation | 4BX | INSTALLATION BOX | 4BX34G | CAJAS DE SUPERFICIE | 4BX34G41F | 44-46 CEP-QP/QM/QX | 4BX34G41F425 | COMPL. ITEMS QP
GW46551 | KIT SOPORTE POSTE GR1 F&E | 164.5 | 1 | 1 | 1 | NR | 8011564285941 | 73269098 | 4BX00 | Installation | 4BX | INSTALLATION BOX | 4BX34G | CAJAS DE SUPERFICIE | 4BX34G41F | 44-46 CEP-QP/QM/QX | 4BX34G41F425 | COMPL. ITEMS QP
GW46552 | KIT SOPORTE POSTE GR2 F&E | 166.5 | 1 | 1 | 1 | NR | 8011564285958 | 85389099 | 4BX00 | Installation | 4BX | INSTALLATION BOX | 4BX34G | CAJAS DE SUPERFICIE | 4BX34G41F | 44-46 CEP-QP/QM/QX | 4BX34G41F425 | COMPL. ITEMS QP
GW46553 | KIT SOPORTE POSTE GR3-4 F&E | 183 | 1 | 1 | 1 | NR | 8011564285965 | 85389099 | 4BX00 | Installation | 4BX | INSTALLATION BOX | 4BX34G | CAJAS DE SUPERFICIE | 4BX34G41F | 44-46 CEP-QP/QM/QX | 4BX34G41F425 | COMPL. ITEMS QP
GW46554 | KIT SOPORTE POSTE GR5 F&E | 225.5 | 1 | 1 | 1 | NR | 8011564285972 | 85389099 | 4BX00 | Installation | 4BX | INSTALLATION BOX | 4BX34G | CAJAS DE SUPERFICIE | 4BX34G41F | 44-46 CEP-QP/QM/QX | 4BX34G41F425 | COMPL. ITEMS QP
GW46555 | KIT SOPORTE POSTE GR6 F&E | 227 | 1 | 1 | 1 | NR | 8011564285989 | 85389099 | 4BX00 | Installation | 4BX | INSTALLATION BOX | 4BX34G | CAJAS DE SUPERFICIE | 4BX34G41F | 44-46 CEP-QP/QM/QX | 4BX34G41F425 | COMPL. ITEMS QP
GW46557F | PAR ABRAZ. CANALIZ. F&E | 46.5 | 1 | 1 | 10 | NR | 8011564284340 | 85389099 | 4BX00 | Installation | 4BX | INSTALLATION BOX | 4BX34G | CAJAS DE SUPERFICIE | 4BX34G41F | 44-46 CEP-QP/QM/QX | 4BX34G41F425 | COMPL. ITEMS QP
GW46564 | CONTRAP. METAL CUAD.425X310 F&E | 113.5 | 1 | 1 | 5 | NR | 8011564285798 | 85389099 | 4BX00 | Installation | 4BX | INSTALLATION BOX | 4BX34G | CAJAS DE SUPERFICIE | 4BX34G41F | 44-46 CEP-QP/QM/QX | 4BX34G41F425 | COMPL. ITEMS QP
GW46565 | CONTRAP. METAL CUAD.500X405 F&E | 131 | 1 | 1 | 4 | NR | 8011564285804 | 85389099 | 4BX00 | Installation | 4BX | INSTALLATION BOX | 4BX34G | CAJAS DE SUPERFICIE | 4BX34G41F | 44-46 CEP-QP/QM/QX | 4BX34G41F425 | COMPL. ITEMS QP
GW46566 | CONTRAP. METAL CUAD.650X405 F&E | 145.5 | 1 | 1 | 5 | NR | 8011564285811 | 85389099 | 4BX00 | Installation | 4BX | INSTALLATION BOX | 4BX34G | CAJAS DE SUPERFICIE | 4BX34G41F | 44-46 CEP-QP/QM/QX | 4BX34G41F425 | COMPL. ITEMS QP
GW46567 | CONTRAP. METAL CUAD.650X515 F&E | 165.5 | 1 | 1 | 2 | NR | 8011564285828 | 85389099 | 4BX00 | Installation | 4BX | INSTALLATION BOX | 4BX34G | CAJAS DE SUPERFICIE | 4BX34G41F | 44-46 CEP-QP/QM/QX | 4BX34G41F425 | COMPL. ITEMS QP
GW46568 | CONTRAP. METAL CUAD.800X585 F&E | 191.5 | 1 | 1 | 2 | NR | 8011564285835 | 85389099 | 4BX00 | Installation | 4BX | INSTALLATION BOX | 4BX34G | CAJAS DE SUPERFICIE | 4BX34G41F | 44-46 CEP-QP/QM/QX | 4BX34G41F425 | COMPL. ITEMS QP
GW46569 | CONTRAP. METAL CUAD.1060X800 F&E | 269.5 | 1 | 1 | 1 | NR | 8011564287617 | 85389099 | 4BX00 | Installation | 4BX | INSTALLATION BOX | 4BX34G | CAJAS DE SUPERFICIE | 4BX34G41F | 44-46 CEP-QP/QM/QX | 4BX34G41F425 | COMPL. ITEMS QP
GW46570F | KIT H300 X MTS160+DIF.AFF./MSS160 3,4GR | 133 | 1 | 1 | 1 | NR | 8011564284357 | 85389099 | 4BX00 | Installation | 4BX | INSTALLATION BOX | 4BX34G | CAJAS DE SUPERFICIE | 4BX34G41F | 44-46 CEP-QP/QM/QX | 4BX34G41F425 | COMPL. ITEMS QP
GW46571F | KIT H300 X MTS160+DIF.AFF./MSS160 5GR | 145.5 | 1 | 1 | 1 | NR | 8011564284364 | 85389099 | 4BX00 | Installation | 4BX | INSTALLATION BOX | 4BX34G | CAJAS DE SUPERFICIE | 4BX34G41F | 44-46 CEP-QP/QM/QX | 4BX34G41F425 | COMPL. ITEMS QP
GW46572F | KIT H300 X MTS160+DIF.AFF./MSS160 6GR | 151 | 1 | 1 | 1 | NR | 8011564284371 | 85389099 | 4BX00 | Installation | 4BX | INSTALLATION BOX | 4BX34G | CAJAS DE SUPERFICIE | 4BX34G41F | 44-46 CEP-QP/QM/QX | 4BX34G41F425 | COMPL. ITEMS QP
GW46573F | KIT H400 X MTS160+DIF.AFF./MSS160 7GR | 177 | 1 | 1 | 1 | NR | 8011564284388 | 85389099 | 4BX00 | Installation | 4BX | INSTALLATION BOX | 4BX34G | CAJAS DE SUPERFICIE | 4BX34G41F | 44-46 CEP-QP/QM/QX | 4BX34G41F425 | COMPL. ITEMS QP
GW46577F | KIT H=300 PARA MSS (250) TAMAÑO QP5 F&E | 126 | 1 | 1 | 1 | NR | 8011564284425 | 85389099 | 4BX00 | Installation | 4BX | INSTALLATION BOX | 4BX34G | CAJAS DE SUPERFICIE | 4BX34G41F | 44-46 CEP-QP/QM/QX | 4BX34G41F425 | COMPL. ITEMS QP
GW46578F | KIT H=300 PARA MSS (250) TAMAÑO QP6 F&E | 131 | 1 | 1 | 1 | NR | 8011564284432 | 85389099 | 4BX00 | Installation | 4BX | INSTALLATION BOX | 4BX34G | CAJAS DE SUPERFICIE | 4BX34G41F | 44-46 CEP-QP/QM/QX | 4BX34G41F425 | COMPL. ITEMS QP
GW46579F | KIT H=400 PARA MSS (250) TAMAÑO QP7 F&E | 151 | 1 | 1 | 1 | NR | 8011564284449 | 85389099 | 4BX00 | Installation | 4BX | INSTALLATION BOX | 4BX34G | CAJAS DE SUPERFICIE | 4BX34G41F | 44-46 CEP-QP/QM/QX | 4BX34G41F425 | COMPL. ITEMS QP
GW46580 | PLACAS DE ACERO 2X12M. F&E | 42.65 | 1 | 1 | 5 | NR | 8011564285897 | 85389099 | 4BX00 | Installation | 4BX | INSTALLATION BOX | 4BX34G | CAJAS DE SUPERFICIE | 4BX34G41F | 44-46 CEP-QP/QM/QX | 4BX34G41F425 | COMPL. ITEMS QP
GW46581 | PLACAS DE ACERO 2X18M. F&E | 45.15 | 1 | 1 | 5 | NR | 8011564285903 | 85389099 | 4BX00 | Installation | 4BX | INSTALLATION BOX | 4BX34G | CAJAS DE SUPERFICIE | 4BX34G41F | 44-46 CEP-QP/QM/QX | 4BX34G41F425 | COMPL. ITEMS QP
GW46582 | PLACAS DE ACERO 2X24M. F&E | 52 | 1 | 1 | 5 | NR | 8011564285910 | 85389099 | 4BX00 | Installation | 4BX | INSTALLATION BOX | 4BX34G | CAJAS DE SUPERFICIE | 4BX34G41F | 44-46 CEP-QP/QM/QX | 4BX34G41F425 | COMPL. ITEMS QP
GW46583 | PLACAS DE ACERO 2X28M. F&E | 72 | 1 | 1 | 5 | NR | 8011564285927 | 85389099 | 4BX00 | Installation | 4BX | INSTALLATION BOX | 4BX34G | CAJAS DE SUPERFICIE | 4BX34G41F | 44-46 CEP-QP/QM/QX | 4BX34G41F425 | COMPL. ITEMS QP
GW46584 | PLACAS DE ACERO 2X36M. F&E | 115.5 | 1 | 1 | 2 | NR | 8011564285934 | 85389099 | 4BX00 | Installation | 4BX | INSTALLATION BOX | 4BX34G | CAJAS DE SUPERFICIE | 4BX34G41F | 44-46 CEP-QP/QM/QX | 4BX34G41F425 | COMPL. ITEMS QP
GW46591 | PAR MANETAS P/TRANSPORTE | 87 | 1 | 1 | 10 | NR | 8011564285996 | 85389099 | 4BX00 | Installation | 4BX | INSTALLATION BOX | 4BX34G | CAJAS DE SUPERFICIE | 4BX34G41F | 44-46 CEP-QP/QM/QX | 4BX34G41F425 | COMPL. ITEMS QP
GW46592F | KIT INSERTOS | 9.85 | 1 | 1 | 100 | NR | 8011564284470 | 85389099 | 4BX00 | Installation | 4BX | INSTALLATION BOX | 4BX34G | CAJAS DE SUPERFICIE | 4BX34G41F | 44-46 CEP-QP/QM/QX | 4BX34G41F425 | COMPL. ITEMS QP
GW47001E | CUAD. SUP. CVX 600X 600X170 IP30 S/PUER | 375 | 1 | 1 | 1 | NR | 8011564251113 | 85381000 | 2DN04 | Energy | 2DN | ENERGY | 2DN16G | MCCB/CUADROS DISTR. | 2DN16G23F | CUADR DIST/ ARMARIOS | 2DN16G23F404 | CVX 160E SURF.MOUNT.
GW47002E | CUAD. SUP. CVX 600X 800X170 IP30 S/PUER | 415 | 1 | 1 | 1 | NR | 8011564251120 | 85381000 | 2DN04 | Energy | 2DN | ENERGY | 2DN16G | MCCB/CUADROS DISTR. | 2DN16G23F | CUADR DIST/ ARMARIOS | 2DN16G23F404 | CVX 160E SURF.MOUNT.
GW47003E | CUAD. SUP. CVX 600X1000X170 IP30 S/PUER | 478 | 1 | 1 | 1 | NR | 8011564251137 | 85381000 | 2DN04 | Energy | 2DN | ENERGY | 2DN16G | MCCB/CUADROS DISTR. | 2DN16G23F | CUADR DIST/ ARMARIOS | 2DN16G23F404 | CVX 160E SURF.MOUNT.
GW47004E | CUAD. SUP. CVX 600X1200X170 IP30 S/PUER | 534.5 | 1 | 1 | 1 | NR | 8011564251144 | 85381000 | 2DN04 | Energy | 2DN | ENERGY | 2DN16G | MCCB/CUADROS DISTR. | 2DN16G23F | CUADR DIST/ ARMARIOS | 2DN16G23F404 | CVX 160E SURF.MOUNT.
GW47011E | CUAD. SUP. CVX 600X 600X170 IP40 P/CRIS. | 506 | 1 | 1 | 1 | NR | 8011564251151 | 85381000 | 2DN04 | Energy | 2DN | ENERGY | 2DN16G | MCCB/CUADROS DISTR. | 2DN16G23F | CUADR DIST/ ARMARIOS | 2DN16G23F404 | CVX 160E SURF.MOUNT.
GW47012E | CUAD. SUP. CVX 600X 800X170 IP40 P/CRIS. | 553 | 1 | 1 | 1 | NR | 8011564251168 | 85381000 | 2DN04 | Energy | 2DN | ENERGY | 2DN16G | MCCB/CUADROS DISTR. | 2DN16G23F | CUADR DIST/ ARMARIOS | 2DN16G23F404 | CVX 160E SURF.MOUNT.
GW47013E | CUAD. SUP. CVX 600X1000X170 IP40 P/CRIS. | 620 | 1 | 1 | 1 | NR | 8011564251175 | 85381000 | 2DN04 | Energy | 2DN | ENERGY | 2DN16G | MCCB/CUADROS DISTR. | 2DN16G23F | CUADR DIST/ ARMARIOS | 2DN16G23F404 | CVX 160E SURF.MOUNT.
GW47014E | CUAD. SUP. CVX 600X1200X170 IP40 P/CRIS. | 694.5 | 1 | 1 | 1 | NR | 8011564251182 | 85381000 | 2DN04 | Energy | 2DN | ENERGY | 2DN16G | MCCB/CUADROS DISTR. | 2DN16G23F | CUADR DIST/ ARMARIOS | 2DN16G23F404 | CVX 160E SURF.MOUNT.
GW47021E | CUAD. SUP. CVX 600X 600X170 IP40 P/CIEGA | 392.5 | 1 | 1 | 1 | NR | 8011564251199 | 85381000 | 2DN04 | Energy | 2DN | ENERGY | 2DN16G | MCCB/CUADROS DISTR. | 2DN16G23F | CUADR DIST/ ARMARIOS | 2DN16G23F404 | CVX 160E SURF.MOUNT.
GW47022E | CUAD. SUP. CVX 600X 800X170 IP40 P/CIEGA | 418.5 | 1 | 1 | 1 | NR | 8011564251205 | 85381000 | 2DN04 | Energy | 2DN | ENERGY | 2DN16G | MCCB/CUADROS DISTR. | 2DN16G23F | CUADR DIST/ ARMARIOS | 2DN16G23F404 | CVX 160E SURF.MOUNT.
GW47023E | CUAD. SUP. CVX 600X1000X170 IP40 P/CIEGA | 482 | 1 | 1 | 1 | NR | 8011564251212 | 85381000 | 2DN04 | Energy | 2DN | ENERGY | 2DN16G | MCCB/CUADROS DISTR. | 2DN16G23F | CUADR DIST/ ARMARIOS | 2DN16G23F404 | CVX 160E SURF.MOUNT.
GW47024E | CUAD. SUP. CVX 600X1200X170 IP40 P/CIEGA | 553 | 1 | 1 | 1 | NR | 8011564251229 | 85381000 | 2DN04 | Energy | 2DN | ENERGY | 2DN16G | MCCB/CUADROS DISTR. | 2DN16G23F | CUADR DIST/ ARMARIOS | 2DN16G23F404 | CVX 160E SURF.MOUNT.
GW47031E | CUAD. SUP. CVX 600X 600X170 IP55 P/CRIS. | 727.5 | 1 | 1 | 1 | NR | 8011564251236 | 85381000 | 2DN04 | Energy | 2DN | ENERGY | 2DN16G | MCCB/CUADROS DISTR. | 2DN16G23F | CUADR DIST/ ARMARIOS | 2DN16G23F404 | CVX 160E SURF.MOUNT.
GW47032E | CUAD. SUP. CVX 600X 800X170 IP55 P/CRIS. | 783 | 1 | 1 | 1 | NR | 8011564251243 | 85381000 | 2DN04 | Energy | 2DN | ENERGY | 2DN16G | MCCB/CUADROS DISTR. | 2DN16G23F | CUADR DIST/ ARMARIOS | 2DN16G23F404 | CVX 160E SURF.MOUNT.
GW47033E | CUAD. SUP. CVX 600X1000X170 IP55 P/CRIS. | 888 | 1 | 1 | 1 | NR | 8011564251250 | 85381000 | 2DN04 | Energy | 2DN | ENERGY | 2DN16G | MCCB/CUADROS DISTR. | 2DN16G23F | CUADR DIST/ ARMARIOS | 2DN16G23F404 | CVX 160E SURF.MOUNT.
GW47034E | CUAD. SUP. CVX 600X1200X170 IP55 P/CRIS. | 988 | 1 | 1 | 1 | NR | 8011564251267 | 85381000 | 2DN04 | Energy | 2DN | ENERGY | 2DN16G | MCCB/CUADROS DISTR. | 2DN16G23F | CUADR DIST/ ARMARIOS | 2DN16G23F404 | CVX 160E SURF.MOUNT.
GW47041E | CUAD. SUP. CVX 600X 600X170 IP55 P/CIEGA | 547 | 1 | 1 | 1 | NR | 8011564251274 | 85381000 | 2DN04 | Energy | 2DN | ENERGY | 2DN16G | MCCB/CUADROS DISTR. | 2DN16G23F | CUADR DIST/ ARMARIOS | 2DN16G23F404 | CVX 160E SURF.MOUNT.
GW47042E | CUAD. SUP. CVX 600X 800X170 IP55 P/CIEGA | 599.5 | 1 | 1 | 1 | NR | 8011564251281 | 85381000 | 2DN04 | Energy | 2DN | ENERGY | 2DN16G | MCCB/CUADROS DISTR. | 2DN16G23F | CUADR DIST/ ARMARIOS | 2DN16G23F404 | CVX 160E SURF.MOUNT.
GW47043E | CUAD. SUP. CVX 600X1000X170 IP55 P/CIEGA | 679 | 1 | 1 | 1 | NR | 8011564251298 | 85381000 | 2DN04 | Energy | 2DN | ENERGY | 2DN16G | MCCB/CUADROS DISTR. | 2DN16G23F | CUADR DIST/ ARMARIOS | 2DN16G23F404 | CVX 160E SURF.MOUNT.
GW47044E | CUAD. SUP. CVX 600X1200X170 IP55 P/CIEGA | 777 | 1 | 1 | 1 | NR | 8011564251304 | 85381000 | 2DN04 | Energy | 2DN | ENERGY | 2DN16G | MCCB/CUADROS DISTR. | 2DN16G23F | CUADR DIST/ ARMARIOS | 2DN16G23F404 | CVX 160E SURF.MOUNT.
GW47062E | CUAD. SUP. CVX 600X800X170 IP65 P/CIEGA | 665.5 | 1 | 1 | 1 | NR | 8011564287426 | 85381000 | 2DN04 | Energy | 2DN | ENERGY | 2DN16G | MCCB/CUADROS DISTR. | 2DN16G23F | CUADR DIST/ ARMARIOS | 2DN16G23F404 | CVX 160E SURF.MOUNT.
GW47063E | CUAD. SUP. CVX 600X1000X170 IP65 P/CIEGA | 743 | 1 | 1 | 1 | NR | 8011564287433 | 85381000 | 2DN04 | Energy | 2DN | ENERGY | 2DN16G | MCCB/CUADROS DISTR. | 2DN16G23F | CUADR DIST/ ARMARIOS | 2DN16G23F404 | CVX 160E SURF.MOUNT.
GW47064E | CUAD.SUP. CVX 600X1200X170 IP65 P/CIEGA | 842.5 | 1 | 1 | 1 | NR | 8011564287440 | 85381000 | 2DN04 | Energy | 2DN | ENERGY | 2DN16G | MCCB/CUADROS DISTR. | 2DN16G23F | CUADR DIST/ ARMARIOS | 2DN16G23F404 | CVX 160E SURF.MOUNT.
GW47072 | CUAD. EMP. CVX 600X600X130 IP30 S.PUERTA | 478 | 1 | 1 | 1 | NR | 8011564111110 | 85381000 | 2DN04 | Energy | 2DN | ENERGY | 2DN16G | MCCB/CUADROS DISTR. | 2DN16G23F | CUADR DIST/ ARMARIOS | 2DN16G23F401 | CVX 160I FLUSH MOUN.
GW47073 | CUAD. EMP. CVX 600X800x130 IP30 S.PUERTA | 583 | 1 | 1 | 1 | NR | 8011564111127 | 85381000 | 2DN04 | Energy | 2DN | ENERGY | 2DN16G | MCCB/CUADROS DISTR. | 2DN16G23F | CUADR DIST/ ARMARIOS | 2DN16G23F401 | CVX 160I FLUSH MOUN.
GW47074 | CUAD.EMP. CVX 600X1000x130 IP30 S.PUERTA | 695.5 | 1 | 1 | 1 | NR | 8011564111134 | 85381000 | 2DN04 | Energy | 2DN | ENERGY | 2DN16G | MCCB/CUADROS DISTR. | 2DN16G23F | CUADR DIST/ ARMARIOS | 2DN16G23F401 | CVX 160I FLUSH MOUN.
GW47082 | CUAD. EMP. CVX 600X600x130 IP40 P/CRIS. | 692.5 | 1 | 1 | 1 | NR | 8011564111141 | 85381000 | 2DN04 | Energy | 2DN | ENERGY | 2DN16G | MCCB/CUADROS DISTR. | 2DN16G23F | CUADR DIST/ ARMARIOS | 2DN16G23F401 | CVX 160I FLUSH MOUN.
GW47083 | CUAD. EMP. CVX 600X800x130 IP40 P/CRIS. | 822 | 1 | 1 | 1 | NR | 8011564111158 | 85381000 | 2DN04 | Energy | 2DN | ENERGY | 2DN16G | MCCB/CUADROS DISTR. | 2DN16G23F | CUADR DIST/ ARMARIOS | 2DN16G23F401 | CVX 160I FLUSH MOUN.
GW47084 | CUAD. EMP. CVX 600X1000x130 IP40 P/CRIS. | 962 | 1 | 1 | 1 | NR | 8011564111172 | 85381000 | 2DN04 | Energy | 2DN | ENERGY | 2DN16G | MCCB/CUADROS DISTR. | 2DN16G23F | CUADR DIST/ ARMARIOS | 2DN16G23F401 | CVX 160I FLUSH MOUN.
GW47087 | CUAD. EMP. CVX 600X600x130 IP40 P/CIEGA | 598.5 | 1 | 1 | 1 | NR | 8011564111189 | 85381000 | 2DN04 | Energy | 2DN | ENERGY | 2DN16G | MCCB/CUADROS DISTR. | 2DN16G23F | CUADR DIST/ ARMARIOS | 2DN16G23F401 | CVX 160I FLUSH MOUN.
GW47088 | CUAD. EMP. CVX 600X800x130 IP40 P/CIEGA | 709 | 1 | 1 | 1 | NR | 8011564111196 | 85381000 | 2DN04 | Energy | 2DN | ENERGY | 2DN16G | MCCB/CUADROS DISTR. | 2DN16G23F | CUADR DIST/ ARMARIOS | 2DN16G23F401 | CVX 160I FLUSH MOUN.
GW47089 | CUAD. EMP. CVX 600X1000x130 IP40 P/CIEGA | 852 | 1 | 1 | 1 | NR | 8011564111202 | 85381000 | 2DN04 | Energy | 2DN | ENERGY | 2DN16G | MCCB/CUADROS DISTR. | 2DN16G23F | CUADR DIST/ ARMARIOS | 2DN16G23F401 | CVX 160I FLUSH MOUN.
GW47116 | PUERTA CRISTAL IP40 600X600 CVX160I/E | 376 | 1 | 1 | 1 | NR | 8034035090455 | 85389099 | 2DN04 | Energy | 2DN | ENERGY | 2DN16G | MCCB/CUADROS DISTR. | 2DN16G23F | CUADR DIST/ ARMARIOS | 2DN16G23F402 | CVX 160I/E ACCESSOR.
GW47117 | PUERTA CRISTAL IP40 600X800 CVX160I/E | 409 | 1 | 1 | 1 | NR | 8034035090462 | 85389099 | 2DN04 | Energy | 2DN | ENERGY | 2DN16G | MCCB/CUADROS DISTR. | 2DN16G23F | CUADR DIST/ ARMARIOS | 2DN16G23F402 | CVX 160I/E ACCESSOR.
GW47118 | PUERTA CRISTAL IP40 600X1000 CVX160I/E | 464.5 | 1 | 1 | 1 | NR | 8034035090479 | 85389099 | 2DN04 | Energy | 2DN | ENERGY | 2DN16G | MCCB/CUADROS DISTR. | 2DN16G23F | CUADR DIST/ ARMARIOS | 2DN16G23F402 | CVX 160I/E ACCESSOR.
GW47119 | PUERTA CRISTAL IP40 600X1200 CVX160I/E | 510 | 1 | 1 | 1 | NR | 8034035090486 | 85389099 | 2DN04 | Energy | 2DN | ENERGY | 2DN16G | MCCB/CUADROS DISTR. | 2DN16G23F | CUADR DIST/ ARMARIOS | 2DN16G23F402 | CVX 160I/E ACCESSOR.
GW47121 | PUERTA CIEGA IP40 600X600 CVX | 188.5 | 1 | 1 | 1 | NR | 8011564096158 | 85389099 | 2DN04 | Energy | 2DN | ENERGY | 2DN16G | MCCB/CUADROS DISTR. | 2DN16G23F | CUADR DIST/ ARMARIOS | 2DN16G23F402 | CVX 160I/E ACCESSOR.
GW47122 | PUERTA CIEGA IP40 600X800 CVX | 205 | 1 | 1 | 1 | NR | 8011564096165 | 85389099 | 2DN04 | Energy | 2DN | ENERGY | 2DN16G | MCCB/CUADROS DISTR. | 2DN16G23F | CUADR DIST/ ARMARIOS | 2DN16G23F402 | CVX 160I/E ACCESSOR.
GW47123 | PUERTA CIEGA IP40 600X1000 CVX | 236 | 1 | 1 | 1 | NR | 8011564096172 | 85389099 | 2DN04 | Energy | 2DN | ENERGY | 2DN16G | MCCB/CUADROS DISTR. | 2DN16G23F | CUADR DIST/ ARMARIOS | 2DN16G23F402 | CVX 160I/E ACCESSOR.
GW47124 | PUERTA CIEGA IP40 600X1200 CVX | 279 | 1 | 1 | 1 | NR | 8011564096189 | 85389099 | 2DN04 | Energy | 2DN | ENERGY | 2DN16G | MCCB/CUADROS DISTR. | 2DN16G23F | CUADR DIST/ ARMARIOS | 2DN16G23F402 | CVX 160I/E ACCESSOR.
GW47136 | PUERTA CRISTAL IP55 600X600 CVX160E | 434.5 | 1 | 1 | 1 | NR | 8034035090493 | 85389099 | 2DN04 | Energy | 2DN | ENERGY | 2DN16G | MCCB/CUADROS DISTR. | 2DN16G23F | CUADR DIST/ ARMARIOS | 2DN16G23F402 | CVX 160I/E ACCESSOR.
GW47137 | PUERTA CRISTAL IP55 600X800 CVX160E | 467.5 | 1 | 1 | 1 | NR | 8034035090707 | 85389099 | 2DN04 | Energy | 2DN | ENERGY | 2DN16G | MCCB/CUADROS DISTR. | 2DN16G23F | CUADR DIST/ ARMARIOS | 2DN16G23F402 | CVX 160I/E ACCESSOR.
GW47138 | PUERTA CRISTAL IP55 600X1000 CVX160E | 526.5 | 1 | 1 | 1 | NR | 8034035090714 | 85389099 | 2DN04 | Energy | 2DN | ENERGY | 2DN16G | MCCB/CUADROS DISTR. | 2DN16G23F | CUADR DIST/ ARMARIOS | 2DN16G23F402 | CVX 160I/E ACCESSOR.
GW47139 | PUERTA CRISTAL IP55 600X1200 CVX160E | 575 | 1 | 1 | 1 | NR | 8034035090721 | 85389099 | 2DN04 | Energy | 2DN | ENERGY | 2DN16G | MCCB/CUADROS DISTR. | 2DN16G23F | CUADR DIST/ ARMARIOS | 2DN16G23F402 | CVX 160I/E ACCESSOR.
GW47141 | PUERTA CIEGA IP55 600X600 CVX | 214.5 | 1 | 1 | 1 | NR | 8011564096233 | 85389099 | 2DN04 | Energy | 2DN | ENERGY | 2DN16G | MCCB/CUADROS DISTR. | 2DN16G23F | CUADR DIST/ ARMARIOS | 2DN16G23F402 | CVX 160I/E ACCESSOR.
GW47142 | PUERTA CIEGA IP55 600X800 CVX | 228.5 | 1 | 1 | 1 | NR | 8011564096240 | 85389099 | 2DN04 | Energy | 2DN | ENERGY | 2DN16G | MCCB/CUADROS DISTR. | 2DN16G23F | CUADR DIST/ ARMARIOS | 2DN16G23F402 | CVX 160I/E ACCESSOR.
GW47143 | PUERTA CIEGA IP55 600X1000 CVX | 259.5 | 1 | 1 | 1 | NR | 8011564096257 | 85389099 | 2DN04 | Energy | 2DN | ENERGY | 2DN16G | MCCB/CUADROS DISTR. | 2DN16G23F | CUADR DIST/ ARMARIOS | 2DN16G23F402 | CVX 160I/E ACCESSOR.
GW47144 | PUERTA CIEGA IP55 600X1200 CVX | 307 | 1 | 1 | 1 | NR | 8011564096264 | 85389099 | 2DN04 | Energy | 2DN | ENERGY | 2DN16G | MCCB/CUADROS DISTR. | 2DN16G23F | CUADR DIST/ ARMARIOS | 2DN16G23F402 | CVX 160I/E ACCESSOR.
GW47162 | PUERTA CIEGA IP65 600X800 CVX | 340 | 1 | 1 | 1 | NR | 8011564096271 | 85389099 | 2DN04 | Energy | 2DN | ENERGY | 2DN16G | MCCB/CUADROS DISTR. | 2DN16G23F | CUADR DIST/ ARMARIOS | 2DN16G23F402 | CVX 160I/E ACCESSOR.
GW47163 | PUERTA CIEGA IP65 600X1000 CVX | 372 | 1 | 1 | 1 | NR | 8011564096288 | 85389099 | 2DN04 | Energy | 2DN | ENERGY | 2DN16G | MCCB/CUADROS DISTR. | 2DN16G23F | CUADR DIST/ ARMARIOS | 2DN16G23F402 | CVX 160I/E ACCESSOR.
GW47164 | PUERTA CIEGA IP65 600X1200 CVX | 411 | 1 | 1 | 1 | NR | 8011564096295 | 85389099 | 2DN04 | Energy | 2DN | ENERGY | 2DN16G | MCCB/CUADROS DISTR. | 2DN16G23F | CUADR DIST/ ARMARIOS | 2DN16G23F402 | CVX 160I/E ACCESSOR.
GW47171 | CARAT.FRONT.TROQ. CVX 600X150 | 33.8 | 1 | 1 | 10 | NR | 8011564096301 | 85389099 | 2DN04 | Energy | 2DN | ENERGY | 2DN16G | MCCB/CUADROS DISTR. | 2DN16G23F | CUADR DIST/ ARMARIOS | 2DN16G23F404 | CVX 160E SURF.MOUNT.
GW47172 | CARAT.FRONT.TROQ. CVX 600X200 | 38.95 | 1 | 1 | 8 | NR | 8011564096318 | 85389099 | 2DN04 | Energy | 2DN | ENERGY | 2DN16G | MCCB/CUADROS DISTR. | 2DN16G23F | CUADR DIST/ ARMARIOS | 2DN16G23F404 | CVX 160E SURF.MOUNT.
GW47173 | CARAT.FRONT.CIEGA CVX 600X 50 | 16.6 | 1 | 1 | 10 | NR | 8011564096325 | 85389099 | 2DN04 | Energy | 2DN | ENERGY | 2DN16G | MCCB/CUADROS DISTR. | 2DN16G23F | CUADR DIST/ ARMARIOS | 2DN16G23F402 | CVX 160I/E ACCESSOR.
GW47174 | CARAT.FRONT.CIEGA CVX 600X150 | 21.1 | 1 | 1 | 10 | NR | 8011564096332 | 85389099 | 2DN04 | Energy | 2DN | ENERGY | 2DN16G | MCCB/CUADROS DISTR. | 2DN16G23F | CUADR DIST/ ARMARIOS | 2DN16G23F402 | CVX 160I/E ACCESSOR.
GW47175 | CARAT.FRONT.CIEGA CVX 600X200 | 27.1 | 1 | 1 | 10 | NR | 8011564096349 | 85389099 | 2DN04 | Energy | 2DN | ENERGY | 2DN16G | MCCB/CUADROS DISTR. | 2DN16G23F | CUADR DIST/ ARMARIOS | 2DN16G23F402 | CVX 160I/E ACCESSOR.
GW47178 | CARAT.FRONT.TROQ.SIN CARRIL 600X150 | 33.6 | 1 | 1 | 10 | NR | 8011564111219 | 85389099 | 2DN04 | Energy | 2DN | ENERGY | 2DN16G | MCCB/CUADROS DISTR. | 2DN16G23F | CUADR DIST/ ARMARIOS | 2DN16G23F402 | CVX 160I/E ACCESSOR.
GW47179 | CARAT.FRONT.TROQ.SIN CARRIL 600X200 | 39.35 | 1 | 1 | 10 | NR | 8011564111226 | 85389099 | 2DN04 | Energy | 2DN | ENERGY | 2DN16G | MCCB/CUADROS DISTR. | 2DN16G23F | CUADR DIST/ ARMARIOS | 2DN16G23F402 | CVX 160I/E ACCESSOR.
GW47181 | CARRIL APARATOS MOD. CVX | 17.9 | 1 | 1 | 10 | NR | 8011564096370 | 85389099 | 2DN04 | Energy | 2DN | ENERGY | 2DN16G | MCCB/CUADROS DISTR. | 2DN16G23F | CUADR DIST/ ARMARIOS | 2DN16G23F404 | CVX 160E SURF.MOUNT.
GW47182 | CARRIL PARA BORNAS | 18.55 | 1 | 1 | 10 | NR | 8011564096387 | 85389099 | 2DN04 | Energy | 2DN | ENERGY | 2DN16G | MCCB/CUADROS DISTR. | 2DN16G23F | CUADR DIST/ ARMARIOS | 2DN16G23F404 | CVX 160E SURF.MOUNT.
GW47183 | CARRIL DOBLE APAR.MOD. CVX | 16.25 | 1 | 1 | 10 | NR | 8011564096394 | 85389099 | 2DN04 | Energy | 2DN | ENERGY | 2DN16G | MCCB/CUADROS DISTR. | 2DN16G23F | CUADR DIST/ ARMARIOS | 2DN16G23F404 | CVX 160E SURF.MOUNT.
GW47186 | PLACA FONDO CVX 600X200 | 53 | 1 | 1 | 5 | NR | 8011564096400 | 85389099 | 2DN04 | Energy | 2DN | ENERGY | 2DN16G | MCCB/CUADROS DISTR. | 2DN16G23F | CUADR DIST/ ARMARIOS | 2DN16G23F402 | CVX 160I/E ACCESSOR.
GW47187 | PLACA FONDO CVX 600X400 | 77.5 | 1 | 1 | 5 | NR | 8011564096417 | 85389099 | 2DN04 | Energy | 2DN | ENERGY | 2DN16G | MCCB/CUADROS DISTR. | 2DN16G23F | CUADR DIST/ ARMARIOS | 2DN16G23F402 | CVX 160I/E ACCESSOR.
GW47191 | PAR BISAGRAS CARAT.FRON.CVX | 3.37 | 1 | 1 | 20 | NR | 8011564096424 | 85389099 | 2DN04 | Energy | 2DN | ENERGY | 2DN16G | MCCB/CUADROS DISTR. | 2DN16G23F | CUADR DIST/ ARMARIOS | 2DN16G23F402 | CVX 160I/E ACCESSOR.
GW47192 | CERRADURA SEG. C/LLAVE CVX | 18.55 | 1 | 1 | 10 | NR | 8011564096431 | 85389099 | 2DN04 | Energy | 2DN | ENERGY | 2DN16G | MCCB/CUADROS DISTR. | 2DN16G23F | CUADR DIST/ ARMARIOS | 2DN16G23F402 | CVX 160I/E ACCESSOR.
GW47193 | BARRA PARA NODO EQUIPOTENCIAL CVX | 44.85 | 1 | 1 | 5 | NR | 8011564096448 | 85389099 | 2DN04 | Energy | 2DN | ENERGY | 2DN16G | MCCB/CUADROS DISTR. | 2DN16G23F | CUADR DIST/ ARMARIOS | 2DN16G23F402 | CVX 160I/E ACCESSOR.
GW47194E | CVX160E PAR DE SOPOR.FIJAC CANALETA | 5.3 | 1 | 1 | 20 | NR | 8011564251311 | 85389099 | 2DN04 | Energy | 2DN | ENERGY | 2DN16G | MCCB/CUADROS DISTR. | 2DN16G23F | CUADR DIST/ ARMARIOS | 2DN16G23F402 | CVX 160I/E ACCESSOR.
GW47195 | TUERCAS EN JAULA CVX | 1.63 | 1 | 10 | 100 | NR | 8011564096462 | 85389099 | 2DN04 | Energy | 2DN | ENERGY | 2DN16G | MCCB/CUADROS DISTR. | 2DN16G23F | CUADR DIST/ ARMARIOS | 2DN16G23F402 | CVX 160I/E ACCESSOR.
GW47197 | KIT 4 GRAP. PARED. CARTÓN YESO CVX EMP. | 44.1 | 1 | 1 | 10 | NR | 8011564111264 | 85389099 | 2DN04 | Energy | 2DN | ENERGY | 2DN16G | MCCB/CUADROS DISTR. | 2DN16G23F | CUADR DIST/ ARMARIOS | 2DN16G23F402 | CVX 160I/E ACCESSOR.
GW47198 | PLACA PASACABL. SUP/INF/LAT CVX IP40-55 | 31.4 | 1 | 1 | 10 | NR | 8011564111271 | 85389099 | 2DN04 | Energy | 2DN | ENERGY | 2DN16G | MCCB/CUADROS DISTR. | 2DN16G23F | CUADR DIST/ ARMARIOS | 2DN16G23F402 | CVX 160I/E ACCESSOR.
GW47251 | CARRIL EN 50022 APAR. MOD.CVX EMP. | 20.2 | 1 | 1 | 10 | NR | 8011564111233 | 85389099 | 2DN04 | Energy | 2DN | ENERGY | 2DN16G | MCCB/CUADROS DISTR. | 2DN16G23F | CUADR DIST/ ARMARIOS | 2DN16G23F401 | CVX 160I FLUSH MOUN.
GW47252 | CARRIL EN 50022 APARA.MOD.CVX EMP. | 21.1 | 1 | 1 | 10 | NR | 8011564111240 | 85389099 | 2DN04 | Energy | 2DN | ENERGY | 2DN16G | MCCB/CUADROS DISTR. | 2DN16G23F | CUADR DIST/ ARMARIOS | 2DN16G23F401 | CVX 160I FLUSH MOUN.
GW47253 | CARRIL EN 50035 APARA.MOD.CVX EMP. | 20.8 | 1 | 1 | 10 | NR | 8011564111257 | 85389099 | 2DN04 | Energy | 2DN | ENERGY | 2DN16G | MCCB/CUADROS DISTR. | 2DN16G23F | CUADR DIST/ ARMARIOS | 2DN16G23F401 | CVX 160I FLUSH MOUN.
GW47291 | TAPA CUBREMÓDULOS 25 MÓD. | 14.15 | 1 | 1 | 10 | NR | 8011564111295 | 85389099 | 2DN04 | Energy | 2DN | ENERGY | 2DN16G | MCCB/CUADROS DISTR. | 2DN16G23F | CUADR DIST/ ARMARIOS | 2DN16G23F402 | CVX 160I/E ACCESSOR.
GW47297 | CVX160E KIT MSX/M160c 600x200 ORIZZ | 118.5 | 1 | 1 | 5 | NR | 8034035081569 | 85381000 | 2DN04 | Energy | 2DN | ENERGY | 2DN16G | MCCB/CUADROS DISTR. | 2DN16G23F | CUADR DIST/ ARMARIOS | 2DN16G23F404 | CVX 160E SURF.MOUNT.
GW47298 | CVX160E KIT MSX/D125 600x200 ORIZZ | 118.5 | 1 | 1 | 5 | NR | 8034035081576 | 85381000 | 2DN04 | Energy | 2DN | ENERGY | 2DN16G | MCCB/CUADROS DISTR. | 2DN16G23F | CUADR DIST/ ARMARIOS | 2DN16G23F404 | CVX 160E SURF.MOUNT.
GW47299 | CVX160E KIT MSX/D160 600x200 ORIZZ | 118.5 | 1 | 1 | 5 | NR | 8034035081583 | 85381000 | 2DN04 | Energy | 2DN | ENERGY | 2DN16G | MCCB/CUADROS DISTR. | 2DN16G23F | CUADR DIST/ ARMARIOS | 2DN16G23F404 | CVX 160E SURF.MOUNT.
GW47650 | PAR BANDA FLEXIBLE CU 160A L=2MT | 176 | 1 | 1 | 1 | NR | 8034035061622 | 85389099 | 2DN04 | Energy | 2DN | ENERGY | 2DN16G | MCCB/CUADROS DISTR. | 2DN16G23F | CUADR DIST/ ARMARIOS | 2DN16G23F417 | BUSBAR
GW47652 | PAR BANDA FLEXIBLE CU 250A L=2MT | 250.5 | 1 | 1 | 1 | NR | 8011564135765 | 85389099 | 2DN04 | Energy | 2DN | ENERGY | 2DN16G | MCCB/CUADROS DISTR. | 2DN16G23F | CUADR DIST/ ARMARIOS | 2DN16G23F417 | BUSBAR
GW47653 | PAR BANDA FLEXIBLE CU 400A L=2MT | 408 | 1 | 1 | 1 | NR | 8011564135772 | 85389099 | 2DN04 | Energy | 2DN | ENERGY | 2DN16G | MCCB/CUADROS DISTR. | 2DN16G23F | CUADR DIST/ ARMARIOS | 2DN16G23F417 | BUSBAR
GW47654 | PAR BANDA FLEXIBLE CU 630A L=2MT | 682 | 1 | 1 | 1 | NR | 8011564135789 | 85389099 | 2DN04 | Energy | 2DN | ENERGY | 2DN16G | MCCB/CUADROS DISTR. | 2DN16G23F | CUADR DIST/ ARMARIOS | 2DN16G23F417 | BUSBAR
GW47655 | PAR BANDA FLEXIBLE CU 1000A L=2MT | 1298.5 | 1 | 1 | 1 | NR | 8011564135819 | 85389099 | 2DN04 | Energy | 2DN | ENERGY | 2DN16G | MCCB/CUADROS DISTR. | 2DN16G23F | CUADR DIST/ ARMARIOS | 2DN16G23F417 | BUSBAR
GW47691 | GUÍA EN 50 022 APAR.MODULARES-BORNAS | 40 | 1 | 1 | 5 | NR | 8011564135499 | 85389099 | 2DN04 | Energy | 2DN | ENERGY | 2DN16G | MCCB/CUADROS DISTR. | 2DN16G23F | CUADR DIST/ ARMARIOS | 2DN16G23F429 | COMPLEMENTI QDX
GW47692 | GUÍA EN 50 035 APAR.MODULARES-BORNAS 2M | 37.4 | 1 | 1 | 5 | NR | 8011564135505 | 85389099 | 2DN04 | Energy | 2DN | ENERGY | 2DN16G | MCCB/CUADROS DISTR. | 2DN16G23F | CUADR DIST/ ARMARIOS | 2DN16G23F429 | COMPLEMENTI QDX
GW48001 | CAJA DERIVACIÓN EMPT. 48 PT 92X92X45 | 1.75 | 1 | 1 | 162 | NR | 8011564016385 | 85381000 | 4BX00 | Installation | 4BX | INSTALLATION BOX | 4BX37G | CAJAS DE EMPOTRAR | 4BX37G47F | 48 PT CAJAS EMP. | 4BX37G47F513 | PT
GW48002 | CAJA DERIVACIÓN EMPT. 48 PT 118X96X50 | 2.27 | 1 | 1 | 114 | NR | 8011564016392 | 85381000 | 4BX00 | Installation | 4BX | INSTALLATION BOX | 4BX37G | CAJAS DE EMPOTRAR | 4BX37G47F | 48 PT CAJAS EMP. | 4BX37G47F513 | PT
GW48003 | CAJA DERIVACIÓN EMPT. 48 PT 118X96X70 | 2.94 | 1 | 1 | 84 | NR | 8011564016408 | 85381000 | 4BX00 | Installation | 4BX | INSTALLATION BOX | 4BX37G | CAJAS DE EMPOTRAR | 4BX37G47F | 48 PT CAJAS EMP. | 4BX37G47F513 | PT
GW48004 | CAJA DERIVACIÓN EMPT. 48 PT 152X98X70 | 3.19 | 1 | 1 | 64 | NR | 8011564016415 | 85381000 | 4BX00 | Installation | 4BX | INSTALLATION BOX | 4BX37G | CAJAS DE EMPOTRAR | 4BX37G47F | 48 PT CAJAS EMP. | 4BX37G47F513 | PT
GW48005 | CAJA DERIVACIÓN EMPT. 48 PT 160X130X70 | 4.53 | 1 | 1 | 49 | NR | 8011564016422 | 85381000 | 4BX00 | Installation | 4BX | INSTALLATION BOX | 4BX37G | CAJAS DE EMPOTRAR | 4BX37G47F | 48 PT CAJAS EMP. | 4BX37G47F513 | PT
GW48006 | CAJA DERIV.EMP. 48PT 196X152X75 C/CARRIL | 6.4 | 1 | 1 | 34 | NR | 8011564016439 | 85381000 | 4BX00 | Installation | 4BX | INSTALLATION BOX | 4BX37G | CAJAS DE EMPOTRAR | 4BX37G47F | 48 PT CAJAS EMP. | 4BX37G47F513 | PT
GW48006P | TAPA PROTECTORA 48 PT 6 | 3.35 | 1 | 70 | 70 | NR | 8011564801844 | 85389099 | 4BX00 | Installation | 4BX | INSTALLATION BOX | 4BX37G | CAJAS DE EMPOTRAR | 4BX37G47F | 48 PT CAJAS EMP. | 4BX37G47F513 | PT
GW48006PM | CAJA DERIV.EMPT. 48PT 196X152X75 GR.WALL | 12.45 | 1 | 1 | 30 | NR | 8011564800960 | 85381000 | 4BX00 | Installation | 4BX | INSTALLATION BOX | 4BX37G | CAJAS DE EMPOTRAR | 4BX37G50F | GREEN WALL | 4BX37G50F547 | GREEN W. JUNCT.BOXES
GW48007 | CAJA DERIV.EMPT. 48PT 294X152X75 CARRIL | 8.85 | 1 | 1 | 22 | NR | 8011564016446 | 85381000 | 4BX00 | Installation | 4BX | INSTALLATION BOX | 4BX37G | CAJAS DE EMPOTRAR | 4BX37G47F | 48 PT CAJAS EMP. | 4BX37G47F513 | PT
GW48007P | TAPA PROTECTORA 48 PT 7 | 4.27 | 1 | 60 | 60 | NR | 8011564801813 | 85389099 | 4BX00 | Installation | 4BX | INSTALLATION BOX | 4BX37G | CAJAS DE EMPOTRAR | 4BX37G47F | 48 PT CAJAS EMP. | 4BX37G47F513 | PT
GW48007PM | CAJA DERIV.EMPT. 48PT 294X152X75 GR.WALL | 17.05 | 1 | 1 | 21 | NR | 8011564800977 | 85381000 | 4BX00 | Installation | 4BX | INSTALLATION BOX | 4BX37G | CAJAS DE EMPOTRAR | 4BX37G50F | GREEN WALL | 4BX37G50F547 | GREEN W. JUNCT.BOXES
GW48008 | CAJA DERIV.EMPT. 48PT 392X152X75 CARRIL | 16.45 | 1 | 1 | 17 | NR | 8011564016453 | 85381000 | 4BX00 | Installation | 4BX | INSTALLATION BOX | 4BX37G | CAJAS DE EMPOTRAR | 4BX37G47F | 48 PT CAJAS EMP. | 4BX37G47F513 | PT
GW48008P | TAPA PROTECTORA 48 PT 8 | 6.6 | 1 | 50 | 50 | NR | 8011564801820 | 85389099 | 4BX00 | Installation | 4BX | INSTALLATION BOX | 4BX37G | CAJAS DE EMPOTRAR | 4BX37G47F | 48 PT CAJAS EMP. | 4BX37G47F513 | PT
GW48008PM | CAJA DERIV.EMPT. 48PT 392X152X75 GR.WALL | 24.05 | 1 | 1 | 14 | NR | 8011564800984 | 85381000 | 4BX00 | Installation | 4BX | INSTALLATION BOX | 4BX37G | CAJAS DE EMPOTRAR | 4BX37G50F | GREEN WALL | 4BX37G50F547 | GREEN W. JUNCT.BOXES
GW48009 | CAJA DERIV.EMPT. 48PT 480X160X75 CARRIL | 21.75 | 1 | 1 | 17 | NR | 8011564016460 | 85381000 | 4BX00 | Installation | 4BX | INSTALLATION BOX | 4BX37G | CAJAS DE EMPOTRAR | 4BX37G47F | 48 PT CAJAS EMP. | 4BX37G47F513 | PT
GW48009P | TAPA PROTECTORA 48 PT 9 | 7.3 | 1 | 40 | 40 | NR | 8011564801837 | 85389099 | 4BX00 | Installation | 4BX | INSTALLATION BOX | 4BX37G | CAJAS DE EMPOTRAR | 4BX37G47F | 48 PT CAJAS EMP. | 4BX37G47F513 | PT
GW48009PM | CAJA DERIV.EMPT. 48PT 480X160X75 GR.WALL | 29.95 | 1 | 1 | 12 | NR | 8011564800991 | 85381000 | 4BX00 | Installation | 4BX | INSTALLATION BOX | 4BX37G | CAJAS DE EMPOTRAR | 4BX37G50F | GREEN WALL | 4BX37G50F547 | GREEN W. JUNCT.BOXES
GW48010 | CAJA DERIV.EMPT. 48PT 516X202X90 CARRIL | 30.6 | 1 | 1 | 9 | NR | 8011564016477 | 85381000 | 4BX00 | Installation | 4BX | INSTALLATION BOX | 4BX37G | CAJAS DE EMPOTRAR | 4BX37G47F | 48 PT CAJAS EMP. | 4BX37G47F513 | PT
GW48010P | TAPA PROTECTORA 48 PT 10 | 9 | 1 | 30 | 30 | NR | 8011564427211 | 85389099 | 4BX00 | Installation | 4BX | INSTALLATION BOX | 4BX37G | CAJAS DE EMPOTRAR | 4BX37G47F | 48 PT CAJAS EMP. | 4BX37G47F513 | PT
GW48011 | CAJA DERIV.EMPT. 48PT 516X294X90 CARRIL | 68.5 | 1 | 1 | 5 | NR | 8011564016484 | 85381000 | 4BX00 | Installation | 4BX | INSTALLATION BOX | 4BX37G | CAJAS DE EMPOTRAR | 4BX37G47F | 48 PT CAJAS EMP. | 4BX37G47F513 | PT
GW48011P | TAPA PROTECTORA 48 PT 11 | 13.35 | 1 | 25 | 25 | NR | 8011564427228 | 85389099 | 4BX00 | Installation | 4BX | INSTALLATION BOX | 4BX37G | CAJAS DE EMPOTRAR | 4BX37G47F | 48 PT CAJAS EMP. | 4BX37G47F513 | PT
GW48012 | SEPARADOR CAJAS 48 PT | 0.82 | 1 | 50 | 300 | NR | 8011564016491 | 85389099 | 4BX00 | Installation | 4BX | INSTALLATION BOX | 4BX37G | CAJAS DE EMPOTRAR | 4BX37G47F | 48 PT CAJAS EMP. | 4BX37G47F513 | PT
GW48013 | TAPA BAJA P/CAJA 48PT 92X92 | 1.91 | 1 | 10 | 120 | NR | 8011564016507 | 85389099 | 4BX00 | Installation | 4BX | INSTALLATION BOX | 4BX37G | CAJAS DE EMPOTRAR | 4BX37G47F | 48 PT CAJAS EMP. | 4BX37G47F513 | PT
GW48014 | TAPA BAJA P/CAJA 48PT 118X96 | 2.32 | 1 | 10 | 100 | NR | 8011564016514 | 85389099 | 4BX00 | Installation | 4BX | INSTALLATION BOX | 4BX37G | CAJAS DE EMPOTRAR | 4BX37G47F | 48 PT CAJAS EMP. | 4BX37G47F513 | PT
GW48015 | TAPA BAJA P/CAJA 48PT 152X98 | 3.09 | 1 | 10 | 100 | NR | 8011564016521 | 85389099 | 4BX00 | Installation | 4BX | INSTALLATION BOX | 4BX37G | CAJAS DE EMPOTRAR | 4BX37G47F | 48 PT CAJAS EMP. | 4BX37G47F513 | PT
GW48016 | TAPA BAJA P/CAJA 48PT 160X130 | 4.48 | 1 | 10 | 100 | NR | 8011564016538 | 85389099 | 4BX00 | Installation | 4BX | INSTALLATION BOX | 4BX37G | CAJAS DE EMPOTRAR | 4BX37G47F | 48 PT CAJAS EMP. | 4BX37G47F513 | PT
GW48017 | TAPA BAJA P/CAJA 48PT 196X152 | 6.6 | 1 | 10 | 100 | NR | 8011564016545 | 85389099 | 4BX00 | Installation | 4BX | INSTALLATION BOX | 4BX37G | CAJAS DE EMPOTRAR | 4BX37G47F | 48 PT CAJAS EMP. | 4BX37G47F513 | PT
GW48017AB | TAPA BLANCA ANTIBACT. 48PT DIN 196X152 | 7.95 | 1 | 10 | 50 | NR | 8034035087271 | 85389099 | 4BX00 | Installation | 4BX | INSTALLATION BOX | 4BX37G | CAJAS DE EMPOTRAR | 4BX37G47F | 48 PT CAJAS EMP. | 4BX37G47F513 | PT
GW48018 | TAPA BAJA P/CAJA 48PT 294X152 | 8.65 | 1 | 10 | 80 | NR | 8011564016552 | 85389099 | 4BX00 | Installation | 4BX | INSTALLATION BOX | 4BX37G | CAJAS DE EMPOTRAR | 4BX37G47F | 48 PT CAJAS EMP. | 4BX37G47F513 | PT
GW48018AB | TAPA BLANCA ANTIBACT. 48PT DIN 294X152 | 10.6 | 1 | 10 | 40 | NR | 8034035087288 | 85389099 | 4BX00 | Installation | 4BX | INSTALLATION BOX | 4BX37G | CAJAS DE EMPOTRAR | 4BX37G47F | 48 PT CAJAS EMP. | 4BX37G47F513 | PT
GW48019 | TAPA BAJA P/CAJA 48PT 392X152 | 16.85 | 1 | 10 | 40 | NR | 8011564016569 | 85389099 | 4BX00 | Installation | 4BX | INSTALLATION BOX | 4BX37G | CAJAS DE EMPOTRAR | 4BX37G47F | 48 PT CAJAS EMP. | 4BX37G47F513 | PT
GW48019AB | TAPA BLANCA ANTIBACT. 48PT DIN 392X152 | 19.8 | 1 | 1 | 20 | NR | 8034035087295 | 85389099 | 4BX00 | Installation | 4BX | INSTALLATION BOX | 4BX37G | CAJAS DE EMPOTRAR | 4BX37G47F | 48 PT CAJAS EMP. | 4BX37G47F513 | PT
GW48020 | TAPA BAJA P/CAJA 48PT 480X160 | 23.2 | 1 | 10 | 40 | NR | 8011564016576 | 85389099 | 4BX00 | Installation | 4BX | INSTALLATION BOX | 4BX37G | CAJAS DE EMPOTRAR | 4BX37G47F | 48 PT CAJAS EMP. | 4BX37G47F513 | PT
GW48020AB | TAPA BLANCA ANTIBACT. 48PT DIN 480X160 | 27.55 | 1 | 1 | 20 | NR | 8034035087707 | 85389099 | 4BX00 | Installation | 4BX | INSTALLATION BOX | 4BX37G | CAJAS DE EMPOTRAR | 4BX37G47F | 48 PT CAJAS EMP. | 4BX37G47F513 | PT
GW48021 | TAPA BAJA P/CAJA 48PT 516X202 | 28.85 | 1 | 10 | 30 | NR | 8011564016583 | 85389099 | 4BX00 | Installation | 4BX | INSTALLATION BOX | 4BX37G | CAJAS DE EMPOTRAR | 4BX37G47F | 48 PT CAJAS EMP. | 4BX37G47F513 | PT
GW48022 | TAPA BAJA P/CAJA 48PT 516X294 | 37.05 | 1 | 10 | 20 | NR | 8011564016590 | 85389099 | 4BX00 | Installation | 4BX | INSTALLATION BOX | 4BX37G | CAJAS DE EMPOTRAR | 4BX37G47F | 48 PT CAJAS EMP. | 4BX37G47F513 | PT
GW48023 | TORNILLO 3X38 FIJ.TAPA 48PT | 12.7 | 100 | 300 | 4200 | NR | 8011564018259 | 73181499 | 4BX00 | Installation | 4BX | INSTALLATION BOX | 4BX37G | CAJAS DE EMPOTRAR | 4BX37G47F | 48 PT CAJAS EMP. | 4BX37G47F513 | PT
GW48024 | SEPARADOR INTERNO P/PTC | 1.29 | 1 | 10 | 200 | NR | 8011564063440 | 85389099 | 4BX00 | Installation | 4BX | INSTALLATION BOX | 4BX37G | CAJAS DE EMPOTRAR | 4BX37G47F | 48 PT CAJAS EMP. | 4BX37G47F515 | PTC
GW48026 | RACOR UNION PTC | 4.17 | 1 | 5 | 25 | NR | 8011564063907 | 85389099 | 4BX00 | Installation | 4BX | INSTALLATION BOX | 4BX37G | CAJAS DE EMPOTRAR | 4BX37G47F | 48 PT CAJAS EMP. | 4BX37G47F515 | PTC
GW48051 | ELEMENTO P/ACOPLAM. 48PT | 2.16 | 1 | 10 | 10 | NR | 8011564427266 | 85389099 | 4BX00 | Installation | 4BX | INSTALLATION BOX | 4BX37G | CAJAS DE EMPOTRAR | 4BX37G47F | 48 PT CAJAS EMP. | 4BX37G47F513 | PT
GW48084 | TAPA ALTA P/CAJA 152X98 | 12.45 | 1 | 1 | 10 | NR | 8011564063273 | 85389099 | 4BX00 | Installation | 4BX | INSTALLATION BOX | 4BX37G | CAJAS DE EMPOTRAR | 4BX37G47F | 48 PT CAJAS EMP. | 4BX37G47F513 | PT
GW48085 | TAPA ALTA P/CAJA 160X130 | 15.2 | 1 | 1 | 8 | NR | 8011564063297 | 85389099 | 4BX00 | Installation | 4BX | INSTALLATION BOX | 4BX37G | CAJAS DE EMPOTRAR | 4BX37G47F | 48 PT CAJAS EMP. | 4BX37G47F513 | PT
GW48086 | TAPA ALTA P/CAJA 195X152 | 21.1 | 1 | 1 | 10 | NR | 8011564063327 | 85389099 | 4BX00 | Installation | 4BX | INSTALLATION BOX | 4BX37G | CAJAS DE EMPOTRAR | 4BX37G47F | 48 PT CAJAS EMP. | 4BX37G47F513 | PT
GW48087 | TAPA ALTA P/CAJA 294X152 | 31.2 | 1 | 1 | 5 | NR | 8011564063334 | 85389099 | 4BX00 | Installation | 4BX | INSTALLATION BOX | 4BX37G | CAJAS DE EMPOTRAR | 4BX37G47F | 48 PT CAJAS EMP. | 4BX37G47F513 | PT
GW48088 | TAPA ALTA P/CAJA 392X152 | 41.7 | 1 | 1 | 5 | NR | 8011564063358 | 85389099 | 4BX00 | Installation | 4BX | INSTALLATION BOX | 4BX37G | CAJAS DE EMPOTRAR | 4BX37G47F | 48 PT CAJAS EMP. | 4BX37G47F513 | PT
GW48116 | FONDO CAJA EMPOT.48 PT DIN 196X152X75 | 4.38 | 1 | 1 | 30 | NR | 8034035087714 | 85389099 | 4BX00 | Installation | 4BX | INSTALLATION BOX | 4BX37G | CAJAS DE EMPOTRAR | 4BX37G47F | 48 PT CAJAS EMP. | 4BX37G47F513 | PT
GW48116PM | FONDO CAJA EMPOT.48 PT DIN 196X152X75 GW | 12.15 | 1 | 1 | 30 | NR | 8034035087721 | 85389099 | 4BX00 | Installation | 4BX | INSTALLATION BOX | 4BX37G | CAJAS DE EMPOTRAR | 4BX37G47F | 48 PT CAJAS EMP. | 4BX37G47F513 | PT
GW48117 | FONDO CAJA EMPOT.48 PT DIN 294X152X75 | 6.25 | 1 | 1 | 20 | NR | 8034035087738 | 85389099 | 4BX00 | Installation | 4BX | INSTALLATION BOX | 4BX37G | CAJAS DE EMPOTRAR | 4BX37G47F | 48 PT CAJAS EMP. | 4BX37G47F513 | PT
GW48117PM | FONDO CAJA EMPOT.48 PT DIN 294X152X75 GW | 16.85 | 1 | 1 | 20 | NR | 8034035087745 | 85389099 | 4BX00 | Installation | 4BX | INSTALLATION BOX | 4BX37G | CAJAS DE EMPOTRAR | 4BX37G47F | 48 PT CAJAS EMP. | 4BX37G47F513 | PT
GW48118 | FONDO CAJA EMPOT.48 PT DIN 392X152X75 | 11.25 | 1 | 1 | 10 | NR | 8034035087752 | 85389099 | 4BX00 | Installation | 4BX | INSTALLATION BOX | 4BX37G | CAJAS DE EMPOTRAR | 4BX37G47F | 48 PT CAJAS EMP. | 4BX37G47F513 | PT
GW48118PM | FONDO CAJA EMPOT.48 PT DIN 392X152X75 GW | 23.65 | 1 | 1 | 10 | NR | 8034035087769 | 85389099 | 4BX00 | Installation | 4BX | INSTALLATION BOX | 4BX37G | CAJAS DE EMPOTRAR | 4BX37G47F | 48 PT CAJAS EMP. | 4BX37G47F513 | PT
GW48119 | FONDO CAJA EMPOT. 48 PT DIN 480X160X75 | 15 | 1 | 1 | 10 | NR | 8034035087776 | 85389099 | 4BX00 | Installation | 4BX | INSTALLATION BOX | 4BX37G | CAJAS DE EMPOTRAR | 4BX37G47F | 48 PT CAJAS EMP. | 4BX37G47F513 | PT
GW48119PM | FONDO CAJA EMPOT.48 PT DIN 480X160X75 GW | 29.35 | 1 | 1 | 10 | NR | 8034035087783 | 85389099 | 4BX00 | Installation | 4BX | INSTALLATION BOX | 4BX37G | CAJAS DE EMPOTRAR | 4BX37G47F | 48 PT CAJAS EMP. | 4BX37G47F513 | PT
GW48126PM | CAJA DER.EMP. 48PT 196X152X75 TR.G.WALL | 15.2 | 1 | 1 | 30 | NR | 8011564801943 | 85381000 | 4BX00 | Installation | 4BX | INSTALLATION BOX | 4BX37G | CAJAS DE EMPOTRAR | 4BX37G50F | GREEN WALL | 4BX37G50F547 | GREEN W. JUNCT.BOXES
GW48207 | CAJA DERIV.EMPT. 48CM 260X260X121 T.BAJA | 67.5 | 1 | 1 | 8 | NR | 8011564027282 | 85381000 | 4BX00 | Installation | 4BX | INSTALLATION BOX | 4BX37G | CAJAS DE EMPOTRAR | 4BX37G47F | 48 PT CAJAS EMP. | 4BX37G47F511 | CM
GW48207PM | CAJA DER.EMP. 48CM 260X260X121 G.WALL | 71.5 | 1 | 1 | 8 | NR | 8011564801110 | 85381000 | 4BX00 | Installation | 4BX | INSTALLATION BOX | 4BX37G | CAJAS DE EMPOTRAR | 4BX37G50F | GREEN WALL | 4BX37G50F547 | GREEN W. JUNCT.BOXES
GW48211 | CAJA DERIV.EMPT. 48CM 520X260X121 | 106 | 1 | 1 | 6 | NR | 8011564027299 | 85381000 | 4BX00 | Installation | 4BX | INSTALLATION BOX | 4BX37G | CAJAS DE EMPOTRAR | 4BX37G47F | 48 PT CAJAS EMP. | 4BX37G47F511 | CM
GW48211PM | CAJA DERIV.EMPT. 48CM 520X260X121 G.WALL | 114.5 | 1 | 1 | 6 | NR | 8011564801127 | 85381000 | 4BX00 | Installation | 4BX | INSTALLATION BOX | 4BX37G | CAJAS DE EMPOTRAR | 4BX37G50F | GREEN WALL | 4BX37G50F547 | GREEN W. JUNCT.BOXES
GW48227 | CAJA DERIV.EMPT. 48CM 260X260X121 T.ALTA | 106 | 1 | 1 | 4 | NR | 8011564027305 | 85381000 | 4BX00 | Installation | 4BX | INSTALLATION BOX | 4BX37G | CAJAS DE EMPOTRAR | 4BX37G47F | 48 PT CAJAS EMP. | 4BX37G47F511 | CM
GW48231 | CAJA DERIV.EMPT. 48CM 520X260X121 T.ALTA | 173.5 | 1 | 1 | 4 | NR | 8011564027312 | 85381000 | 4BX00 | Installation | 4BX | INSTALLATION BOX | 4BX37G | CAJAS DE EMPOTRAR | 4BX37G47F | 48 PT CAJAS EMP. | 4BX37G47F511 | CM
GW48247 | TAPA BAJA 48CM 260X260 | 47.75 | 1 | 1 | 15 | NR | 8011564027343 | 85389099 | 4BX00 | Installation | 4BX | INSTALLATION BOX | 4BX37G | CAJAS DE EMPOTRAR | 4BX37G47F | 48 PT CAJAS EMP. | 4BX37G47F511 | CM
GW48251 | TAPA BAJA 48CM 520X260 | 70 | 1 | 1 | 10 | NR | 8011564027350 | 85389099 | 4BX00 | Installation | 4BX | INSTALLATION BOX | 4BX37G | CAJAS DE EMPOTRAR | 4BX37G47F | 48 PT CAJAS EMP. | 4BX37G47F511 | CM
GW48267 | TAPA ALTA 48CM 260X260X74 | 79 | 1 | 1 | 10 | NR | 8011564027329 | 85389099 | 4BX00 | Installation | 4BX | INSTALLATION BOX | 4BX37G | CAJAS DE EMPOTRAR | 4BX37G47F | 48 PT CAJAS EMP. | 4BX37G47F511 | CM
GW48271 | TAPA ALTA 48CM 520X260X74 | 125 | 1 | 1 | 5 | NR | 8011564027336 | 85389099 | 4BX00 | Installation | 4BX | INSTALLATION BOX | 4BX37G | CAJAS DE EMPOTRAR | 4BX37G47F | 48 PT CAJAS EMP. | 4BX37G47F511 | CM
GW48621 | TAPA PTC 138X169X70 IP55 | 21 | 1 | 1 | 30 | NR | 8011564063549 | 85389099 | 4BX00 | Installation | 4BX | INSTALLATION BOX | 4BX37G | CAJAS DE EMPOTRAR | 4BX37G47F | 48 PT CAJAS EMP. | 4BX37G47F515 | PTC
GW48622 | TAPA PTC 308X169X70 IP55 | 33.05 | 1 | 1 | 20 | NR | 8011564063570 | 85389099 | 4BX00 | Installation | 4BX | INSTALLATION BOX | 4BX37G | CAJAS DE EMPOTRAR | 4BX37G47F | 48 PT CAJAS EMP. | 4BX37G47F515 | PTC
GW48623 | TAPA PTC 398X169X70 IP55 | 42.35 | 1 | 1 | 15 | NR | 8011564063594 | 85389099 | 4BX00 | Installation | 4BX | INSTALLATION BOX | 4BX37G | CAJAS DE EMPOTRAR | 4BX37G47F | 48 PT CAJAS EMP. | 4BX37G47F515 | PTC
GW48643 | KIT TORNILLOS PREC. PTC | 7.75 | 1 | 1 | 100 | NR | 8011564071827 | 85389099 | 4BX00 | Installation | 4BX | INSTALLATION BOX | 4BX37G | CAJAS DE EMPOTRAR | 4BX37G47F | 48 PT CAJAS EMP. | 4BX37G47F515 | PTC
GW48644 | CERRADURA DE SEGUR.EST. | 32.05 | 1 | 1 | 10 | NR | 8011564071834 |  | 4BX00 | Installation | 4BX | INSTALLATION BOX | 4BX37G | CAJAS DE EMPOTRAR | 4BX37G47F | 48 PT CAJAS EMP. | 4BX37G47F515 | PTC
GW48645 | KIT 4 TORNILLOS LARG.FIJAC.TAPAS | 9.2 | 1 | 1 | 100 | NR | 8011564099487 | 85389099 | 4BX00 | Installation | 4BX | INSTALLATION BOX | 4BX37G | CAJAS DE EMPOTRAR | 4BX37G47F | 48 PT CAJAS EMP. | 4BX37G47F515 | PTC
GW48651 | TAPA PTC 138X169X70 IP55 TRANSP. | 25.3 | 1 | 1 | 30 | NR | 8011564063617 | 85389099 | 4BX00 | Installation | 4BX | INSTALLATION BOX | 4BX37G | CAJAS DE EMPOTRAR | 4BX37G47F | 48 PT CAJAS EMP. | 4BX37G47F515 | PTC
GW48671 | CAJA DERIV.EMPT. 48 PTC IP55 138X169X70 | 23.3 | 1 | 1 | 28 | NR | 8011564071803 | 85381000 | 4BX00 | Installation | 4BX | INSTALLATION BOX | 4BX37G | CAJAS DE EMPOTRAR | 4BX37G47F | 48 PT CAJAS EMP. | 4BX37G47F515 | PTC
GW48672 | CAJA DERIV.EMPT. 48 PTC IP55 308X169X70 | 33.05 | 1 | 1 | 14 | NR | 8011564071780 | 85381000 | 4BX00 | Installation | 4BX | INSTALLATION BOX | 4BX37G | CAJAS DE EMPOTRAR | 4BX37G47F | 48 PT CAJAS EMP. | 4BX37G47F515 | PTC
GW48673 | CAJA DERIV.EMPT. 48 PTC IP55 398X169X70 | 47.75 | 1 | 1 | 9 | NR | 8011564071766 | 85381000 | 4BX00 | Installation | 4BX | INSTALLATION BOX | 4BX37G | CAJAS DE EMPOTRAR | 4BX37G47F | 48 PT CAJAS EMP. | 4BX37G47F515 | PTC
GW48681 | CAJA DERIV.EMPT. 48 PTC 6M IP55 GR7035 | 72.5 | 1 | 1 | 6 | NR | 8011564071735 | 85381000 | 4BX00 | Installation | 4BX | INSTALLATION BOX | 4BX37G | CAJAS DE EMPOTRAR | 4BX37G47F | 48 PT CAJAS EMP. | 4BX37G47F515 | PTC
GW48682 | CAJA DERIV.EMPT. 48 PTC 12M IP55 GR7035 | 95.5 | 1 | 1 | 4 | NR | 8011564071711 | 85381000 | 4BX00 | Installation | 4BX | INSTALLATION BOX | 4BX37G | CAJAS DE EMPOTRAR | 4BX37G47F | 48 PT CAJAS EMP. | 4BX37G47F515 | PTC
GW48686 | CAJA DERIV.EMPT. 48PTC 4M+2IEC.IP55 | 92.5 | 1 | 1 | 4 | NR | 8011564071728 | 85381000 | 4BX00 | Installation | 4BX | INSTALLATION BOX | 4BX37G | CAJAS DE EMPOTRAR | 4BX37G47F | 48 PT CAJAS EMP. | 4BX37G47F515 | PTC
GW48691 | CAJA DERIV.EMP. 48PTC 138X169X70 TRANSP | 27.75 | 1 | 1 | 28 | NR | 8011564071704 | 85381000 | 4BX00 | Installation | 4BX | INSTALLATION BOX | 4BX37G | CAJAS DE EMPOTRAR | 4BX37G47F | 48 PT CAJAS EMP. | 4BX37G47F515 | PTC
GW49678 | QDX PAR DE BARRAS 800A CU 63X5 L=1750 | 763.5 | 1 | 1 | 1 | NR | 8011564148871 | 85389099 | 2DN04 | Energy | 2DN | ENERGY | 2DN16G | MCCB/CUADROS DISTR. | 2DN16G23F | CUADR DIST/ ARMARIOS | 2DN16G23F417 | BUSBAR
GW49679 | QDX PAR DE BARRAS 1250A CU 100X5 L=1750 | 1246.5 | 1 | 1 | 1 | NR | 8011564148888 | 74072190 | 2DN04 | Energy | 2DN | ENERGY | 2DN16G | MCCB/CUADROS DISTR. | 2DN16G23F | CUADR DIST/ ARMARIOS | 2DN16G23F417 | BUSBAR
GW49680 | QDX PAR DE BARRAS 1600A CU 100X10 L=1750 | 2503 | 1 | 1 | 1 | NR | 8011564148895 | 85389099 | 2DN04 | Energy | 2DN | ENERGY | 2DN16G | MCCB/CUADROS DISTR. | 2DN16G23F | CUADR DIST/ ARMARIOS | 2DN16G23F417 | BUSBAR
GW50201 | SPEEDYFLEX D16 IP66 | 3.24 | 1 | 20 | 60 | NR | 8011564017283 | 39174000 | 5PS00 | Installation | 5PS | INSTALLATION PASS | 5PS47G | ACCESORIOS | 5PS47G56F | 50 ACC. TUBO-INSTAL. | 5PS47G56F567 | ROUTING EXECUT ACC
GW50202 | SPEEDYFLEX D20 IP66 | 3.55 | 1 | 20 | 120 | NR | 8011564017290 | 39174000 | 5PS00 | Installation | 5PS | INSTALLATION PASS | 5PS47G | ACCESORIOS | 5PS47G56F | 50 ACC. TUBO-INSTAL. | 5PS47G56F567 | ROUTING EXECUT ACC
GW50203 | SPEEDYFLEX D25 IP66 | 5.15 | 1 | 10 | 40 | NR | 8011564017306 | 39174000 | 5PS00 | Installation | 5PS | INSTALLATION PASS | 5PS47G | ACCESORIOS | 5PS47G56F | 50 ACC. TUBO-INSTAL. | 5PS47G56F567 | ROUTING EXECUT ACC
GW50204 | SPEEDYFLEX D32 IP66 | 7.95 | 1 | 10 | 60 | NR | 8011564017313 | 39174000 | 5PS00 | Installation | 5PS | INSTALLATION PASS | 5PS47G | ACCESORIOS | 5PS47G56F | 50 ACC. TUBO-INSTAL. | 5PS47G56F567 | ROUTING EXECUT ACC
GW50205 | SPEEDYFLEX D40 IP66 | 19.65 | 1 | 6 | 30 | NR | 8011564017320 | 39174000 | 5PS00 | Installation | 5PS | INSTALLATION PASS | 5PS47G | ACCESORIOS | 5PS47G56F | 50 ACC. TUBO-INSTAL. | 5PS47G56F567 | ROUTING EXECUT ACC
GW50206 | SPEEDYFLEX D50 IP66 | 25.2 | 1 | 6 | 36 | NR | 8011564017337 | 39174000 | 5PS00 | Installation | 5PS | INSTALLATION PASS | 5PS47G | ACCESORIOS | 5PS47G56F | 50 ACC. TUBO-INSTAL. | 5PS47G56F567 | ROUTING EXECUT ACC
GW50207 | SPEEDYFLEX D16 IP44 | 1.8 | 1 | 20 | 60 | NR | 8011564017344 | 39174000 | 5PS00 | Installation | 5PS | INSTALLATION PASS | 5PS47G | ACCESORIOS | 5PS47G56F | 50 ACC. TUBO-INSTAL. | 5PS47G56F567 | ROUTING EXECUT ACC
GW50208 | SPEEDYFLEX D20 IP44 | 2.68 | 1 | 20 | 120 | NR | 8011564017351 | 39174000 | 5PS00 | Installation | 5PS | INSTALLATION PASS | 5PS47G | ACCESORIOS | 5PS47G56F | 50 ACC. TUBO-INSTAL. | 5PS47G56F567 | ROUTING EXECUT ACC
GW50209 | SPEEDYFLEX D25 IP44 | 3.61 | 1 | 20 | 120 | NR | 8011564017368 | 39174000 | 5PS00 | Installation | 5PS | INSTALLATION PASS | 5PS47G | ACCESORIOS | 5PS47G56F | 50 ACC. TUBO-INSTAL. | 5PS47G56F567 | ROUTING EXECUT ACC
GW50210 | SPEEDYFLEX D32 IP44 | 6.55 | 1 | 10 | 20 | NR | 8011564017375 | 39174000 | 5PS00 | Installation | 5PS | INSTALLATION PASS | 5PS47G | ACCESORIOS | 5PS47G56F | 50 ACC. TUBO-INSTAL. | 5PS47G56F567 | ROUTING EXECUT ACC
GW50211 | SPEEDYFLEX D40 IP44 | 14.8 | 1 | 6 | 30 | NR | 8011564017382 | 39174000 | 5PS00 | Installation | 5PS | INSTALLATION PASS | 5PS47G | ACCESORIOS | 5PS47G56F | 50 ACC. TUBO-INSTAL. | 5PS47G56F567 | ROUTING EXECUT ACC
GW50212 | SPEEDYFLEX D50 IP44 | 19.55 | 1 | 6 | 36 | NR | 8011564017399 | 39174000 | 5PS00 | Installation | 5PS | INSTALLATION PASS | 5PS47G | ACCESORIOS | 5PS47G56F | 50 ACC. TUBO-INSTAL. | 5PS47G56F567 | ROUTING EXECUT ACC
GW50415 | RACOR TUBO/CAJA 16/20 IP66 GR | 1.85 | 1 | 25 | 200 | NR | 8011564017405 | 39174000 | 5PS00 | Installation | 5PS | INSTALLATION PASS | 5PS47G | ACCESORIOS | 5PS47G56F | 50 ACC. TUBO-INSTAL. | 5PS47G56F565 | CABLE BUTTING ACCESS
GW50416 | RACOR TUBO/CAJA 20/23 IP66 GR | 2.11 | 1 | 25 | 200 | NR | 8011564017412 | 39174000 | 5PS00 | Installation | 5PS | INSTALLATION PASS | 5PS47G | ACCESORIOS | 5PS47G56F | 50 ACC. TUBO-INSTAL. | 5PS47G56F565 | CABLE BUTTING ACCESS
GW50417 | RACOR TUBO/CAJA 25/29 IP66 GR | 2.68 | 1 | 25 | 150 | NR | 8011564017429 | 39174000 | 5PS00 | Installation | 5PS | INSTALLATION PASS | 5PS47G | ACCESORIOS | 5PS47G56F | 50 ACC. TUBO-INSTAL. | 5PS47G56F565 | CABLE BUTTING ACCESS
GW50418 | RACOR TUBO/CAJA 32/37 IP66 GR | 4.02 | 1 | 10 | 100 | NR | 8011564017436 | 39174000 | 5PS00 | Installation | 5PS | INSTALLATION PASS | 5PS47G | ACCESORIOS | 5PS47G56F | 50 ACC. TUBO-INSTAL. | 5PS47G56F565 | CABLE BUTTING ACCESS
GW50419 | RACOR TUBO/CAJA 40/48 IP66 GR | 7.15 | 1 | 6 | 60 | NR | 8011564017443 | 39174000 | 5PS00 | Installation | 5PS | INSTALLATION PASS | 5PS47G | ACCESORIOS | 5PS47G56F | 50 ACC. TUBO-INSTAL. | 5PS47G56F565 | CABLE BUTTING ACCESS
GW50420 | RACOR TUBO/CAJA 54 IP66 GR | 7.9 | 1 | 5 | 50 | NR | 8011564017450 | 39174000 | 5PS00 | Installation | 5PS | INSTALLATION PASS | 5PS47G | ACCESORIOS | 5PS47G56F | 50 ACC. TUBO-INSTAL. | 5PS47G56F565 | CABLE BUTTING ACCESS
GW50421 | RACOR TUBO/CAJA 16/23 IP44 GR | 39.1 | 100 | 50 | 700 | NR | 8011564014404 | 39174000 | 5PS00 | Installation | 5PS | INSTALLATION PASS | 5PS47G | ACCESORIOS | 5PS47G56F | 50 ACC. TUBO-INSTAL. | 5PS47G56F565 | CABLE BUTTING ACCESS
GW50422 | RACOR TUBO/CAJA 20/23 IP44 GR | 39.1 | 100 | 50 | 700 | NR | 8011564014411 | 39174000 | 5PS00 | Installation | 5PS | INSTALLATION PASS | 5PS47G | ACCESORIOS | 5PS47G56F | 50 ACC. TUBO-INSTAL. | 5PS47G56F565 | CABLE BUTTING ACCESS
GW50423 | RACOR TUBO/CAJA 20/29 IP44 GR | 55.5 | 100 | 25 | 350 | NR | 8011564014428 | 39174000 | 5PS00 | Installation | 5PS | INSTALLATION PASS | 5PS47G | ACCESORIOS | 5PS47G56F | 50 ACC. TUBO-INSTAL. | 5PS47G56F565 | CABLE BUTTING ACCESS
GW50424 | RACOR TUBO/CAJA 25/29 IP44 GR | 56 | 100 | 25 | 350 | NR | 8011564014435 | 39174000 | 5PS00 | Installation | 5PS | INSTALLATION PASS | 5PS47G | ACCESORIOS | 5PS47G56F | 50 ACC. TUBO-INSTAL. | 5PS47G56F565 | CABLE BUTTING ACCESS
GW50425 | RACOR TUBO/CAJA 32/37 IP44 GR | 86.5 | 100 | 15 | 210 | NR | 8011564014442 | 39174000 | 5PS00 | Installation | 5PS | INSTALLATION PASS | 5PS47G | ACCESORIOS | 5PS47G56F | 50 ACC. TUBO-INSTAL. | 5PS47G56F565 | CABLE BUTTING ACCESS
GW50426 | RACOR TUBO/CAJA 40/37 IP44 GR | 141.5 | 100 | 10 | 160 | NR | 8011564014459 | 39174000 | 5PS00 | Installation | 5PS | INSTALLATION PASS | 5PS47G | ACCESORIOS | 5PS47G56F | 50 ACC. TUBO-INSTAL. | 5PS47G56F565 | CABLE BUTTING ACCESS
GW50427 | RACOR TUBO/CAJA 50/48 IP44 GR | 169.5 | 100 | 10 | 90 | NR | 8011564014466 | 39174000 | 5PS00 | Installation | 5PS | INSTALLATION PASS | 5PS47G | ACCESORIOS | 5PS47G56F | 50 ACC. TUBO-INSTAL. | 5PS47G56F565 | CABLE BUTTING ACCESS
GW50428 | CONO D.20 P/TUBO GRIS | 26.1 | 100 | 100 | 1000 | NR | 8011564014350 | 85389099 | 5PS00 | Installation | 5PS | INSTALLATION PASS | 5PS47G | ACCESORIOS | 5PS47G56F | 50 ACC. TUBO-INSTAL. | 5PS47G56F565 | CABLE BUTTING ACCESS
GW50429 | CONO D.23 P/TUBO GRIS | 32.05 | 100 | 100 | 1000 | NR | 8011564002579 | 85389099 | 5PS00 | Installation | 5PS | INSTALLATION PASS | 5PS47G | ACCESORIOS | 5PS47G56F | 50 ACC. TUBO-INSTAL. | 5PS47G56F565 | CABLE BUTTING ACCESS
GW50430 | CONO D.29 P/TUBO GRIS | 38.6 | 100 | 100 | 1000 | NR | 8011564014367 | 85389099 | 5PS00 | Installation | 5PS | INSTALLATION PASS | 5PS47G | ACCESORIOS | 5PS47G56F | 50 ACC. TUBO-INSTAL. | 5PS47G56F565 | CABLE BUTTING ACCESS
GW50431 | CONO D.37 P/TUBO GRIS | 43.8 | 100 | 50 | 500 | NR | 8011564014374 | 85389099 | 5PS00 | Installation | 5PS | INSTALLATION PASS | 5PS47G | ACCESORIOS | 5PS47G56F | 50 ACC. TUBO-INSTAL. | 5PS47G56F565 | CABLE BUTTING ACCESS
GW50432 | CONO D.48 P/TUBO GRIS | 88 | 100 | 35 | 350 | NR | 8011564014381 | 85389099 | 5PS00 | Installation | 5PS | INSTALLATION PASS | 5PS47G | ACCESORIOS | 5PS47G56F | 50 ACC. TUBO-INSTAL. | 5PS47G56F565 | CABLE BUTTING ACCESS
GW50601 | SOPORTE TUBO D.16 GR. | 28 | 100 | 100 | 1800 | NR | 8011564017870 | 39259020 | 5PS00 | Installation | 5PS | INSTALLATION PASS | 5PS47G | ACCESORIOS | 5PS47G56F | 50 ACC. TUBO-INSTAL. | 5PS47G56F569 | POLYM ACC CABL MOUNT
GW50602 | SOPORTE TUBO D.20 GR. | 32.05 | 100 | 100 | 1600 | NR | 8011564017887 | 39259020 | 5PS00 | Installation | 5PS | INSTALLATION PASS | 5PS47G | ACCESORIOS | 5PS47G56F | 50 ACC. TUBO-INSTAL. | 5PS47G56F569 | POLYM ACC CABL MOUNT
GW50603 | SOPORTE TUBO D.25 GR. | 35.7 | 100 | 100 | 900 | NR | 8011564017894 | 39259020 | 5PS00 | Installation | 5PS | INSTALLATION PASS | 5PS47G | ACCESORIOS | 5PS47G56F | 50 ACC. TUBO-INSTAL. | 5PS47G56F569 | POLYM ACC CABL MOUNT
GW50604 | SOPORTE TUBO D.32 GR. | 55 | 100 | 100 | 900 | NR | 8011564017900 | 39259020 | 5PS00 | Installation | 5PS | INSTALLATION PASS | 5PS47G | ACCESORIOS | 5PS47G56F | 50 ACC. TUBO-INSTAL. | 5PS47G56F569 | POLYM ACC CABL MOUNT
GW50605 | SOP.COLLARIN D.16 GR. | 30.15 | 100 | 100 | 900 | NR | 8011564017917 | 39259020 | 5PS00 | Installation | 5PS | INSTALLATION PASS | 5PS47G | ACCESORIOS | 5PS47G56F | 50 ACC. TUBO-INSTAL. | 5PS47G56F569 | POLYM ACC CABL MOUNT
GW50606 | SOP.COLLARIN D.20 GR. | 33.4 | 100 | 100 | 900 | NR | 8011564017924 | 39259020 | 5PS00 | Installation | 5PS | INSTALLATION PASS | 5PS47G | ACCESORIOS | 5PS47G56F | 50 ACC. TUBO-INSTAL. | 5PS47G56F569 | POLYM ACC CABL MOUNT
GW50607 | SOP.COLLARIN D.25 GR. | 37.15 | 100 | 100 | 600 | NR | 8011564017931 | 39259020 | 5PS00 | Installation | 5PS | INSTALLATION PASS | 5PS47G | ACCESORIOS | 5PS47G56F | 50 ACC. TUBO-INSTAL. | 5PS47G56F569 | POLYM ACC CABL MOUNT
GW50608 | SOP.COLLARIN D.32 GR. | 58 | 100 | 50 | 450 | NR | 8011564017948 | 39259020 | 5PS00 | Installation | 5PS | INSTALLATION PASS | 5PS47G | ACCESORIOS | 5PS47G56F | 50 ACC. TUBO-INSTAL. | 5PS47G56F569 | POLYM ACC CABL MOUNT
GW50609 | GUIA SOPORTES | 98 | 100 | 50 | 350 | NR | 8011564017863 | 39174000 | 5PS00 | Installation | 5PS | INSTALLATION PASS | 5PS47G | ACCESORIOS | 5PS47G56F | 50 ACC. TUBO-INSTAL. | 5PS47G56F569 | POLYM ACC CABL MOUNT
GW50610 | GRAPA PLAST.DIAM.3-4 GRIS | 4.74 | 100 | 100 | 8000 | NR | 8011564017498 | 39269097 | 5PS00 | Installation | 5PS | INSTALLATION PASS | 5PS47G | ACCESORIOS | 5PS47G56F | 50 ACC. TUBO-INSTAL. | 5PS47G56F569 | POLYM ACC CABL MOUNT
GW50611 | GRAPA PLAST.DIAM.5-6 GRIS | 5.6 | 100 | 100 | 8000 | NR | 8011564017504 | 39269097 | 5PS00 | Installation | 5PS | INSTALLATION PASS | 5PS47G | ACCESORIOS | 5PS47G56F | 50 ACC. TUBO-INSTAL. | 5PS47G56F569 | POLYM ACC CABL MOUNT
GW50612 | GRAPA PLAST.DIAM.7-8 GRIS | 5.75 | 100 | 100 | 8000 | NR | 8011564017511 | 39269097 | 5PS00 | Installation | 5PS | INSTALLATION PASS | 5PS47G | ACCESORIOS | 5PS47G56F | 50 ACC. TUBO-INSTAL. | 5PS47G56F569 | POLYM ACC CABL MOUNT
GW50613 | GRAPA PLAST.DIAM.9-10 GRIS | 7.2 | 100 | 100 | 6000 | NR | 8011564017528 | 39269097 | 5PS00 | Installation | 5PS | INSTALLATION PASS | 5PS47G | ACCESORIOS | 5PS47G56F | 50 ACC. TUBO-INSTAL. | 5PS47G56F569 | POLYM ACC CABL MOUNT
GW50614 | GRAPA PLAST.DIAM.11-12 GRIS | 9.25 | 100 | 100 | 6000 | NR | 8011564017535 | 39269097 | 5PS00 | Installation | 5PS | INSTALLATION PASS | 5PS47G | ACCESORIOS | 5PS47G56F | 50 ACC. TUBO-INSTAL. | 5PS47G56F569 | POLYM ACC CABL MOUNT
GW50615 | GRAPA PLAST.DIAM.13-14 GRIS | 10.95 | 100 | 100 | 6000 | NR | 8011564017542 | 39269097 | 5PS00 | Installation | 5PS | INSTALLATION PASS | 5PS47G | ACCESORIOS | 5PS47G56F | 50 ACC. TUBO-INSTAL. | 5PS47G56F569 | POLYM ACC CABL MOUNT
GW50616 | GRAPA PLAST.DIAM.15-16 GRIS | 16.75 | 100 | 100 | 3000 | NR | 8011564017559 | 39269097 | 5PS00 | Installation | 5PS | INSTALLATION PASS | 5PS47G | ACCESORIOS | 5PS47G56F | 50 ACC. TUBO-INSTAL. | 5PS47G56F569 | POLYM ACC CABL MOUNT
GW50617 | GRAPA PLAST.DIAM.19-20 GRIS | 21.1 | 100 | 100 | 1800 | NR | 8011564017566 | 39269097 | 5PS00 | Installation | 5PS | INSTALLATION PASS | 5PS47G | ACCESORIOS | 5PS47G56F | 50 ACC. TUBO-INSTAL. | 5PS47G56F569 | POLYM ACC CABL MOUNT
GW50618 | GRAPA PLAST.DIAM.21-22 GRIS | 28.2 | 100 | 100 | 2000 | NR | 8011564017573 | 39269097 | 5PS00 | Installation | 5PS | INSTALLATION PASS | 5PS47G | ACCESORIOS | 5PS47G56F | 50 ACC. TUBO-INSTAL. | 5PS47G56F569 | POLYM ACC CABL MOUNT
GW50619 | GRAPA PLAST.DIAM.25-26 GRIS | 32.45 | 100 | 50 | 900 | NR | 8011564017580 | 39269097 | 5PS00 | Installation | 5PS | INSTALLATION PASS | 5PS47G | ACCESORIOS | 5PS47G56F | 50 ACC. TUBO-INSTAL. | 5PS47G56F569 | POLYM ACC CABL MOUNT
GW50620 | GRAPA PLAST.DIAM.31-32 GRIS | 39.1 | 100 | 50 | 1000 | NR | 8011564017597 | 39269097 | 5PS00 | Installation | 5PS | INSTALLATION PASS | 5PS47G | ACCESORIOS | 5PS47G56F | 50 ACC. TUBO-INSTAL. | 5PS47G56F569 | POLYM ACC CABL MOUNT
GW50621 | GRAPA PLAST.DIAM.5-6 BLANCA | 5.6 | 100 | 100 | 8000 | NR | 8011564017603 | 39269097 | 5PS00 | Installation | 5PS | INSTALLATION PASS | 5PS47G | ACCESORIOS | 5PS47G56F | 50 ACC. TUBO-INSTAL. | 5PS47G56F569 | POLYM ACC CABL MOUNT
GW50622 | GRAPA PLAST.DIAM.7-8 BLANCA | 5.75 | 100 | 100 | 8000 | NR | 8011564017610 | 39269097 | 5PS00 | Installation | 5PS | INSTALLATION PASS | 5PS47G | ACCESORIOS | 5PS47G56F | 50 ACC. TUBO-INSTAL. | 5PS47G56F569 | POLYM ACC CABL MOUNT
GW50623 | GRAPA PLANA PLAST.5-6 BLANCA | 5.35 | 100 | 100 | 4000 | NR | 8011564017627 | 39269097 | 5PS00 | Installation | 5PS | INSTALLATION PASS | 5PS47G | ACCESORIOS | 5PS47G56F | 50 ACC. TUBO-INSTAL. | 5PS47G56F569 | POLYM ACC CABL MOUNT
GW50624 | GRAPA PLANA PLAST.7-8 BLANCA | 5.75 | 100 | 100 | 15000 | NR | 8011564017634 | 39269097 | 5PS00 | Installation | 5PS | INSTALLATION PASS | 5PS47G | ACCESORIOS | 5PS47G56F | 50 ACC. TUBO-INSTAL. | 5PS47G56F569 | POLYM ACC CABL MOUNT
GW50625 | GRAPA PLANA PLAST.10-11 BLANCA | 5.75 | 100 | 100 | 4800 | NR | 8011564017641 | 39269097 | 5PS00 | Installation | 5PS | INSTALLATION PASS | 5PS47G | ACCESORIOS | 5PS47G56F | 50 ACC. TUBO-INSTAL. | 5PS47G56F569 | POLYM ACC CABL MOUNT
GW50626 | CLAVOS ACERO AISLADOS (100) | 110.5 | 100 | 100 | 1000 | NR | 8011564017658 | 85389099 | 5PS00 | Installation | 5PS | INSTALLATION PASS | 5PS47G | ACCESORIOS | 5PS47G56F | 50 ACC. TUBO-INSTAL. | 5PS47G56F569 | POLYM ACC CABL MOUNT
GW50628 | SOPORTE TUBO D.40 GR.RAL.7035 | 85.5 | 100 | 50 | 450 | NR | 8011564025103 | 39259020 | 5PS00 | Installation | 5PS | INSTALLATION PASS | 5PS47G | ACCESORIOS | 5PS47G56F | 50 ACC. TUBO-INSTAL. | 5PS47G56F569 | POLYM ACC CABL MOUNT
GW50629 | SOP. GRIS P/TUBO D.EXT.50MM | 107 | 100 | 50 | 450 | NR | 8011564025110 | 39259020 | 5PS00 | Installation | 5PS | INSTALLATION PASS | 5PS47G | ACCESORIOS | 5PS47G56F | 50 ACC. TUBO-INSTAL. | 5PS47G56F569 | POLYM ACC CABL MOUNT
GW50630 | SOP. COLLARIN D.40 GR.RAL.7035 | 92 | 100 | 35 | 350 | NR | 8011564025127 | 39259020 | 5PS00 | Installation | 5PS | INSTALLATION PASS | 5PS47G | ACCESORIOS | 5PS47G56F | 50 ACC. TUBO-INSTAL. | 5PS47G56F569 | POLYM ACC CABL MOUNT
GW50631 | SOP. COLLARIN GRIS D.50MM | 110.5 | 100 | 25 | 200 | NR | 8011564025134 | 39259020 | 5PS00 | Installation | 5PS | INSTALLATION PASS | 5PS47G | ACCESORIOS | 5PS47G56F | 50 ACC. TUBO-INSTAL. | 5PS47G56F569 | POLYM ACC CABL MOUNT
GW50651 | SOPORTE MULTIDIAMETRO Ø16-20 | 62 | 100 | 50 | 500 | NR | 8011564771376 | 39269097 | 5PS00 | Installation | 5PS | INSTALLATION PASS | 5PS47G | ACCESORIOS | 5PS47G56F | 50 ACC. TUBO-INSTAL. | 5PS47G56F569 | POLYM ACC CABL MOUNT
GW50652 | SOPORTE MULTIDIAMETRO Ø25-32 | 97.5 | 100 | 25 | 250 | NR | 8011564771383 | 39269097 | 5PS00 | Installation | 5PS | INSTALLATION PASS | 5PS47G | ACCESORIOS | 5PS47G56F | 50 ACC. TUBO-INSTAL. | 5PS47G56F569 | POLYM ACC CABL MOUNT
GW50653 | SOPORTE MULTIDIAMETRO Ø40-50 | 206 | 100 | 15 | 150 | NR | 8011564771390 | 39269097 | 5PS00 | Installation | 5PS | INSTALLATION PASS | 5PS47G | ACCESORIOS | 5PS47G56F | 50 ACC. TUBO-INSTAL. | 5PS47G56F569 | POLYM ACC CABL MOUNT
GW50791 | BANDA FIJACION ACERO CINCADO - 10M | 18.75 | 1 | 1 | 10 | NR | 8011564771673 | 85389099 | 5PS00 | Installation | 5PS | INSTALLATION PASS | 5PS47G | ACCESORIOS | 5PS47G56F | 50 ACC. TUBO-INSTAL. | 5PS47G56F571 | METAL ACC CABL MOUNT
GW50792 | BANDA FIJACION TELA- 10M | 8.1 | 1 | 10 | 100 | NR | 8011564771680 | 85389099 | 5PS00 | Installation | 5PS | INSTALLATION PASS | 5PS47G | ACCESORIOS | 5PS47G56F | 50 ACC. TUBO-INSTAL. | 5PS47G56F571 | METAL ACC CABL MOUNT
GW50798 | PERCUSOR MANUAL PARA CLAVOS | 79.5 | 1 | 1 | 10 | NR | 8011564778412 | 85389099 | 5PS00 | Installation | 5PS | INSTALLATION PASS | 5PS47G | ACCESORIOS | 5PS47G56F | 50 ACC. TUBO-INSTAL. | 5PS47G56F571 | METAL ACC CABL MOUNT
GW50799 | CLAVO DE ACERO L=18mm | 14.05 | 100 | 200 | 4000 | NR | 8011564778429 | 85389099 | 5PS00 | Installation | 5PS | INSTALLATION PASS | 5PS47G | ACCESORIOS | 5PS47G56F | 50 ACC. TUBO-INSTAL. | 5PS47G56F571 | METAL ACC CABL MOUNT
GW50801 | COLLARIN ACERO ZINCADO M6 D.10-11 | 63 | 100 | 100 | 1600 | NR | 8011564017955 | 73269098 | 5PS00 | Installation | 5PS | INSTALLATION PASS | 5PS47G | ACCESORIOS | 5PS47G56F | 50 ACC. TUBO-INSTAL. | 5PS47G56F571 | METAL ACC CABL MOUNT
GW50802 | COLLARIN ACERO ZINCADO M6 D.12-13 | 70.5 | 100 | 100 | 800 | NR | 8011564017962 | 73269098 | 5PS00 | Installation | 5PS | INSTALLATION PASS | 5PS47G | ACCESORIOS | 5PS47G56F | 50 ACC. TUBO-INSTAL. | 5PS47G56F571 | METAL ACC CABL MOUNT
GW50803 | COLLARIN ACERO ZINCADO M6 D.14-15 | 69.5 | 100 | 100 | 800 | NR | 8011564017979 | 73269098 | 5PS00 | Installation | 5PS | INSTALLATION PASS | 5PS47G | ACCESORIOS | 5PS47G56F | 50 ACC. TUBO-INSTAL. | 5PS47G56F571 | METAL ACC CABL MOUNT
GW50804 | COLLARIN ACERO ZINCADO M6 D.16-17 | 72 | 100 | 100 | 800 | NR | 8011564017986 | 73269098 | 5PS00 | Installation | 5PS | INSTALLATION PASS | 5PS47G | ACCESORIOS | 5PS47G56F | 50 ACC. TUBO-INSTAL. | 5PS47G56F571 | METAL ACC CABL MOUNT
GW50805 | COLLARIN ACERO ZINCADO M6 D.19-20 | 74 | 100 | 100 | 800 | NR | 8011564017993 | 73269098 | 5PS00 | Installation | 5PS | INSTALLATION PASS | 5PS47G | ACCESORIOS | 5PS47G56F | 50 ACC. TUBO-INSTAL. | 5PS47G56F571 | METAL ACC CABL MOUNT
GW50806 | COLLARIN ACERO ZINCADOM6 D.21-22 | 77.5 | 100 | 100 | 600 | NR | 8011564018006 | 73269098 | 5PS00 | Installation | 5PS | INSTALLATION PASS | 5PS47G | ACCESORIOS | 5PS47G56F | 50 ACC. TUBO-INSTAL. | 5PS47G56F571 | METAL ACC CABL MOUNT
GW50807 | COLLARIN ACERO ZINCADO M6 D.25-26 | 79.5 | 100 | 100 | 600 | NR | 8011564018013 | 73269098 | 5PS00 | Installation | 5PS | INSTALLATION PASS | 5PS47G | ACCESORIOS | 5PS47G56F | 50 ACC. TUBO-INSTAL. | 5PS47G56F571 | METAL ACC CABL MOUNT
GW50808 | COLLARIN ACERO ZINCADO M6 D.31-32 | 84.5 | 100 | 100 | 600 | NR | 8011564018020 | 73269098 | 5PS00 | Installation | 5PS | INSTALLATION PASS | 5PS47G | ACCESORIOS | 5PS47G56F | 50 ACC. TUBO-INSTAL. | 5PS47G56F571 | METAL ACC CABL MOUNT
GW50809 | COLLARIN ACERO ZINCADO M6 D.38-40 | 92 | 100 | 100 | 300 | NR | 8011564018037 | 73269098 | 5PS00 | Installation | 5PS | INSTALLATION PASS | 5PS47G | ACCESORIOS | 5PS47G56F | 50 ACC. TUBO-INSTAL. | 5PS47G56F571 | METAL ACC CABL MOUNT
GW50810 | COLLARIN ACERO ZINCADO M6 D.48-50 | 107 | 100 | 50 | 300 | NR | 8011564018044 | 73269098 | 5PS00 | Installation | 5PS | INSTALLATION PASS | 5PS47G | ACCESORIOS | 5PS47G56F | 50 ACC. TUBO-INSTAL. | 5PS47G56F571 | METAL ACC CABL MOUNT
GW50811 | GRAPA ACERO ZINCADO D.10-11 | 14.65 | 100 | 100 | 2400 | NR | 8011564018051 | 73269098 | 5PS00 | Installation | 5PS | INSTALLATION PASS | 5PS47G | ACCESORIOS | 5PS47G56F | 50 ACC. TUBO-INSTAL. | 5PS47G56F571 | METAL ACC CABL MOUNT
GW50812 | GRAPA ACERO ZINCADO D.12-13 | 15.9 | 100 | 100 | 2000 | NR | 8011564018068 | 73269098 | 5PS00 | Installation | 5PS | INSTALLATION PASS | 5PS47G | ACCESORIOS | 5PS47G56F | 50 ACC. TUBO-INSTAL. | 5PS47G56F571 | METAL ACC CABL MOUNT
GW50813 | GRAPA ACERO ZINCADO D.14-15 | 17.4 | 100 | 100 | 2000 | NR | 8011564018075 | 73269098 | 5PS00 | Installation | 5PS | INSTALLATION PASS | 5PS47G | ACCESORIOS | 5PS47G56F | 50 ACC. TUBO-INSTAL. | 5PS47G56F571 | METAL ACC CABL MOUNT
GW50814 | GRAPA ACERO ZINCADO DIAM.16-17 | 18 | 100 | 100 | 1600 | NR | 8011564018082 | 73269098 | 5PS00 | Installation | 5PS | INSTALLATION PASS | 5PS47G | ACCESORIOS | 5PS47G56F | 50 ACC. TUBO-INSTAL. | 5PS47G56F571 | METAL ACC CABL MOUNT
GW50815 | GRAPA ACERO ZINCADO DIAM.19-20 | 19.55 | 100 | 100 | 1000 | NR | 8011564018099 | 73269098 | 5PS00 | Installation | 5PS | INSTALLATION PASS | 5PS47G | ACCESORIOS | 5PS47G56F | 50 ACC. TUBO-INSTAL. | 5PS47G56F571 | METAL ACC CABL MOUNT
GW50816 | GRAPA ACERO ZINCADO DIAM.21-22 | 26.95 | 100 | 50 | 1000 | NR | 8011564018105 | 73269098 | 5PS00 | Installation | 5PS | INSTALLATION PASS | 5PS47G | ACCESORIOS | 5PS47G56F | 50 ACC. TUBO-INSTAL. | 5PS47G56F571 | METAL ACC CABL MOUNT
GW50817 | GRAPA ACERO ZINCADO M6 DIAM.25-26 | 28.8 | 100 | 50 | 1000 | NR | 8011564018112 | 73269098 | 5PS00 | Installation | 5PS | INSTALLATION PASS | 5PS47G | ACCESORIOS | 5PS47G56F | 50 ACC. TUBO-INSTAL. | 5PS47G56F571 | METAL ACC CABL MOUNT
GW50818 | GRAPA ACERO ZINCADO DIAM.31-32 | 44 | 100 | 50 | 600 | NR | 8011564018129 | 73269098 | 5PS00 | Installation | 5PS | INSTALLATION PASS | 5PS47G | ACCESORIOS | 5PS47G56F | 50 ACC. TUBO-INSTAL. | 5PS47G56F571 | METAL ACC CABL MOUNT
GW50819 | GRAPA ACERO ZINCADO DIAM.38-40 | 55 | 100 | 50 | 600 | NR | 8011564018136 | 73269098 | 5PS00 | Installation | 5PS | INSTALLATION PASS | 5PS47G | ACCESORIOS | 5PS47G56F | 50 ACC. TUBO-INSTAL. | 5PS47G56F571 | METAL ACC CABL MOUNT
GW50820 | GRAPA ACERO ZINCADO DIAM.48-50 | 65 | 100 | 50 | 300 | NR | 8011564018143 | 73269098 | 5PS00 | Installation | 5PS | INSTALLATION PASS | 5PS47G | ACCESORIOS | 5PS47G56F | 50 ACC. TUBO-INSTAL. | 5PS47G56F571 | METAL ACC CABL MOUNT
GW50821 | BRIDA ACERO ZINCADO DIAM.10-11 | 14.65 | 100 | 100 | 2400 | NR | 8011564018150 | 73269098 | 5PS00 | Installation | 5PS | INSTALLATION PASS | 5PS47G | ACCESORIOS | 5PS47G56F | 50 ACC. TUBO-INSTAL. | 5PS47G56F571 | METAL ACC CABL MOUNT
GW50822 | BRIDA ACERO ZINCADO DIAM.12-13 | 14.65 | 100 | 100 | 3500 | NR | 8011564018167 | 73269098 | 5PS00 | Installation | 5PS | INSTALLATION PASS | 5PS47G | ACCESORIOS | 5PS47G56F | 50 ACC. TUBO-INSTAL. | 5PS47G56F571 | METAL ACC CABL MOUNT
GW50823 | BRIDA ACERO ZINCADO DIAM.14-15 | 15.9 | 100 | 100 | 2000 | NR | 8011564018174 | 73269098 | 5PS00 | Installation | 5PS | INSTALLATION PASS | 5PS47G | ACCESORIOS | 5PS47G56F | 50 ACC. TUBO-INSTAL. | 5PS47G56F571 | METAL ACC CABL MOUNT
GW50824 | ABRAZA. ACERO ZINCADO DIAM.16-17 | 15.9 | 100 | 100 | 1600 | NR | 8011564018181 | 73269098 | 5PS00 | Installation | 5PS | INSTALLATION PASS | 5PS47G | ACCESORIOS | 5PS47G56F | 50 ACC. TUBO-INSTAL. | 5PS47G56F571 | METAL ACC CABL MOUNT
GW50825 | ABRAZA. ACERO ZINCADO DIAM.19-20 | 17.4 | 100 | 100 | 2000 | NR | 8011564018198 | 73269098 | 5PS00 | Installation | 5PS | INSTALLATION PASS | 5PS47G | ACCESORIOS | 5PS47G56F | 50 ACC. TUBO-INSTAL. | 5PS47G56F571 | METAL ACC CABL MOUNT
GW50826 | ABRAZA. ACERO ZINCADO DIAM.21-22 | 22.05 | 100 | 50 | 1000 | NR | 8011564018204 | 73269098 | 5PS00 | Installation | 5PS | INSTALLATION PASS | 5PS47G | ACCESORIOS | 5PS47G56F | 50 ACC. TUBO-INSTAL. | 5PS47G56F571 | METAL ACC CABL MOUNT
GW50827 | ABRAZA. ACERO ZINCADO M6 DIAM.25-26 | 25.3 | 100 | 50 | 800 | NR | 8011564018211 | 73269098 | 5PS00 | Installation | 5PS | INSTALLATION PASS | 5PS47G | ACCESORIOS | 5PS47G56F | 50 ACC. TUBO-INSTAL. | 5PS47G56F571 | METAL ACC CABL MOUNT
GW50828 | ABRAZA. ACERO ZINCADO DIAM.31-32 | 33.1 | 100 | 50 | 600 | NR | 8011564018228 | 73269098 | 5PS00 | Installation | 5PS | INSTALLATION PASS | 5PS47G | ACCESORIOS | 5PS47G56F | 50 ACC. TUBO-INSTAL. | 5PS47G56F571 | METAL ACC CABL MOUNT
GW50829 | ABRAZA. ACERO ZINCADO DIAM.38-40 | 37.85 | 100 | 50 | 600 | NR | 8011564018235 | 73269098 | 5PS00 | Installation | 5PS | INSTALLATION PASS | 5PS47G | ACCESORIOS | 5PS47G56F | 50 ACC. TUBO-INSTAL. | 5PS47G56F571 | METAL ACC CABL MOUNT
GW50830 | ABRAZA. ACERO ZINCADO DIAM.48-50 | 44 | 100 | 50 | 300 | NR | 8011564018242 | 73269098 | 5PS00 | Installation | 5PS | INSTALLATION PASS | 5PS47G | ACCESORIOS | 5PS47G56F | 50 ACC. TUBO-INSTAL. | 5PS47G56F571 | METAL ACC CABL MOUNT
GW52001 | PRENSA PG7 IP66 | 72 | 100 | 50 | 900 | NR | 8011564017009 | 85389099 | 5PS00 | Installation | 5PS | INSTALLATION PASS | 5PS47G | ACCESORIOS | 5PS47G56F | 50 ACC. TUBO-INSTAL. | 5PS47G56F563 | CABLE GLANDS
GW52002 | PRENSA PG9 IP66 | 72.5 | 100 | 50 | 600 | NR | 8011564017016 | 85389099 | 5PS00 | Installation | 5PS | INSTALLATION PASS | 5PS47G | ACCESORIOS | 5PS47G56F | 50 ACC. TUBO-INSTAL. | 5PS47G56F563 | CABLE GLANDS
GW52003 | PRENSA PG11 IP66 | 91.5 | 100 | 25 | 500 | NR | 8011564017023 | 85389099 | 5PS00 | Installation | 5PS | INSTALLATION PASS | 5PS47G | ACCESORIOS | 5PS47G56F | 50 ACC. TUBO-INSTAL. | 5PS47G56F563 | CABLE GLANDS
GW52004 | PRENSA PG13,5 IP66 | 100 | 100 | 25 | 500 | NR | 8011564017030 | 85389099 | 5PS00 | Installation | 5PS | INSTALLATION PASS | 5PS47G | ACCESORIOS | 5PS47G56F | 50 ACC. TUBO-INSTAL. | 5PS47G56F563 | CABLE GLANDS
GW52005 | PRENSA PG16 IP66 | 108 | 100 | 25 | 375 | NR | 8011564017047 | 85389099 | 5PS00 | Installation | 5PS | INSTALLATION PASS | 5PS47G | ACCESORIOS | 5PS47G56F | 50 ACC. TUBO-INSTAL. | 5PS47G56F563 | CABLE GLANDS
GW52006 | PRENSA PG21 IP66 | 151 | 100 | 25 | 400 | NR | 8011564017054 | 85389099 | 5PS00 | Installation | 5PS | INSTALLATION PASS | 5PS47G | ACCESORIOS | 5PS47G56F | 50 ACC. TUBO-INSTAL. | 5PS47G56F563 | CABLE GLANDS
GW52007 | PRENSA PG29 IP66 | 233 | 100 | 25 | 250 | NR | 8011564017061 | 85389099 | 5PS00 | Installation | 5PS | INSTALLATION PASS | 5PS47G | ACCESORIOS | 5PS47G56F | 50 ACC. TUBO-INSTAL. | 5PS47G56F563 | CABLE GLANDS
GW52008 | PRENSA PG36 IP66 | 415 | 100 | 10 | 130 | NR | 8011564017078 | 85389099 | 5PS00 | Installation | 5PS | INSTALLATION PASS | 5PS47G | ACCESORIOS | 5PS47G56F | 50 ACC. TUBO-INSTAL. | 5PS47G56F563 | CABLE GLANDS
GW52009 | PRENSA PG42 IP66 | 563 | 100 | 6 | 120 | NR | 8011564017085 | 85389099 | 5PS00 | Installation | 5PS | INSTALLATION PASS | 5PS47G | ACCESORIOS | 5PS47G56F | 50 ACC. TUBO-INSTAL. | 5PS47G56F563 | CABLE GLANDS
GW52010 | PRENSA PG48 IP66 | 624 | 100 | 5 | 100 | NR | 8011564017092 | 85389099 | 5PS00 | Installation | 5PS | INSTALLATION PASS | 5PS47G | ACCESORIOS | 5PS47G56F | 50 ACC. TUBO-INSTAL. | 5PS47G56F563 | CABLE GLANDS
GW52024 | PRENSA PG 13,5 TUBO D16 IP66 | 1.65 | 1 | 15 | 300 | NR | 8011564025141 | 85389099 | 5PS00 | Installation | 5PS | INSTALLATION PASS | 5PS47G | ACCESORIOS | 5PS47G56F | 50 ACC. TUBO-INSTAL. | 5PS47G56F563 | CABLE GLANDS
GW52025 | PRENSA PG 16 TUBO D20 IP66 | 1.75 | 1 | 15 | 240 | NR | 8011564025158 | 85389099 | 5PS00 | Installation | 5PS | INSTALLATION PASS | 5PS47G | ACCESORIOS | 5PS47G56F | 50 ACC. TUBO-INSTAL. | 5PS47G56F563 | CABLE GLANDS
GW52026 | PRENSA PG 21 TUBO D25 IP66 | 2.52 | 1 | 15 | 240 | NR | 8011564025165 | 85389099 | 5PS00 | Installation | 5PS | INSTALLATION PASS | 5PS47G | ACCESORIOS | 5PS47G56F | 50 ACC. TUBO-INSTAL. | 5PS47G56F563 | CABLE GLANDS
GW52027 | PRENSA PG 29 TUBO D32 IP66 | 3.45 | 1 | 15 | 135 | NR | 8011564025172 | 85389099 | 5PS00 | Installation | 5PS | INSTALLATION PASS | 5PS47G | ACCESORIOS | 5PS47G56F | 50 ACC. TUBO-INSTAL. | 5PS47G56F563 | CABLE GLANDS
GW52028 | PRENSA PG 36 TUBO D40 IP66 | 6.8 | 1 | 6 | 54 | NR | 8011564025189 | 85389099 | 5PS00 | Installation | 5PS | INSTALLATION PASS | 5PS47G | ACCESORIOS | 5PS47G56F | 50 ACC. TUBO-INSTAL. | 5PS47G56F563 | CABLE GLANDS
GW52029 | PRENSA PG 42 TUBO D50 IP66 | 9.5 | 1 | 4 | 80 | NR | 8011564025196 | 85389099 | 5PS00 | Installation | 5PS | INSTALLATION PASS | 5PS47G | ACCESORIOS | 5PS47G56F | 50 ACC. TUBO-INSTAL. | 5PS47G56F563 | CABLE GLANDS
GW52042 | PRENSA M12 IP68 | 1.39 | 1 | 50 | 600 | NR | 8011564082113 | 85389099 | 5PS00 | Installation | 5PS | INSTALLATION PASS | 5PS47G | ACCESORIOS | 5PS47G56F | 50 ACC. TUBO-INSTAL. | 5PS47G56F563 | CABLE GLANDS
GW52043 | PRENSA M16 IP68 | 1.85 | 1 | 50 | 400 | NR | 8011564075603 | 85389099 | 5PS00 | Installation | 5PS | INSTALLATION PASS | 5PS47G | ACCESORIOS | 5PS47G56F | 50 ACC. TUBO-INSTAL. | 5PS47G56F563 | CABLE GLANDS
GW52044 | PRENSA M20 IP68 | 2.37 | 1 | 25 | 300 | NR | 8011564075610 | 85389099 | 5PS00 | Installation | 5PS | INSTALLATION PASS | 5PS47G | ACCESORIOS | 5PS47G56F | 50 ACC. TUBO-INSTAL. | 5PS47G56F563 | CABLE GLANDS
GW52045 | PRENSA M25 IP68 | 3.45 | 1 | 25 | 200 | NR | 8011564075627 | 85389099 | 5PS00 | Installation | 5PS | INSTALLATION PASS | 5PS47G | ACCESORIOS | 5PS47G56F | 50 ACC. TUBO-INSTAL. | 5PS47G56F563 | CABLE GLANDS
GW52046 | PRENSA M32 IP68 | 5.75 | 1 | 25 | 150 | NR | 8011564075634 | 85389099 | 5PS00 | Installation | 5PS | INSTALLATION PASS | 5PS47G | ACCESORIOS | 5PS47G56F | 50 ACC. TUBO-INSTAL. | 5PS47G56F563 | CABLE GLANDS
GW52047 | PRENSA M40 IP68 | 6.75 | 1 | 10 | 120 | NR | 8011564082120 | 85389099 | 5PS00 | Installation | 5PS | INSTALLATION PASS | 5PS47G | ACCESORIOS | 5PS47G56F | 50 ACC. TUBO-INSTAL. | 5PS47G56F563 | CABLE GLANDS
GW52048 | PRENSA M50 IP68 | 8.85 | 1 | 6 | 84 | NR | 8011564082137 | 85389099 | 5PS00 | Installation | 5PS | INSTALLATION PASS | 5PS47G | ACCESORIOS | 5PS47G56F | 50 ACC. TUBO-INSTAL. | 5PS47G56F563 | CABLE GLANDS
GW52049 | PRENSA M63 IP68 | 11 | 1 | 5 | 60 | NR | 8011564082144 | 85389099 | 5PS00 | Installation | 5PS | INSTALLATION PASS | 5PS47G | ACCESORIOS | 5PS47G56F | 50 ACC. TUBO-INSTAL. | 5PS47G56F563 | CABLE GLANDS
GW52071 | PRENSA IP68 DE NYLON+TUERCA FIJ-PG7 | 82.5 | 100 | 50 | 600 | NR | 8011564771758 | 85389099 | 5PS00 | Installation | 5PS | INSTALLATION PASS | 5PS47G | ACCESORIOS | 5PS47G56F | 50 ACC. TUBO-INSTAL. | 5PS47G56F563 | CABLE GLANDS
GW52072 | PRENSA IP68 DE NYLON+TUERCA FIJ-PG9 | 83.5 | 100 | 50 | 400 | NR | 8011564771765 | 85389099 | 5PS00 | Installation | 5PS | INSTALLATION PASS | 5PS47G | ACCESORIOS | 5PS47G56F | 50 ACC. TUBO-INSTAL. | 5PS47G56F563 | CABLE GLANDS
GW52073 | PRENSA IP68 DE NYLON+TUERCA FIJ-PG11 | 105 | 100 | 50 | 600 | NR | 8011564771772 | 85389099 | 5PS00 | Installation | 5PS | INSTALLATION PASS | 5PS47G | ACCESORIOS | 5PS47G56F | 50 ACC. TUBO-INSTAL. | 5PS47G56F563 | CABLE GLANDS
GW52074 | PRENSA IP68 DE NYLON+TUERCA FIJ PG13,5 | 114.5 | 100 | 25 | 300 | NR | 8011564771789 | 85389099 | 5PS00 | Installation | 5PS | INSTALLATION PASS | 5PS47G | ACCESORIOS | 5PS47G56F | 50 ACC. TUBO-INSTAL. | 5PS47G56F563 | CABLE GLANDS
GW52075 | PRENSA IP68 DE NYLON+TUERCA FIJ-PG16 | 124 | 100 | 25 | 300 | NR | 8011564771796 | 85389099 | 5PS00 | Installation | 5PS | INSTALLATION PASS | 5PS47G | ACCESORIOS | 5PS47G56F | 50 ACC. TUBO-INSTAL. | 5PS47G56F563 | CABLE GLANDS
GW52076 | PRENSA IP68 DE NYLON+TUERCA FIJ-PG21 | 172.5 | 100 | 25 | 200 | NR | 8011564771802 | 85389099 | 5PS00 | Installation | 5PS | INSTALLATION PASS | 5PS47G | ACCESORIOS | 5PS47G56F | 50 ACC. TUBO-INSTAL. | 5PS47G56F563 | CABLE GLANDS
GW52077 | PRENSA IP68 DE NYLON+TUERCA FIJ-PG29 | 268.5 | 100 | 25 | 150 | NR | 8011564771819 | 85389099 | 5PS00 | Installation | 5PS | INSTALLATION PASS | 5PS47G | ACCESORIOS | 5PS47G56F | 50 ACC. TUBO-INSTAL. | 5PS47G56F563 | CABLE GLANDS
GW52078 | PRENSA IP68 DE NYLON+TUERCA FIJ-PG36 | 477.5 | 100 | 10 | 120 | NR | 8011564771826 | 85389099 | 5PS00 | Installation | 5PS | INSTALLATION PASS | 5PS47G | ACCESORIOS | 5PS47G56F | 50 ACC. TUBO-INSTAL. | 5PS47G56F563 | CABLE GLANDS
GW52079 | PRENSA IP68 DE NYLON+TUERCA FIJ-PG42 | 652.5 | 100 | 6 | 84 | NR | 8011564771833 | 85389099 | 5PS00 | Installation | 5PS | INSTALLATION PASS | 5PS47G | ACCESORIOS | 5PS47G56F | 50 ACC. TUBO-INSTAL. | 5PS47G56F563 | CABLE GLANDS
GW52080 | PRENSA IP68 DE NYLON+TUERCA FIJ-PG48 | 717 | 100 | 5 | 60 | NR | 8011564771840 | 85389099 | 5PS00 | Installation | 5PS | INSTALLATION PASS | 5PS47G | ACCESORIOS | 5PS47G56F | 50 ACC. TUBO-INSTAL. | 5PS47G56F563 | CABLE GLANDS
GW52201 | BRIDA 52 FS: EXT. NEGRA 6X115 | 34.55 | 100 | 100 | 4000 | NR | 8011564016897 | 39269097 | 4BX01 | Installation | 4BX | INSTALLATION BOX | 4BX41G | BOX OTHERS | 4BX41G51F | 52 FS BRIDAS | 4BX41G51F585 | OUTDOOR TIES
GW52202 | BRIDA 52 FS: EXT. NEGRA 6X175 | 36.7 | 100 | 100 | 3000 | NR | 8011564016903 | 39269097 | 4BX01 | Installation | 4BX | INSTALLATION BOX | 4BX41G | BOX OTHERS | 4BX41G51F | 52 FS BRIDAS | 4BX41G51F585 | OUTDOOR TIES
GW52203 | BRIDA 52 FS: EXT. NEGRA 6X260 | 43.7 | 100 | 100 | 1000 | NR | 8011564016910 | 39269097 | 4BX01 | Installation | 4BX | INSTALLATION BOX | 4BX41G | BOX OTHERS | 4BX41G51F | 52 FS BRIDAS | 4BX41G51F585 | OUTDOOR TIES
GW52204 | BRIDA 52 FS: EXT. NEGRA 9X175 | 43.4 | 100 | 100 | 3000 | NR | 8011564016927 | 39269097 | 4BX01 | Installation | 4BX | INSTALLATION BOX | 4BX41G | BOX OTHERS | 4BX41G51F | 52 FS BRIDAS | 4BX41G51F585 | OUTDOOR TIES
GW52205 | BRIDA 52 FS: EXT. NEGRA 9X260 | 58.5 | 100 | 100 | 1200 | NR | 8011564016934 | 39269097 | 4BX01 | Installation | 4BX | INSTALLATION BOX | 4BX41G | BOX OTHERS | 4BX41G51F | 52 FS BRIDAS | 4BX41G51F585 | OUTDOOR TIES
GW52206 | BRIDA 52 FS: EXT. NEGRA 9X350 | 82 | 100 | 100 | 1000 | NR | 8011564016941 | 39269097 | 4BX01 | Installation | 4BX | INSTALLATION BOX | 4BX41G | BOX OTHERS | 4BX41G51F | 52 FS BRIDAS | 4BX41G51F585 | OUTDOOR TIES
GW52207 | BRIDA 52 FS: EXT. NEGRA 9X500 | 160 | 100 | 100 | 500 | NR | 8011564016958 | 39269097 | 4BX01 | Installation | 4BX | INSTALLATION BOX | 4BX41G | BOX OTHERS | 4BX41G51F | 52 FS BRIDAS | 4BX41G51F585 | OUTDOOR TIES
GW52208 | BRIDA 52 FS: EXT. NEGRA 9X760 | 459 | 100 | 100 | 500 | NR | 8011564016965 | 39269097 | 4BX01 | Installation | 4BX | INSTALLATION BOX | 4BX41G | BOX OTHERS | 4BX41G51F | 52 FS BRIDAS | 4BX41G51F585 | OUTDOOR TIES
GW52209 | BRIDA 52 FS: SOP.P/EXT. C/TORN. | 26.2 | 100 | 100 | 3000 | NR | 8011564016859 | 39269097 | 4BX01 | Installation | 4BX | INSTALLATION BOX | 4BX41G | BOX OTHERS | 4BX41G51F | 52 FS BRIDAS | 4BX41G51F585 | OUTDOOR TIES
GW52210 | 52 FS: SOP.P/EXT. C/TACO | 27.15 | 100 | 100 | 3000 | NR | 8011564016866 | 39269097 | 4BX01 | Installation | 4BX | INSTALLATION BOX | 4BX41G | BOX OTHERS | 4BX41G51F | 52 FS BRIDAS | 4BX41G51F585 | OUTDOOR TIES
GW52226 | 52 FS: BASE AUTOAD.HASTA 4,5MM | 43.7 | 100 | 100 | 3000 | NR | 8011564071452 | 39269097 | 4BX01 | Installation | 4BX | INSTALLATION BOX | 4BX41G | BOX OTHERS | 4BX41G51F | 52 FS BRIDAS | 4BX41G51F581 | CABLE TIES
GW52227 | 52 FS: BASE AUTOAD. HASTA 5MM | 61 | 100 | 100 | 3000 | NR | 8011564071469 | 39269097 | 4BX01 | Installation | 4BX | INSTALLATION BOX | 4BX41G | BOX OTHERS | 4BX41G51F | 52 FS BRIDAS | 4BX41G51F581 | CABLE TIES
GW52228 | 52 FS: FIJA BRIDAS HASTA 5MM | 17.05 | 100 | 100 | 3000 | NR | 8011564071476 | 39269097 | 4BX01 | Installation | 4BX | INSTALLATION BOX | 4BX41G | BOX OTHERS | 4BX41G51F | 52 FS BRIDAS | 4BX41G51F581 | CABLE TIES
GW52229 | 52 FS: FIJA BRIDAS HASTA 9MM | 22.9 | 100 | 100 | 3000 | NR | 8011564071483 | 39269097 | 4BX01 | Installation | 4BX | INSTALLATION BOX | 4BX41G | BOX OTHERS | 4BX41G51F | 52 FS BRIDAS | 4BX41G51F581 | CABLE TIES
GW52231 | BRIDA 52 FS: INCOL. 2,2X75 | 2.42 | 100 | 1000 | 20000 | NR | 8011564071100 | 39269097 | 4BX01 | Installation | 4BX | INSTALLATION BOX | 4BX41G | BOX OTHERS | 4BX41G51F | 52 FS BRIDAS | 4BX41G51F581 | CABLE TIES
GW52232 | BRIDA 52 FS: INCOL. 2,5X96 | 2.78 | 100 | 1000 | 20000 | NR | 8011564071117 | 39269097 | 4BX01 | Installation | 4BX | INSTALLATION BOX | 4BX41G | BOX OTHERS | 4BX41G51F | 52 FS BRIDAS | 4BX41G51F581 | CABLE TIES
GW52233 | BRIDA 52 FS: INCOL. 2,5X140 | 4.94 | 100 | 100 | 10000 | NR | 8011564071124 | 39269097 | 4BX01 | Installation | 4BX | INSTALLATION BOX | 4BX41G | BOX OTHERS | 4BX41G51F | 52 FS BRIDAS | 4BX41G51F581 | CABLE TIES
GW52234 | BRIDA 52 FS: INCOL. 2,5X203 | 7.25 | 100 | 100 | 10000 | NR | 8011564071131 | 39269097 | 4BX01 | Installation | 4BX | INSTALLATION BOX | 4BX41G | BOX OTHERS | 4BX41G51F | 52 FS BRIDAS | 4BX41G51F581 | CABLE TIES
GW52235 | BRIDA 52 FS: INCOL. 3,6X150 | 7.25 | 100 | 100 | 10000 | NR | 8011564071148 | 39269097 | 4BX01 | Installation | 4BX | INSTALLATION BOX | 4BX41G | BOX OTHERS | 4BX41G51F | 52 FS BRIDAS | 4BX41G51F581 | CABLE TIES
GW52236 | BRIDA 52 FS: INCOL. 3,6X203 | 10 | 100 | 100 | 10000 | NR | 8011564071155 | 39269097 | 4BX01 | Installation | 4BX | INSTALLATION BOX | 4BX41G | BOX OTHERS | 4BX41G51F | 52 FS BRIDAS | 4BX41G51F581 | CABLE TIES
GW52237 | BRIDA 52 FS: INCOL. 3,6X292 | 17.25 | 100 | 100 | 5000 | NR | 8011564071162 | 39269097 | 4BX01 | Installation | 4BX | INSTALLATION BOX | 4BX41G | BOX OTHERS | 4BX41G51F | 52 FS BRIDAS | 4BX41G51F581 | CABLE TIES
GW52238 | BRIDA 52 FS: INCOL. 4,8X190 | 10.7 | 100 | 100 | 5000 | NR | 8011564071179 | 39269097 | 4BX01 | Installation | 4BX | INSTALLATION BOX | 4BX41G | BOX OTHERS | 4BX41G51F | 52 FS BRIDAS | 4BX41G51F581 | CABLE TIES
GW52239 | BRIDA 52 FS: INCOL. 4,8X280 | 19.35 | 100 | 100 | 5000 | NR | 8011564071186 | 39269097 | 4BX01 | Installation | 4BX | INSTALLATION BOX | 4BX41G | BOX OTHERS | 4BX41G51F | 52 FS BRIDAS | 4BX41G51F581 | CABLE TIES
GW52240 | BRIDA 52 FS: INCOL. 4,8X368 | 22.9 | 100 | 100 | 5000 | NR | 8011564071193 | 39269097 | 4BX01 | Installation | 4BX | INSTALLATION BOX | 4BX41G | BOX OTHERS | 4BX41G51F | 52 FS BRIDAS | 4BX41G51F581 | CABLE TIES
GW52241 | BRIDA 52 FS: INCOL. 7,6X380 | 54 | 100 | 100 | 1000 | NR | 8011564071209 | 39269097 | 4BX01 | Installation | 4BX | INSTALLATION BOX | 4BX41G | BOX OTHERS | 4BX41G51F | 52 FS BRIDAS | 4BX41G51F581 | CABLE TIES
GW52242 | BRIDA 52 FS: INCOL. 9X610 | 104 | 100 | 50 | 500 | NR | 8011564071216 | 39269097 | 4BX01 | Installation | 4BX | INSTALLATION BOX | 4BX41G | BOX OTHERS | 4BX41G51F | 52 FS BRIDAS | 4BX41G51F581 | CABLE TIES
GW52243 | BRIDA 52 FS: INCOL. 9X914 | 204 | 100 | 50 | 500 | NR | 8011564071223 | 39269097 | 4BX01 | Installation | 4BX | INSTALLATION BOX | 4BX41G | BOX OTHERS | 4BX41G51F | 52 FS BRIDAS | 4BX41G51F581 | CABLE TIES
GW52251 | BRIDA 52 FS: US.SEV.2,4X75 NEG. | 2.78 | 100 | 1000 | 20000 | NR | 8011564071230 | 39269097 | 4BX01 | Installation | 4BX | INSTALLATION BOX | 4BX41G | BOX OTHERS | 4BX41G51F | 52 FS BRIDAS | 4BX41G51F581 | CABLE TIES
GW52252 | BRIDA 52 FS: US.SEV.2,5X96 NEG. | 2.99 | 100 | 1000 | 20000 | NR | 8011564071247 | 39269097 | 4BX01 | Installation | 4BX | INSTALLATION BOX | 4BX41G | BOX OTHERS | 4BX41G51F | 52 FS BRIDAS | 4BX41G51F581 | CABLE TIES
GW52253 | BRIDA 52 FS: US.SEV.2,5X140 NEG | 5.3 | 100 | 100 | 10000 | NR | 8011564071254 | 39269097 | 4BX01 | Installation | 4BX | INSTALLATION BOX | 4BX41G | BOX OTHERS | 4BX41G51F | 52 FS BRIDAS | 4BX41G51F581 | CABLE TIES
GW52254 | BRIDA 52 FS: US.SEV.2,5X203 NEG | 7.95 | 100 | 100 | 10000 | NR | 8011564071261 | 39269097 | 4BX01 | Installation | 4BX | INSTALLATION BOX | 4BX41G | BOX OTHERS | 4BX41G51F | 52 FS BRIDAS | 4BX41G51F581 | CABLE TIES
GW52255 | BRIDA 52 FS: US.SEV.3,6X150 NEG | 7.95 | 100 | 100 | 10000 | NR | 8011564071278 | 39269097 | 4BX01 | Installation | 4BX | INSTALLATION BOX | 4BX41G | BOX OTHERS | 4BX41G51F | 52 FS BRIDAS | 4BX41G51F581 | CABLE TIES
GW52256 | BRIDA 52 FS: US.SEV.3,6X203 NEG | 11.05 | 100 | 100 | 10000 | NR | 8011564071285 | 39269097 | 4BX01 | Installation | 4BX | INSTALLATION BOX | 4BX41G | BOX OTHERS | 4BX41G51F | 52 FS BRIDAS | 4BX41G51F581 | CABLE TIES
GW52257 | BRIDA 52 FS: US.SEV.3,6X292 NEG | 19.35 | 100 | 100 | 5000 | NR | 8011564071292 | 39269097 | 4BX01 | Installation | 4BX | INSTALLATION BOX | 4BX41G | BOX OTHERS | 4BX41G51F | 52 FS BRIDAS | 4BX41G51F581 | CABLE TIES
GW52258 | BRIDA 52 FS: US.SEV.4,8X190 NEG | 11.75 | 100 | 100 | 5000 | NR | 8011564071308 | 39269097 | 4BX01 | Installation | 4BX | INSTALLATION BOX | 4BX41G | BOX OTHERS | 4BX41G51F | 52 FS BRIDAS | 4BX41G51F581 | CABLE TIES
GW52259 | BRIDA 52 FS: US.SEV.4,8X280 NEG | 21.1 | 100 | 100 | 5000 | NR | 8011564071315 | 39269097 | 4BX01 | Installation | 4BX | INSTALLATION BOX | 4BX41G | BOX OTHERS | 4BX41G51F | 52 FS BRIDAS | 4BX41G51F581 | CABLE TIES
GW52260 | BRIDA 52 FS: US.SEV.4,8X368 NEG | 25.5 | 100 | 100 | 5000 | NR | 8011564071322 | 39269097 | 4BX01 | Installation | 4BX | INSTALLATION BOX | 4BX41G | BOX OTHERS | 4BX41G51F | 52 FS BRIDAS | 4BX41G51F581 | CABLE TIES
GW52261 | BRIDA 52 FS: US.SEV.7,6X380 NEG | 60 | 100 | 100 | 1000 | NR | 8011564071339 | 39269097 | 4BX01 | Installation | 4BX | INSTALLATION BOX | 4BX41G | BOX OTHERS | 4BX41G51F | 52 FS BRIDAS | 4BX41G51F581 | CABLE TIES
GW52262 | BRIDA 52 FS: US.SEV.9X610 NEG | 114.5 | 100 | 50 | 500 | NR | 8011564071346 | 39269097 | 4BX01 | Installation | 4BX | INSTALLATION BOX | 4BX41G | BOX OTHERS | 4BX41G51F | 52 FS BRIDAS | 4BX41G51F581 | CABLE TIES
GW52263 | BRIDA 52 FS: US.SEV.9X914 NEG | 224.5 | 100 | 50 | 500 | NR | 8011564071353 | 39269097 | 4BX01 | Installation | 4BX | INSTALLATION BOX | 4BX41G | BOX OTHERS | 4BX41G51F | 52 FS BRIDAS | 4BX41G51F581 | CABLE TIES
GW52271 | BRIDA 52 FS: RECUP. 7,6X150 NEG. | 37.45 | 100 | 100 | 1000 | NR | 8011564071360 | 39269097 | 4BX01 | Installation | 4BX | INSTALLATION BOX | 4BX41G | BOX OTHERS | 4BX41G51F | 52 FS BRIDAS | 4BX41G51F583 | SPECIAL TIES
GW52272 | BRIDA 52 FS: RECUP. 7,6X200 NEG. | 43.4 | 100 | 100 | 1000 | NR | 8011564071377 | 39269097 | 4BX01 | Installation | 4BX | INSTALLATION BOX | 4BX41G | BOX OTHERS | 4BX41G51F | 52 FS BRIDAS | 4BX41G51F583 | SPECIAL TIES
GW52273 | BRIDA 52 FS: RECUP. 7,6X300 NEG. | 82 | 100 | 100 | 1000 | NR | 8011564071384 | 39269097 | 4BX01 | Installation | 4BX | INSTALLATION BOX | 4BX41G | BOX OTHERS | 4BX41G51F | 52 FS BRIDAS | 4BX41G51F583 | SPECIAL TIES
GW52281 | BRIDA 52 FS: C/ORIF. 2,5X100 INCOL. | 10.7 | 100 | 100 | 5000 | NR | 8011564071391 | 39269097 | 4BX01 | Installation | 4BX | INSTALLATION BOX | 4BX41G | BOX OTHERS | 4BX41G51F | 52 FS BRIDAS | 4BX41G51F583 | SPECIAL TIES
GW52282 | BRIDA 52 FS: C/ORIF. 4,5X205 INCOL. | 25.4 | 100 | 100 | 2000 | NR | 8011564071407 | 39269097 | 4BX01 | Installation | 4BX | INSTALLATION BOX | 4BX41G | BOX OTHERS | 4BX41G51F | 52 FS BRIDAS | 4BX41G51F583 | SPECIAL TIES
GW52291 | BRIDA 52 FS: C/PLACA 2,5X100 INCOL. | 14.55 | 100 | 100 | 5000 | NR | 8011564071414 | 39269097 | 4BX01 | Installation | 4BX | INSTALLATION BOX | 4BX41G | BOX OTHERS | 4BX41G51F | 52 FS BRIDAS | 4BX41G51F583 | SPECIAL TIES
GW52292 | BRIDA 52 FS: C/PLACA 2,5X110 INCOL. | 14.85 | 100 | 100 | 5000 | NR | 8011564071421 | 39269097 | 4BX01 | Installation | 4BX | INSTALLATION BOX | 4BX41G | BOX OTHERS | 4BX41G51F | 52 FS BRIDAS | 4BX41G51F583 | SPECIAL TIES
GW52293 | BRIDA 52 FS: C/PLACA 2,5X200 INCOL. | 27.15 | 100 | 100 | 2000 | NR | 8011564071438 | 39269097 | 4BX01 | Installation | 4BX | INSTALLATION BOX | 4BX41G | BOX OTHERS | 4BX41G51F | 52 FS BRIDAS | 4BX41G51F583 | SPECIAL TIES
GW52294 | BRIDA 52 FS: C/PLACA 4,6X200 INCOL. | 33.9 | 100 | 100 | 2000 | NR | 8011564071445 | 39269097 | 4BX01 | Installation | 4BX | INSTALLATION BOX | 4BX41G | BOX OTHERS | 4BX41G51F | 52 FS BRIDAS | 4BX41G51F583 | SPECIAL TIES
GW52341 | TUERCA FIJ. HEXAGONAL DE NYLON PG7 | 21.55 | 100 | 100 | 1000 | NR | 8011564772489 | 73181631 | 5PS00 | Installation | 5PS | INSTALLATION PASS | 5PS47G | ACCESORIOS | 5PS47G56F | 50 ACC. TUBO-INSTAL. | 5PS47G56F563 | CABLE GLANDS
GW52342 | TUERCA FIJ. HEXAGONAL DE NYLON PG9 | 22.25 | 100 | 100 | 1000 | NR | 8011564772496 | 73181631 | 5PS00 | Installation | 5PS | INSTALLATION PASS | 5PS47G | ACCESORIOS | 5PS47G56F | 50 ACC. TUBO-INSTAL. | 5PS47G56F563 | CABLE GLANDS
GW52343 | TUERCA FIJ. HEXAGONAL DE NYLON PG11 | 23.5 | 100 | 100 | 800 | NR | 8011564772502 | 73181631 | 5PS00 | Installation | 5PS | INSTALLATION PASS | 5PS47G | ACCESORIOS | 5PS47G56F | 50 ACC. TUBO-INSTAL. | 5PS47G56F563 | CABLE GLANDS
GW52344 | TUERCA FIJ. HEXAGONAL DE NYLON PG13,5 | 26.4 | 100 | 100 | 800 | NR | 8011564772519 | 73181631 | 5PS00 | Installation | 5PS | INSTALLATION PASS | 5PS47G | ACCESORIOS | 5PS47G56F | 50 ACC. TUBO-INSTAL. | 5PS47G56F563 | CABLE GLANDS
GW52345 | TUERCA FIJ. HEXAGONAL DE NYLON PG16 | 29.65 | 100 | 100 | 600 | NR | 8011564772526 | 73181631 | 5PS00 | Installation | 5PS | INSTALLATION PASS | 5PS47G | ACCESORIOS | 5PS47G56F | 50 ACC. TUBO-INSTAL. | 5PS47G56F563 | CABLE GLANDS
GW52346 | TUERCA FIJ. HEXAGONAL DE NYLON PG21 | 48.8 | 100 | 100 | 500 | NR | 8011564772533 | 73181631 | 5PS00 | Installation | 5PS | INSTALLATION PASS | 5PS47G | ACCESORIOS | 5PS47G56F | 50 ACC. TUBO-INSTAL. | 5PS47G56F563 | CABLE GLANDS
GW52347 | TUERCA FIJ. HEXAGONAL DE NYLON PG29 | 83.5 | 100 | 50 | 250 | NR | 8011564772540 | 73181631 | 5PS00 | Installation | 5PS | INSTALLATION PASS | 5PS47G | ACCESORIOS | 5PS47G56F | 50 ACC. TUBO-INSTAL. | 5PS47G56F563 | CABLE GLANDS
GW52348 | TUERCA FIJ. HEXAGONAL DE NYLON PG36 | 130 | 100 | 25 | 200 | NR | 8011564772557 | 73181631 | 5PS00 | Installation | 5PS | INSTALLATION PASS | 5PS47G | ACCESORIOS | 5PS47G56F | 50 ACC. TUBO-INSTAL. | 5PS47G56F563 | CABLE GLANDS
GW52349 | TUERCA FIJ. HEXAGONAL DE NYLON PG42 | 142.5 | 100 | 25 | 150 | NR | 8011564772564 | 73181631 | 5PS00 | Installation | 5PS | INSTALLATION PASS | 5PS47G | ACCESORIOS | 5PS47G56F | 50 ACC. TUBO-INSTAL. | 5PS47G56F563 | CABLE GLANDS
GW52350 | TUERCA FIJ. HEXAGONAL DE NYLON PG48 | 211 | 100 | 25 | 100 | NR | 8011564772571 | 73181631 | 5PS00 | Installation | 5PS | INSTALLATION PASS | 5PS47G | ACCESORIOS | 5PS47G56F | 50 ACC. TUBO-INSTAL. | 5PS47G56F563 | CABLE GLANDS
GW52352 | TUERCA FIJ. HEXAGONAL DE NYLON M12 | 21.85 | 100 | 100 | 1000 | NR | 8011564772588 | 73181631 | 5PS00 | Installation | 5PS | INSTALLATION PASS | 5PS47G | ACCESORIOS | 5PS47G56F | 50 ACC. TUBO-INSTAL. | 5PS47G56F563 | CABLE GLANDS
GW52353 | TUERCA FIJ. HEXAGONAL DE NYLON M16 | 26 | 100 | 100 | 1000 | NR | 8011564772595 | 73181631 | 5PS00 | Installation | 5PS | INSTALLATION PASS | 5PS47G | ACCESORIOS | 5PS47G56F | 50 ACC. TUBO-INSTAL. | 5PS47G56F563 | CABLE GLANDS
GW52354 | TUERCA FIJ. HEXAGONAL DE NYLON M20 | 28.2 | 100 | 100 | 800 | NR | 8011564772601 | 73181631 | 5PS00 | Installation | 5PS | INSTALLATION PASS | 5PS47G | ACCESORIOS | 5PS47G56F | 50 ACC. TUBO-INSTAL. | 5PS47G56F563 | CABLE GLANDS
GW52355 | TUERCA FIJ. HEXAGONAL DE NYLON M25 | 40.55 | 100 | 100 | 800 | NR | 8011564772717 | 73181631 | 5PS00 | Installation | 5PS | INSTALLATION PASS | 5PS47G | ACCESORIOS | 5PS47G56F | 50 ACC. TUBO-INSTAL. | 5PS47G56F563 | CABLE GLANDS
GW52356 | TUERCA FIJ. HEXAGONAL DE NYLON M32 | 69.5 | 100 | 100 | 600 | NR | 8011564772724 | 73181631 | 5PS00 | Installation | 5PS | INSTALLATION PASS | 5PS47G | ACCESORIOS | 5PS47G56F | 50 ACC. TUBO-INSTAL. | 5PS47G56F563 | CABLE GLANDS
GW52357 | TUERCA FIJ. HEXAGONAL DE NYLON M40 | 149 | 100 | 100 | 500 | NR | 8011564772731 | 73181631 | 5PS00 | Installation | 5PS | INSTALLATION PASS | 5PS47G | ACCESORIOS | 5PS47G56F | 50 ACC. TUBO-INSTAL. | 5PS47G56F563 | CABLE GLANDS
GW52358 | TUERCA FIJ. HEXAGONAL DE NYLON M50 | 213.5 | 100 | 50 | 250 | NR | 8011564772748 | 73181631 | 5PS00 | Installation | 5PS | INSTALLATION PASS | 5PS47G | ACCESORIOS | 5PS47G56F | 50 ACC. TUBO-INSTAL. | 5PS47G56F563 | CABLE GLANDS
GW52359 | TUERCA FIJ. HEXAGONAL DE NYLON M63 | 248.5 | 100 | 25 | 125 | NR | 8011564772755 | 73181631 | 5PS00 | Installation | 5PS | INSTALLATION PASS | 5PS47G | ACCESORIOS | 5PS47G56F | 50 ACC. TUBO-INSTAL. | 5PS47G56F563 | CABLE GLANDS
GW52361 | TAPON DE CIERRE DE NYLON - PG7 | 32.15 | 100 | 100 | 500 | NR | 8011564773097 | 85389099 | 5PS00 | Installation | 5PS | INSTALLATION PASS | 5PS47G | ACCESORIOS | 5PS47G56F | 50 ACC. TUBO-INSTAL. | 5PS47G56F563 | CABLE GLANDS
GW52362 | TAPON DE CIERRE DE NYLON - PG9 | 33.8 | 100 | 100 | 500 | NR | 8011564773103 | 85389099 | 5PS00 | Installation | 5PS | INSTALLATION PASS | 5PS47G | ACCESORIOS | 5PS47G56F | 50 ACC. TUBO-INSTAL. | 5PS47G56F563 | CABLE GLANDS
GW52363 | TAPON DE CIERRE DE NYLON - PG11 | 38.1 | 100 | 100 | 400 | NR | 8011564773110 | 85389099 | 5PS00 | Installation | 5PS | INSTALLATION PASS | 5PS47G | ACCESORIOS | 5PS47G56F | 50 ACC. TUBO-INSTAL. | 5PS47G56F563 | CABLE GLANDS
GW52364 | TAPON DE CIERRE DE NYLON - PG13,5 | 39.85 | 100 | 100 | 400 | NR | 8011564773127 | 85389099 | 5PS00 | Installation | 5PS | INSTALLATION PASS | 5PS47G | ACCESORIOS | 5PS47G56F | 50 ACC. TUBO-INSTAL. | 5PS47G56F563 | CABLE GLANDS
GW52365 | TAPON DE CIERRE DE NYLON - PG16 | 42.25 | 100 | 100 | 300 | NR | 8011564773134 | 85389099 | 5PS00 | Installation | 5PS | INSTALLATION PASS | 5PS47G | ACCESORIOS | 5PS47G56F | 50 ACC. TUBO-INSTAL. | 5PS47G56F563 | CABLE GLANDS
GW52366 | TAPON DE CIERRE DE NYLON - PG21 | 56 | 100 | 100 | 300 | NR | 8011564773141 | 85389099 | 5PS00 | Installation | 5PS | INSTALLATION PASS | 5PS47G | ACCESORIOS | 5PS47G56F | 50 ACC. TUBO-INSTAL. | 5PS47G56F563 | CABLE GLANDS
GW52367 | TAPON DE CIERRE DE NYLON - PG29 | 95.5 | 100 | 50 | 250 | NR | 8011564773158 | 85389099 | 5PS00 | Installation | 5PS | INSTALLATION PASS | 5PS47G | ACCESORIOS | 5PS47G56F | 50 ACC. TUBO-INSTAL. | 5PS47G56F563 | CABLE GLANDS
GW52368 | TAPON DE CIERRE DE NYLON - PG36 | 152 | 100 | 25 | 150 | NR | 8011564773165 | 85389099 | 5PS00 | Installation | 5PS | INSTALLATION PASS | 5PS47G | ACCESORIOS | 5PS47G56F | 50 ACC. TUBO-INSTAL. | 5PS47G56F563 | CABLE GLANDS
GW52369 | TAPON DE CIERRE DE NYLON - PG42 | 333 | 100 | 25 | 125 | NR | 8011564773172 | 85389099 | 5PS00 | Installation | 5PS | INSTALLATION PASS | 5PS47G | ACCESORIOS | 5PS47G56F | 50 ACC. TUBO-INSTAL. | 5PS47G56F563 | CABLE GLANDS
GW52370 | TAPON DE CIERRE DE NYLON - PG48 | 447.5 | 100 | 10 | 100 | NR | 8011564773189 | 85389099 | 5PS00 | Installation | 5PS | INSTALLATION PASS | 5PS47G | ACCESORIOS | 5PS47G56F | 50 ACC. TUBO-INSTAL. | 5PS47G56F563 | CABLE GLANDS
GW52372 | TAPON DE CIERRE DE NYLON - M12 | 36.2 | 100 | 100 | 500 | NR | 8011564773196 | 85389099 | 5PS00 | Installation | 5PS | INSTALLATION PASS | 5PS47G | ACCESORIOS | 5PS47G56F | 50 ACC. TUBO-INSTAL. | 5PS47G56F563 | CABLE GLANDS
GW52373 | TAPON DE CIERRE DE NYLON - M16 | 42.25 | 100 | 100 | 500 | NR | 8011564773202 | 85389099 | 5PS00 | Installation | 5PS | INSTALLATION PASS | 5PS47G | ACCESORIOS | 5PS47G56F | 50 ACC. TUBO-INSTAL. | 5PS47G56F563 | CABLE GLANDS
GW52374 | TAPON DE CIERRE DE NYLON - M20 | 46.1 | 100 | 100 | 400 | NR | 8011564773219 | 85389099 | 5PS00 | Installation | 5PS | INSTALLATION PASS | 5PS47G | ACCESORIOS | 5PS47G56F | 50 ACC. TUBO-INSTAL. | 5PS47G56F563 | CABLE GLANDS
GW52375 | TAPON DE CIERRE DE NYLON - M25 | 64 | 100 | 100 | 400 | NR | 8011564773226 | 85389099 | 5PS00 | Installation | 5PS | INSTALLATION PASS | 5PS47G | ACCESORIOS | 5PS47G56F | 50 ACC. TUBO-INSTAL. | 5PS47G56F563 | CABLE GLANDS
GW52376 | TAPON DE CIERRE DE NYLON - M32 | 111.5 | 100 | 50 | 250 | NR | 8011564773233 | 85389099 | 5PS00 | Installation | 5PS | INSTALLATION PASS | 5PS47G | ACCESORIOS | 5PS47G56F | 50 ACC. TUBO-INSTAL. | 5PS47G56F563 | CABLE GLANDS
GW52377 | TAPON DE CIERRE DE NYLON - M40 | 176 | 100 | 50 | 200 | NR | 8011564773240 | 85389099 | 5PS00 | Installation | 5PS | INSTALLATION PASS | 5PS47G | ACCESORIOS | 5PS47G56F | 50 ACC. TUBO-INSTAL. | 5PS47G56F563 | CABLE GLANDS
GW52378 | TAPON DE CIERRE DE NYLON - M50 | 404.5 | 100 | 25 | 150 | NR | 8011564773257 | 85389099 | 5PS00 | Installation | 5PS | INSTALLATION PASS | 5PS47G | ACCESORIOS | 5PS47G56F | 50 ACC. TUBO-INSTAL. | 5PS47G56F563 | CABLE GLANDS
GW52379 | TAPON DE CIERRE DE NYLON - M63 | 516 | 100 | 10 | 100 | NR | 8011564773264 | 85389099 | 5PS00 | Installation | 5PS | INSTALLATION PASS | 5PS47G | ACCESORIOS | 5PS47G56F | 50 ACC. TUBO-INSTAL. | 5PS47G56F563 | CABLE GLANDS
GW52401 | BROCA MULTI DIAMETRO | 507.5 | 1 | 1 | 4 | NR | 8011564012691 | 85389099 | 5PS00 | Installation | 5PS | INSTALLATION PASS | 5PS47G | ACCESORIOS | 5PS47G56F | 50 ACC. TUBO-INSTAL. | 5PS47G56F573 | TOOLS
GW52402 | BROCA DE TAZA D.56 PARA PANEL | 91.5 | 1 | 1 | 10 | NR | 8011564012684 | 85389099 | 5PS00 | Installation | 5PS | INSTALLATION PASS | 5PS47G | ACCESORIOS | 5PS47G56F | 50 ACC. TUBO-INSTAL. | 5PS47G56F573 | TOOLS
GW52403 | BROCA DE TAZA D.62 PARA CARTON YESO | 124 | 1 | 1 | 10 | NR | 8011564012707 | 85389099 | 5PS00 | Installation | 5PS | INSTALLATION PASS | 5PS47G | ACCESORIOS | 5PS47G56F | 50 ACC. TUBO-INSTAL. | 5PS47G56F573 | TOOLS
GW52410 | 52 FS: HERRAM.BRIDAS | 131 | 1 | 1 | 10 | NR | 8011564071490 | 82032000 | 4BX01 | Installation | 4BX | INSTALLATION BOX | 4BX41G | BOX OTHERS | 4BX41G51F | 52 FS BRIDAS | 4BX41G51F581 | CABLE TIES
GW52411 | 52 FS: HERRAM.BRIDAS EXT. | 184 | 1 | 1 | 10 | NR | 8011564071506 | 82032000 | 4BX01 | Installation | 4BX | INSTALLATION BOX | 4BX41G | BOX OTHERS | 4BX41G51F | 52 FS BRIDAS | 4BX41G51F585 | OUTDOOR TIES
GW52412 | BROCAS CONICA D.40 CUADROS. | 219.5 | 1 | 1 | 4 | NR | 8011564033467 | 85389099 | 5PS00 | Installation | 5PS | INSTALLATION PASS | 5PS47G | ACCESORIOS | 5PS47G56F | 50 ACC. TUBO-INSTAL. | 5PS47G56F573 | TOOLS
GW52420 | MALETA INSTALACIÓN ACCESORIOS 50-52 | 162.5 | 1 | 1 | 1 | NR | 8011564782716 | 85389099 | 5PS00 | Installation | 5PS | INSTALLATION PASS | 5PS47G | ACCESORIOS | 5PS47G56F | 50 ACC. TUBO-INSTAL. | 5PS47G56F573 | TOOLS
GW52441 | JUNTA ANILLO TOROIDAL PG7 | 20.2 | 100 | 500 | 2500 | NR | 8011564772915 | 39269097 | 5PS00 | Installation | 5PS | INSTALLATION PASS | 5PS47G | ACCESORIOS | 5PS47G56F | 50 ACC. TUBO-INSTAL. | 5PS47G56F563 | CABLE GLANDS
GW52442 | JUNTA ANILLO TOROIDAL PG9 | 23.4 | 100 | 500 | 2500 | NR | 8011564772922 | 39269097 | 5PS00 | Installation | 5PS | INSTALLATION PASS | 5PS47G | ACCESORIOS | 5PS47G56F | 50 ACC. TUBO-INSTAL. | 5PS47G56F563 | CABLE GLANDS
GW52443 | JUNTA ANILLO TOROIDAL PG11 | 28.8 | 100 | 500 | 2000 | NR | 8011564772939 | 39269097 | 5PS00 | Installation | 5PS | INSTALLATION PASS | 5PS47G | ACCESORIOS | 5PS47G56F | 50 ACC. TUBO-INSTAL. | 5PS47G56F563 | CABLE GLANDS
GW52444 | JUNTA ANILLO TOROIDAL PG13,5 | 25.9 | 100 | 500 | 2000 | NR | 8011564772946 | 39269097 | 5PS00 | Installation | 5PS | INSTALLATION PASS | 5PS47G | ACCESORIOS | 5PS47G56F | 50 ACC. TUBO-INSTAL. | 5PS47G56F563 | CABLE GLANDS
GW52445 | JUNTA ANILLO TOROIDAL PG16 | 25.8 | 100 | 500 | 2000 | NR | 8011564772953 | 39269097 | 5PS00 | Installation | 5PS | INSTALLATION PASS | 5PS47G | ACCESORIOS | 5PS47G56F | 50 ACC. TUBO-INSTAL. | 5PS47G56F563 | CABLE GLANDS
GW52446 | JUNTA ANILLO TOROIDAL PG21 | 49.85 | 100 | 500 | 1500 | NR | 8011564772960 | 39269097 | 5PS00 | Installation | 5PS | INSTALLATION PASS | 5PS47G | ACCESORIOS | 5PS47G56F | 50 ACC. TUBO-INSTAL. | 5PS47G56F563 | CABLE GLANDS
GW52447 | JUNTA ANILLO TOROIDAL PG29 | 30.8 | 100 | 250 | 1250 | NR | 8011564772977 | 39269097 | 5PS00 | Installation | 5PS | INSTALLATION PASS | 5PS47G | ACCESORIOS | 5PS47G56F | 50 ACC. TUBO-INSTAL. | 5PS47G56F563 | CABLE GLANDS
GW52448 | JUNTA ANILLO TOROIDAL PG36 | 72 | 100 | 100 | 1000 | NR | 8011564772984 | 39269097 | 5PS00 | Installation | 5PS | INSTALLATION PASS | 5PS47G | ACCESORIOS | 5PS47G56F | 50 ACC. TUBO-INSTAL. | 5PS47G56F563 | CABLE GLANDS
GW52449 | JUNTA ANILLO TOROIDAL PG42 | 145.5 | 100 | 50 | 500 | NR | 8011564772991 | 39269097 | 5PS00 | Installation | 5PS | INSTALLATION PASS | 5PS47G | ACCESORIOS | 5PS47G56F | 50 ACC. TUBO-INSTAL. | 5PS47G56F563 | CABLE GLANDS
GW52450 | JUNTA ANILLO TOROIDAL PG48 | 156 | 100 | 50 | 400 | NR | 8011564773004 | 39269097 | 5PS00 | Installation | 5PS | INSTALLATION PASS | 5PS47G | ACCESORIOS | 5PS47G56F | 50 ACC. TUBO-INSTAL. | 5PS47G56F563 | CABLE GLANDS
GW52452 | JUNTA ANILLO TOROIDAL M12 | 19.55 | 100 | 500 | 2500 | NR | 8011564773011 | 39269097 | 5PS00 | Installation | 5PS | INSTALLATION PASS | 5PS47G | ACCESORIOS | 5PS47G56F | 50 ACC. TUBO-INSTAL. | 5PS47G56F563 | CABLE GLANDS
GW52453 | JUNTA ANILLO TOROIDAL M16 | 21.55 | 100 | 500 | 2500 | NR | 8011564773028 | 39269097 | 5PS00 | Installation | 5PS | INSTALLATION PASS | 5PS47G | ACCESORIOS | 5PS47G56F | 50 ACC. TUBO-INSTAL. | 5PS47G56F563 | CABLE GLANDS
GW52454 | JUNTA ANILLO TOROIDAL M20 | 25.9 | 100 | 500 | 2000 | NR | 8011564773035 | 39269097 | 5PS00 | Installation | 5PS | INSTALLATION PASS | 5PS47G | ACCESORIOS | 5PS47G56F | 50 ACC. TUBO-INSTAL. | 5PS47G56F563 | CABLE GLANDS
GW52455 | JUNTA ANILLO TOROIDAL M25 | 27.9 | 100 | 500 | 2000 | NR | 8011564773042 | 39269097 | 5PS00 | Installation | 5PS | INSTALLATION PASS | 5PS47G | ACCESORIOS | 5PS47G56F | 50 ACC. TUBO-INSTAL. | 5PS47G56F563 | CABLE GLANDS
GW52456 | JUNTA ANILLO TOROIDAL M32 | 64.5 | 100 | 250 | 1250 | NR | 8011564773059 | 39269097 | 5PS00 | Installation | 5PS | INSTALLATION PASS | 5PS47G | ACCESORIOS | 5PS47G56F | 50 ACC. TUBO-INSTAL. | 5PS47G56F563 | CABLE GLANDS
GW52457 | JUNTA ANILLO TOROIDAL M40 | 77.5 | 100 | 50 | 1250 | NR | 8011564773066 | 39269097 | 5PS00 | Installation | 5PS | INSTALLATION PASS | 5PS47G | ACCESORIOS | 5PS47G56F | 50 ACC. TUBO-INSTAL. | 5PS47G56F563 | CABLE GLANDS
GW52458 | JUNTA ANILLO TOROIDAL M50 | 76.5 | 100 | 500 | 1000 | NR | 8011564773073 | 39269097 | 5PS00 | Installation | 5PS | INSTALLATION PASS | 5PS47G | ACCESORIOS | 5PS47G56F | 50 ACC. TUBO-INSTAL. | 5PS47G56F563 | CABLE GLANDS
GW52459 | JUNTA ANILLO TOROIDAL M63 | 156 | 100 | 50 | 500 | NR | 8011564773080 | 39269097 | 5PS00 | Installation | 5PS | INSTALLATION PASS | 5PS47G | ACCESORIOS | 5PS47G56F | 50 ACC. TUBO-INSTAL. | 5PS47G56F563 | CABLE GLANDS
GW60001FH | CLAVIJA MOVIL IP44 2P+T 16A 110V 4H CR | 9.85 | 1 | 1 | 25 | NR | 8011564796515 | 85366990 | 3BL00 | Installation | 3BL | INSTALLATION BLOC | 3BL24G | IEC.309 CLAVIJ/BASES | 3BL24G26F | 60 IEC.309 | 3BL24G26F632 | 60 WIR STR TRAI PLUG
GW60001H | CLAVIJA MOVIL IP44 2P+T 16A 110V 4H | 8 | 1 | 1 | 50 | NR | 8011564796522 | 85366990 | 3BL00 | Installation | 3BL | INSTALLATION BLOC | 3BL24G | IEC.309 CLAVIJ/BASES | 3BL24G26F | 60 IEC.309 | 3BL24G26F631 | 60 STRAIG TRAIL PLUG
GW60002FH | CLAVIJA MOVIL IP44 3P+T 16A 110V 4H CR | 14.95 | 1 | 1 | 15 | NR | 8011564796539 | 85366990 | 3BL00 | Installation | 3BL | INSTALLATION BLOC | 3BL24G | IEC.309 CLAVIJ/BASES | 3BL24G26F | 60 IEC.309 | 3BL24G26F632 | 60 WIR STR TRAI PLUG
GW60002H | CLAVIJA MOVIL IP44 3P+T 16A 110V 4H | 11.3 | 1 | 1 | 50 | NR | 8011564796546 | 85366990 | 3BL00 | Installation | 3BL | INSTALLATION BLOC | 3BL24G | IEC.309 CLAVIJ/BASES | 3BL24G26F | 60 IEC.309 | 3BL24G26F631 | 60 STRAIG TRAIL PLUG
GW60003FH | CLAVIJA MOVIL IP44 3P+N+T 16A 110V 4H CR | 17.35 | 1 | 1 | 50 | NR | 8011564796553 | 85366990 | 3BL00 | Installation | 3BL | INSTALLATION BLOC | 3BL24G | IEC.309 CLAVIJ/BASES | 3BL24G26F | 60 IEC.309 | 3BL24G26F632 | 60 WIR STR TRAI PLUG
GW60003H | CLAVIJA MOVIL IP44 3P+N+T 16A 110V 4H | 14.1 | 1 | 1 | 15 | NR | 8011564796560 | 85366990 | 3BL00 | Installation | 3BL | INSTALLATION BLOC | 3BL24G | IEC.309 CLAVIJ/BASES | 3BL24G26F | 60 IEC.309 | 3BL24G26F631 | 60 STRAIG TRAIL PLUG
GW60004FH | CLAVIJA MOVIL IP44 2P+T 16A 230V 6H CR | 9.2 | 1 | 1 | 50 | NR | 8011564796577 | 85366990 | 3BL00 | Installation | 3BL | INSTALLATION BLOC | 3BL24G | IEC.309 CLAVIJ/BASES | 3BL24G26F | 60 IEC.309 | 3BL24G26F632 | 60 WIR STR TRAI PLUG
GW60004H | CLAVIJA MOVIL IP44 2P+T 16A 230V 6H | 7.45 | 1 | 1 | 50 | NR | 8011564796584 | 85366990 | 3BL00 | Installation | 3BL | INSTALLATION BLOC | 3BL24G | IEC.309 CLAVIJ/BASES | 3BL24G26F | 60 IEC.309 | 3BL24G26F631 | 60 STRAIG TRAIL PLUG
GW60005FH | CLAVIJA MOVIL IP44 3P+T 16A 230V 9H CR | 11.5 | 1 | 1 | 15 | NR | 8011564796591 | 85366990 | 3BL00 | Installation | 3BL | INSTALLATION BLOC | 3BL24G | IEC.309 CLAVIJ/BASES | 3BL24G26F | 60 IEC.309 | 3BL24G26F632 | 60 WIR STR TRAI PLUG
GW60005H | CLAVIJA MOVIL IP44 3P+T 16A 230V 9H | 9.5 | 1 | 1 | 25 | NR | 8011564796607 | 85366990 | 3BL00 | Installation | 3BL | INSTALLATION BLOC | 3BL24G | IEC.309 CLAVIJ/BASES | 3BL24G26F | 60 IEC.309 | 3BL24G26F631 | 60 STRAIG TRAIL PLUG
GW60005WH | CLAVIJA INVERSORA IP44 3P+T 16A 230V 9H | 14.2 | 1 | 1 | 15 | NR | 8011564870512 | 85366990 | 3BL00 | Installation | 3BL | INSTALLATION BLOC | 3BL24G | IEC.309 CLAVIJ/BASES | 3BL24G26F | 60 IEC.309 | 3BL24G26F636 | 60 INVERTER PLUG
GW60006FH | CLAVIJA MOVIL IP44 3P+N+T 16A 230V 9H CR | 17.35 | 1 | 1 | 15 | NR | 8011564796614 | 85366990 | 3BL00 | Installation | 3BL | INSTALLATION BLOC | 3BL24G | IEC.309 CLAVIJ/BASES | 3BL24G26F | 60 IEC.309 | 3BL24G26F632 | 60 WIR STR TRAI PLUG
GW60006H | CLAVIJA MOVIL IP44 3P+N+T 16A 230V 9H | 13.1 | 1 | 1 | 15 | NR | 8011564796621 | 85366990 | 3BL00 | Installation | 3BL | INSTALLATION BLOC | 3BL24G | IEC.309 CLAVIJ/BASES | 3BL24G26F | 60 IEC.309 | 3BL24G26F631 | 60 STRAIG TRAIL PLUG
GW60006WH | CLAVIJA INVERS. IP44 3P+T+N 16A 230V 9H | 20 | 1 | 1 | 15 | NR | 8011564870529 | 85366990 | 3BL00 | Installation | 3BL | INSTALLATION BLOC | 3BL24G | IEC.309 CLAVIJ/BASES | 3BL24G26F | 60 IEC.309 | 3BL24G26F636 | 60 INVERTER PLUG
GW60007FH | CLAVIJA MOVIL IP44 2P+T 16A 400V 9H CR | 13.5 | 1 | 1 | 15 | NR | 8011564796638 | 85366990 | 3BL00 | Installation | 3BL | INSTALLATION BLOC | 3BL24G | IEC.309 CLAVIJ/BASES | 3BL24G26F | 60 IEC.309 | 3BL24G26F632 | 60 WIR STR TRAI PLUG
GW60007H | CLAVIJA MOVIL IP44 2P+T 16A 400V 9H | 11.05 | 1 | 1 | 15 | NR | 8011564796645 | 85366990 | 3BL00 | Installation | 3BL | INSTALLATION BLOC | 3BL24G | IEC.309 CLAVIJ/BASES | 3BL24G26F | 60 IEC.309 | 3BL24G26F631 | 60 STRAIG TRAIL PLUG
GW60008FH | CLAVIJA MOVIL IP44 3P+T 16A 400V 6H CR | 10.65 | 1 | 1 | 25 | NR | 8011564796652 | 85366990 | 3BL00 | Installation | 3BL | INSTALLATION BLOC | 3BL24G | IEC.309 CLAVIJ/BASES | 3BL24G26F | 60 IEC.309 | 3BL24G26F632 | 60 WIR STR TRAI PLUG
GW60008H | CLAVIJA MOVIL IP44 3P+T 16A 400V 6H | 8.6 | 1 | 1 | 50 | NR | 8011564796669 | 85366990 | 3BL00 | Installation | 3BL | INSTALLATION BLOC | 3BL24G | IEC.309 CLAVIJ/BASES | 3BL24G26F | 60 IEC.309 | 3BL24G26F631 | 60 STRAIG TRAIL PLUG
GW60008WH | CLAVIJA INVERSORA IP44 3P+T 16A 400V 6H | 13 | 1 | 1 | 15 | NR | 8011564870536 | 85366990 | 3BL00 | Installation | 3BL | INSTALLATION BLOC | 3BL24G | IEC.309 CLAVIJ/BASES | 3BL24G26F | 60 IEC.309 | 3BL24G26F636 | 60 INVERTER PLUG
GW60009FH | CLAVIJA MOVIL IP44 3P+N+T 16A 400V 6H CR | 13.4 | 1 | 1 | 50 | NR | 8011564796676 | 85366990 | 3BL00 | Installation | 3BL | INSTALLATION BLOC | 3BL24G | IEC.309 CLAVIJ/BASES | 3BL24G26F | 60 IEC.309 | 3BL24G26F632 | 60 WIR STR TRAI PLUG
GW60009H | CLAVIJA MOVIL IP44 3P+N+T 16A 400V 6H | 10.85 | 1 | 1 | 50 | NR | 8011564796683 | 85366990 | 3BL00 | Installation | 3BL | INSTALLATION BLOC | 3BL24G | IEC.309 CLAVIJ/BASES | 3BL24G26F | 60 IEC.309 | 3BL24G26F631 | 60 STRAIG TRAIL PLUG
GW60009WH | CLAVIJA INVERS. IP44 3P+T+N 16A 400V 6H | 16.35 | 1 | 1 | 15 | NR | 8011564870543 | 85366990 | 3BL00 | Installation | 3BL | INSTALLATION BLOC | 3BL24G | IEC.309 CLAVIJ/BASES | 3BL24G26F | 60 IEC.309 | 3BL24G26F636 | 60 INVERTER PLUG
GW60010H | CLAVIJA MOVIL IP44 3P+T 16A 500V 7H | 11.9 | 1 | 1 | 15 | NR | 8011564796690 | 85366990 | 3BL00 | Installation | 3BL | INSTALLATION BLOC | 3BL24G | IEC.309 CLAVIJ/BASES | 3BL24G26F | 60 IEC.309 | 3BL24G26F631 | 60 STRAIG TRAIL PLUG
GW60011H | CLAVIJA MOVIL IP44 3P+N+T 16A 500V 7H | 14.1 | 1 | 1 | 15 | NR | 8011564796706 | 85366990 | 3BL00 | Installation | 3BL | INSTALLATION BLOC | 3BL24G | IEC.309 CLAVIJ/BASES | 3BL24G26F | 60 IEC.309 | 3BL24G26F631 | 60 STRAIG TRAIL PLUG
GW60012FH | CLAVIJA MOVIL IP44 2P+T 32A 110V 4H CR | 19.1 | 1 | 1 | 15 | NR | 8011564796713 | 85366990 | 3BL00 | Installation | 3BL | INSTALLATION BLOC | 3BL24G | IEC.309 CLAVIJ/BASES | 3BL24G26F | 60 IEC.309 | 3BL24G26F631 | 60 STRAIG TRAIL PLUG
GW60012H | CLAVIJA MOVIL IP44 2P+T 32A 110V 4H | 15.35 | 1 | 1 | 15 | NR | 8011564796720 | 85366990 | 3BL00 | Installation | 3BL | INSTALLATION BLOC | 3BL24G | IEC.309 CLAVIJ/BASES | 3BL24G26F | 60 IEC.309 | 3BL24G26F631 | 60 STRAIG TRAIL PLUG
GW60013FH | CLAVIJA MOVIL IP44 3P+T 32A 110V 4H CR | 21.85 | 1 | 1 | 15 | NR | 8011564796737 | 85366990 | 3BL00 | Installation | 3BL | INSTALLATION BLOC | 3BL24G | IEC.309 CLAVIJ/BASES | 3BL24G26F | 60 IEC.309 | 3BL24G26F631 | 60 STRAIG TRAIL PLUG
GW60013H | CLAVIJA MOVIL IP44 3P+T 32A 110V 4H | 17.65 | 1 | 1 | 15 | NR | 8011564796744 | 85366990 | 3BL00 | Installation | 3BL | INSTALLATION BLOC | 3BL24G | IEC.309 CLAVIJ/BASES | 3BL24G26F | 60 IEC.309 | 3BL24G26F631 | 60 STRAIG TRAIL PLUG
GW60014FH | CLAVIJA MOVIL IP44 3P+N+T 32A 110V 4H CR | 24.35 | 1 | 1 | 15 | NR | 8011564796751 | 85366990 | 3BL00 | Installation | 3BL | INSTALLATION BLOC | 3BL24G | IEC.309 CLAVIJ/BASES | 3BL24G26F | 60 IEC.309 | 3BL24G26F631 | 60 STRAIG TRAIL PLUG
GW60014H | CLAVIJA MOVIL IP44 3P+N+T 32A 110V 4H | 20.2 | 1 | 1 | 15 | NR | 8011564796768 | 85366990 | 3BL00 | Installation | 3BL | INSTALLATION BLOC | 3BL24G | IEC.309 CLAVIJ/BASES | 3BL24G26F | 60 IEC.309 | 3BL24G26F631 | 60 STRAIG TRAIL PLUG
GW60015FH | CLAVIJA MOVIL IP44 2P+T 32A 230V 6H CR | 16.85 | 1 | 1 | 15 | NR | 8011564796775 | 85366990 | 3BL00 | Installation | 3BL | INSTALLATION BLOC | 3BL24G | IEC.309 CLAVIJ/BASES | 3BL24G26F | 60 IEC.309 | 3BL24G26F631 | 60 STRAIG TRAIL PLUG
GW60015H | CLAVIJA MOVIL IP44 2P+T 32A 230V 6H | 13.5 | 1 | 1 | 25 | NR | 8011564796782 | 85366990 | 3BL00 | Installation | 3BL | INSTALLATION BLOC | 3BL24G | IEC.309 CLAVIJ/BASES | 3BL24G26F | 60 IEC.309 | 3BL24G26F631 | 60 STRAIG TRAIL PLUG
GW60016FH | CLAVIJA MOVIL IP44 3P+T 32A 230V 9H CR | 21.85 | 1 | 1 | 15 | NR | 8011564796799 | 85366990 | 3BL00 | Installation | 3BL | INSTALLATION BLOC | 3BL24G | IEC.309 CLAVIJ/BASES | 3BL24G26F | 60 IEC.309 | 3BL24G26F631 | 60 STRAIG TRAIL PLUG
GW60016H | CLAVIJA MOVIL IP44 3P+T 32A 230V 9H | 17.55 | 1 | 1 | 50 | NR | 8011564796805 | 85366990 | 3BL00 | Installation | 3BL | INSTALLATION BLOC | 3BL24G | IEC.309 CLAVIJ/BASES | 3BL24G26F | 60 IEC.309 | 3BL24G26F631 | 60 STRAIG TRAIL PLUG
GW60016WH | CLAVIJA INVERSORA IP44 3P+T 32A 230V 9H | 26.35 | 1 | 1 | 15 | NR | 8011564870550 | 85366990 | 3BL00 | Installation | 3BL | INSTALLATION BLOC | 3BL24G | IEC.309 CLAVIJ/BASES | 3BL24G26F | 60 IEC.309 | 3BL24G26F636 | 60 INVERTER PLUG
GW60017FH | CLAVIJA MOVIL IP44 3P+N+T 32A 230V 9H CR | 26.9 | 1 | 1 | 15 | NR | 8011564796812 | 85366990 | 3BL00 | Installation | 3BL | INSTALLATION BLOC | 3BL24G | IEC.309 CLAVIJ/BASES | 3BL24G26F | 60 IEC.309 | 3BL24G26F631 | 60 STRAIG TRAIL PLUG
GW60017H | CLAVIJA MOVIL IP44 3P+N+T 32A 230V 9H | 21.85 | 1 | 1 | 15 | NR | 8011564796829 | 85366990 | 3BL00 | Installation | 3BL | INSTALLATION BLOC | 3BL24G | IEC.309 CLAVIJ/BASES | 3BL24G26F | 60 IEC.309 | 3BL24G26F631 | 60 STRAIG TRAIL PLUG
GW60017WH | CLAVIJA INVERS. IP44 3P+T+N 32A 230V 9H | 32.8 | 1 | 1 | 15 | NR | 8011564870567 | 85366990 | 3BL00 | Installation | 3BL | INSTALLATION BLOC | 3BL24G | IEC.309 CLAVIJ/BASES | 3BL24G26F | 60 IEC.309 | 3BL24G26F636 | 60 INVERTER PLUG
GW60018FH | CLAVIJA MOVIL IP44 2P+T 32A 400V 9H CR | 21.85 | 1 | 1 | 15 | NR | 8011564796836 | 85366990 | 3BL00 | Installation | 3BL | INSTALLATION BLOC | 3BL24G | IEC.309 CLAVIJ/BASES | 3BL24G26F | 60 IEC.309 | 3BL24G26F631 | 60 STRAIG TRAIL PLUG
GW60018H | CLAVIJA MOVIL IP44 2P+T 32A 400V 9H | 17.55 | 1 | 1 | 15 | NR | 8011564796843 | 85366990 | 3BL00 | Installation | 3BL | INSTALLATION BLOC | 3BL24G | IEC.309 CLAVIJ/BASES | 3BL24G26F | 60 IEC.309 | 3BL24G26F631 | 60 STRAIG TRAIL PLUG
GW60019FH | CLAVIJA MOVIL IP44 3P+T 32A 400V 6H CR | 18.3 | 1 | 1 | 15 | NR | 8011564796850 | 85366990 | 3BL00 | Installation | 3BL | INSTALLATION BLOC | 3BL24G | IEC.309 CLAVIJ/BASES | 3BL24G26F | 60 IEC.309 | 3BL24G26F631 | 60 STRAIG TRAIL PLUG
GW60019H | CLAVIJA MOVIL IP44 3P+T 32A 400V 6H | 15.15 | 1 | 1 | 50 | NR | 8011564796867 | 85366990 | 3BL00 | Installation | 3BL | INSTALLATION BLOC | 3BL24G | IEC.309 CLAVIJ/BASES | 3BL24G26F | 60 IEC.309 | 3BL24G26F631 | 60 STRAIG TRAIL PLUG
GW60019WH | CLAVIJA INVERSORA IP44 3P+T 32A 400V 6H | 22.7 | 1 | 1 | 15 | NR | 8011564870574 | 85366990 | 3BL00 | Installation | 3BL | INSTALLATION BLOC | 3BL24G | IEC.309 CLAVIJ/BASES | 3BL24G26F | 60 IEC.309 | 3BL24G26F636 | 60 INVERTER PLUG
GW60020FH | CLAVIJA MOVIL IP44 3P+N+T 32A 400V 6H CR | 21.1 | 1 | 1 | 15 | NR | 8011564796874 | 85366990 | 3BL00 | Installation | 3BL | INSTALLATION BLOC | 3BL24G | IEC.309 CLAVIJ/BASES | 3BL24G26F | 60 IEC.309 | 3BL24G26F631 | 60 STRAIG TRAIL PLUG
GW60020H | CLAVIJA MOVIL IP44 3P+N+T 32A 400V 6H | 16.85 | 1 | 1 | 25 | NR | 8011564796881 | 85366990 | 3BL00 | Installation | 3BL | INSTALLATION BLOC | 3BL24G | IEC.309 CLAVIJ/BASES | 3BL24G26F | 60 IEC.309 | 3BL24G26F631 | 60 STRAIG TRAIL PLUG
GW60020WH | CLAVIJA INVERS. IP44 3P+T+N 32A 400V 6H | 25.2 | 1 | 1 | 15 | NR | 8011564870581 | 85366990 | 3BL00 | Installation | 3BL | INSTALLATION BLOC | 3BL24G | IEC.309 CLAVIJ/BASES | 3BL24G26F | 60 IEC.309 | 3BL24G26F636 | 60 INVERTER PLUG
GW60021H | CLAVIJA MOVIL IP44 3P+T 32A 500V 7H | 19.1 | 1 | 1 | 15 | NR | 8011564796898 | 85366990 | 3BL00 | Installation | 3BL | INSTALLATION BLOC | 3BL24G | IEC.309 CLAVIJ/BASES | 3BL24G26F | 60 IEC.309 | 3BL24G26F631 | 60 STRAIG TRAIL PLUG
GW60022H | CLAVIJA MOVIL IP44 3P+N+T 32A 500V 7H | 21.85 | 1 | 1 | 15 | NR | 8011564796904 | 85366990 | 3BL00 | Installation | 3BL | INSTALLATION BLOC | 3BL24G | IEC.309 CLAVIJ/BASES | 3BL24G26F | 60 IEC.309 | 3BL24G26F631 | 60 STRAIG TRAIL PLUG
GW60023FH | CLAVIJA MOVIL IP67 2P+T 16A 110V 4H CR | 21.95 | 1 | 1 | 15 | NR | 8011564796911 | 85366990 | 3BL00 | Installation | 3BL | INSTALLATION BLOC | 3BL24G | IEC.309 CLAVIJ/BASES | 3BL24G26F | 60 IEC.309 | 3BL24G26F632 | 60 WIR STR TRAI PLUG
GW60023H | CLAVIJA MOVIL IP67 2P+T 16A 110V 4H | 16.85 | 1 | 1 | 25 | NR | 8011564796928 | 85366990 | 3BL00 | Installation | 3BL | INSTALLATION BLOC | 3BL24G | IEC.309 CLAVIJ/BASES | 3BL24G26F | 60 IEC.309 | 3BL24G26F631 | 60 STRAIG TRAIL PLUG
GW60024FH | CLAVIJA MOVIL IP67 3P+T 16A 110V 4H CR | 26.55 | 1 | 1 | 15 | NR | 8011564796935 | 85366990 | 3BL00 | Installation | 3BL | INSTALLATION BLOC | 3BL24G | IEC.309 CLAVIJ/BASES | 3BL24G26F | 60 IEC.309 | 3BL24G26F632 | 60 WIR STR TRAI PLUG
GW60024H | CLAVIJA MOVIL IP67 3P+T 16A 110V 4H | 20.1 | 1 | 1 | 15 | NR | 8011564796942 | 85366990 | 3BL00 | Installation | 3BL | INSTALLATION BLOC | 3BL24G | IEC.309 CLAVIJ/BASES | 3BL24G26F | 60 IEC.309 | 3BL24G26F631 | 60 STRAIG TRAIL PLUG
GW60025FH | CLAVIJA MOVIL IP67 3P+N+T 16A 110V 4H CR | 28.45 | 1 | 1 | 15 | NR | 8011564796959 | 85366990 | 3BL00 | Installation | 3BL | INSTALLATION BLOC | 3BL24G | IEC.309 CLAVIJ/BASES | 3BL24G26F | 60 IEC.309 | 3BL24G26F632 | 60 WIR STR TRAI PLUG
GW60025H | CLAVIJA MOVIL IP67 3P+N+T 16A 110V 4H | 23.55 | 1 | 1 | 15 | NR | 8011564796966 | 85366990 | 3BL00 | Installation | 3BL | INSTALLATION BLOC | 3BL24G | IEC.309 CLAVIJ/BASES | 3BL24G26F | 60 IEC.309 | 3BL24G26F631 | 60 STRAIG TRAIL PLUG
GW60026FH | CLAVIJA MOVIL IP67 2P+T 16A 230V 6H CR | 18.2 | 1 | 1 | 50 | NR | 8011564796973 | 85366990 | 3BL00 | Installation | 3BL | INSTALLATION BLOC | 3BL24G | IEC.309 CLAVIJ/BASES | 3BL24G26F | 60 IEC.309 | 3BL24G26F632 | 60 WIR STR TRAI PLUG
GW60026H | CLAVIJA MOVIL IP67 2P+T 16A 230V 6H | 14.65 | 1 | 1 | 50 | NR | 8011564796980 | 85366990 | 3BL00 | Installation | 3BL | INSTALLATION BLOC | 3BL24G | IEC.309 CLAVIJ/BASES | 3BL24G26F | 60 IEC.309 | 3BL24G26F631 | 60 STRAIG TRAIL PLUG
GW60027FH | CLAVIJA MOVIL IP67 3P+T 16A 230V 9H CR | 26.9 | 1 | 1 | 15 | NR | 8011564796997 | 85366990 | 3BL00 | Installation | 3BL | INSTALLATION BLOC | 3BL24G | IEC.309 CLAVIJ/BASES | 3BL24G26F | 60 IEC.309 | 3BL24G26F632 | 60 WIR STR TRAI PLUG
GW60027H | CLAVIJA MOVIL IP67 3P+T 16A 230V 9H | 20.2 | 1 | 1 | 15 | NR | 8011564797000 | 85366990 | 3BL00 | Installation | 3BL | INSTALLATION BLOC | 3BL24G | IEC.309 CLAVIJ/BASES | 3BL24G26F | 60 IEC.309 | 3BL24G26F631 | 60 STRAIG TRAIL PLUG
GW60027WH | CLAVIJA INVERSORA IP67 3P+T 16A 230V 9H | 30.35 | 1 | 1 | 15 | NR | 8011564870437 | 85366990 | 3BL00 | Installation | 3BL | INSTALLATION BLOC | 3BL24G | IEC.309 CLAVIJ/BASES | 3BL24G26F | 60 IEC.309 | 3BL24G26F636 | 60 INVERTER PLUG
GW60028FH | CLAVIJA MOVIL IP67 3P+N+T 16A 230V 9H CR | 29.35 | 1 | 1 | 15 | NR | 8011564797017 | 85366990 | 3BL00 | Installation | 3BL | INSTALLATION BLOC | 3BL24G | IEC.309 CLAVIJ/BASES | 3BL24G26F | 60 IEC.309 | 3BL24G26F632 | 60 WIR STR TRAI PLUG
GW60028H | CLAVIJA MOVIL IP67 3P+N+T 16A 230V 9H | 24.25 | 1 | 1 | 15 | NR | 8011564797024 | 85366990 | 3BL00 | Installation | 3BL | INSTALLATION BLOC | 3BL24G | IEC.309 CLAVIJ/BASES | 3BL24G26F | 60 IEC.309 | 3BL24G26F631 | 60 STRAIG TRAIL PLUG
GW60028WH | CLAVIJA INVERS. IP67 3P+T+N 16A 230V 9H | 36.45 | 1 | 1 | 15 | NR | 8011564870444 | 85366990 | 3BL00 | Installation | 3BL | INSTALLATION BLOC | 3BL24G | IEC.309 CLAVIJ/BASES | 3BL24G26F | 60 IEC.309 | 3BL24G26F636 | 60 INVERTER PLUG
GW60029FH | CLAVIJA MOVIL IP67 2P+T 16A 400V 9H CR | 23.55 | 1 | 1 | 15 | NR | 8011564797031 | 85366990 | 3BL00 | Installation | 3BL | INSTALLATION BLOC | 3BL24G | IEC.309 CLAVIJ/BASES | 3BL24G26F | 60 IEC.309 | 3BL24G26F632 | 60 WIR STR TRAI PLUG
GW60029H | CLAVIJA MOVIL IP67 2P+T 16A 400V 9H | 18.8 | 1 | 1 | 15 | NR | 8011564797048 | 85366990 | 3BL00 | Installation | 3BL | INSTALLATION BLOC | 3BL24G | IEC.309 CLAVIJ/BASES | 3BL24G26F | 60 IEC.309 | 3BL24G26F631 | 60 STRAIG TRAIL PLUG
GW60030FH | CLAVIJA MOVIL IP67 3P+T 16A 400V 6H CR | 21.85 | 1 | 1 | 15 | NR | 8011564797055 | 85366990 | 3BL00 | Installation | 3BL | INSTALLATION BLOC | 3BL24G | IEC.309 CLAVIJ/BASES | 3BL24G26F | 60 IEC.309 | 3BL24G26F632 | 60 WIR STR TRAI PLUG
GW60030H | CLAVIJA MOVIL IP67 3P+T 16A 400V 6H | 17.55 | 1 | 1 | 25 | NR | 8011564797062 | 85366990 | 3BL00 | Installation | 3BL | INSTALLATION BLOC | 3BL24G | IEC.309 CLAVIJ/BASES | 3BL24G26F | 60 IEC.309 | 3BL24G26F631 | 60 STRAIG TRAIL PLUG
GW60030WH | CLAVIJA INVERSORA IP66 3P+T 16A 400V 6H | 26.35 | 1 | 1 | 15 | NR | 8011564870451 | 85366990 | 3BL00 | Installation | 3BL | INSTALLATION BLOC | 3BL24G | IEC.309 CLAVIJ/BASES | 3BL24G26F | 60 IEC.309 | 3BL24G26F636 | 60 INVERTER PLUG
GW60031FH | CLAVIJA MOVIL IP67 3P+N+T 16A 400V 6H CR | 24.45 | 1 | 1 | 25 | NR | 8011564797079 | 85366990 | 3BL00 | Installation | 3BL | INSTALLATION BLOC | 3BL24G | IEC.309 CLAVIJ/BASES | 3BL24G26F | 60 IEC.309 | 3BL24G26F632 | 60 WIR STR TRAI PLUG
GW60031H | CLAVIJA MOVIL IP67 3P+N+T 16A 400V 6H | 20.1 | 1 | 1 | 25 | NR | 8011564797086 | 85366990 | 3BL00 | Installation | 3BL | INSTALLATION BLOC | 3BL24G | IEC.309 CLAVIJ/BASES | 3BL24G26F | 60 IEC.309 | 3BL24G26F631 | 60 STRAIG TRAIL PLUG
GW60031WH | CLAVIJA INVERS. IP67 3P+T+N 16A 400V 6H | 30.15 | 1 | 1 | 15 | NR | 8011564870468 | 85366990 | 3BL00 | Installation | 3BL | INSTALLATION BLOC | 3BL24G | IEC.309 CLAVIJ/BASES | 3BL24G26F | 60 IEC.309 | 3BL24G26F636 | 60 INVERTER PLUG
GW60032H | CLAVIJA MOVIL IP67 3P+T 16A 500V 7H | 20.2 | 1 | 1 | 15 | NR | 8011564797093 | 85366990 | 3BL00 | Installation | 3BL | INSTALLATION BLOC | 3BL24G | IEC.309 CLAVIJ/BASES | 3BL24G26F | 60 IEC.309 | 3BL24G26F631 | 60 STRAIG TRAIL PLUG
GW60033H | CLAVIJA MOVIL IP67 3P+N+T 16A 500V 7H | 24.25 | 1 | 1 | 15 | NR | 8011564797109 | 85366990 | 3BL00 | Installation | 3BL | INSTALLATION BLOC | 3BL24G | IEC.309 CLAVIJ/BASES | 3BL24G26F | 60 IEC.309 | 3BL24G26F631 | 60 STRAIG TRAIL PLUG
GW60034FH | CLAVIJA MOVIL IP67 2P+T 32A 110V 4H CR | 32.9 | 1 | 1 | 15 | NR | 8011564797116 | 85366990 | 3BL00 | Installation | 3BL | INSTALLATION BLOC | 3BL24G | IEC.309 CLAVIJ/BASES | 3BL24G26F | 60 IEC.309 | 3BL24G26F631 | 60 STRAIG TRAIL PLUG
GW60034H | CLAVIJA MOVIL IP67 2P+T 32A 110V 4H | 27.2 | 1 | 1 | 15 | NR | 8011564797123 | 85366990 | 3BL00 | Installation | 3BL | INSTALLATION BLOC | 3BL24G | IEC.309 CLAVIJ/BASES | 3BL24G26F | 60 IEC.309 | 3BL24G26F631 | 60 STRAIG TRAIL PLUG
GW60035FH | CLAVIJA MOVIL IP67 3P+T 32A 110V 4H CR | 35.35 | 1 | 1 | 15 | NR | 8011564797130 | 85366990 | 3BL00 | Installation | 3BL | INSTALLATION BLOC | 3BL24G | IEC.309 CLAVIJ/BASES | 3BL24G26F | 60 IEC.309 | 3BL24G26F631 | 60 STRAIG TRAIL PLUG
GW60035H | CLAVIJA MOVIL IP67 3P+T 32A 110V 4H | 29.55 | 1 | 1 | 15 | NR | 8011564797147 | 85366990 | 3BL00 | Installation | 3BL | INSTALLATION BLOC | 3BL24G | IEC.309 CLAVIJ/BASES | 3BL24G26F | 60 IEC.309 | 3BL24G26F631 | 60 STRAIG TRAIL PLUG
GW60036FH | CLAVIJA MOVIL IP67 3P+N+T 32A 110V 4H CR | 42.85 | 1 | 1 | 15 | NR | 8011564797154 | 85366990 | 3BL00 | Installation | 3BL | INSTALLATION BLOC | 3BL24G | IEC.309 CLAVIJ/BASES | 3BL24G26F | 60 IEC.309 | 3BL24G26F631 | 60 STRAIG TRAIL PLUG
GW60036H | CLAVIJA MOVIL IP67 3P+N+T 32A 110V 4H | 35 | 1 | 1 | 15 | NR | 8011564797161 | 85366990 | 3BL00 | Installation | 3BL | INSTALLATION BLOC | 3BL24G | IEC.309 CLAVIJ/BASES | 3BL24G26F | 60 IEC.309 | 3BL24G26F631 | 60 STRAIG TRAIL PLUG
GW60037FH | CLAVIJA MOVIL IP67 2P+T 32A 230V 6H CR | 30.85 | 1 | 1 | 15 | NR | 8011564797178 | 85366990 | 3BL00 | Installation | 3BL | INSTALLATION BLOC | 3BL24G | IEC.309 CLAVIJ/BASES | 3BL24G26F | 60 IEC.309 | 3BL24G26F631 | 60 STRAIG TRAIL PLUG
GW60037H | CLAVIJA MOVIL IP67 2P+T 32A 230V 6H | 25.2 | 1 | 1 | 15 | NR | 8011564797185 | 85366990 | 3BL00 | Installation | 3BL | INSTALLATION BLOC | 3BL24G | IEC.309 CLAVIJ/BASES | 3BL24G26F | 60 IEC.309 | 3BL24G26F631 | 60 STRAIG TRAIL PLUG
GW60038FH | CLAVIJA MOVIL IP67 3P+T 32A 230V 9H CR | 38.8 | 1 | 1 | 15 | NR | 8011564797192 | 85366990 | 3BL00 | Installation | 3BL | INSTALLATION BLOC | 3BL24G | IEC.309 CLAVIJ/BASES | 3BL24G26F | 60 IEC.309 | 3BL24G26F631 | 60 STRAIG TRAIL PLUG
GW60038H | CLAVIJA MOVIL IP67 3P+T 32A 230V 9H | 32.5 | 1 | 1 | 15 | NR | 8011564797208 | 85366990 | 3BL00 | Installation | 3BL | INSTALLATION BLOC | 3BL24G | IEC.309 CLAVIJ/BASES | 3BL24G26F | 60 IEC.309 | 3BL24G26F631 | 60 STRAIG TRAIL PLUG
GW60038WH | CLAVIJA INVERSORA IP67 3P+T 32A 230V 9H | 48.7 | 1 | 1 | 15 | NR | 8011564870475 | 85366990 | 3BL00 | Installation | 3BL | INSTALLATION BLOC | 3BL24G | IEC.309 CLAVIJ/BASES | 3BL24G26F | 60 IEC.309 | 3BL24G26F636 | 60 INVERTER PLUG
GW60039FH | CLAVIJA MOVIL IP67 3P+N+T 32A 230V 9H CR | 42.85 | 1 | 1 | 15 | NR | 8011564797215 | 85366990 | 3BL00 | Installation | 3BL | INSTALLATION BLOC | 3BL24G | IEC.309 CLAVIJ/BASES | 3BL24G26F | 60 IEC.309 | 3BL24G26F631 | 60 STRAIG TRAIL PLUG
GW60039H | CLAVIJA MOVIL IP67 3P+N+T 32A 230V 9H | 35.55 | 1 | 1 | 15 | NR | 8011564797222 | 85366990 | 3BL00 | Installation | 3BL | INSTALLATION BLOC | 3BL24G | IEC.309 CLAVIJ/BASES | 3BL24G26F | 60 IEC.309 | 3BL24G26F631 | 60 STRAIG TRAIL PLUG
GW60039WH | CLAVIJA INVER. IP67 3P+T+N 32A 230V 9H | 53.5 | 1 | 1 | 15 | NR | 8011564870482 | 85366990 | 3BL00 | Installation | 3BL | INSTALLATION BLOC | 3BL24G | IEC.309 CLAVIJ/BASES | 3BL24G26F | 60 IEC.309 | 3BL24G26F636 | 60 INVERTER PLUG
GW60040FH | CLAVIJA MOVIL IP67 2P+T 32A 400V 9H CR | 37.25 | 1 | 1 | 15 | NR | 8011564797239 | 85366990 | 3BL00 | Installation | 3BL | INSTALLATION BLOC | 3BL24G | IEC.309 CLAVIJ/BASES | 3BL24G26F | 60 IEC.309 | 3BL24G26F631 | 60 STRAIG TRAIL PLUG
GW60040H | CLAVIJA MOVIL IP67 2P+T 32A 400V 9H | 30.85 | 1 | 1 | 15 | NR | 8011564797246 | 85366990 | 3BL00 | Installation | 3BL | INSTALLATION BLOC | 3BL24G | IEC.309 CLAVIJ/BASES | 3BL24G26F | 60 IEC.309 | 3BL24G26F631 | 60 STRAIG TRAIL PLUG
GW60041FH | CLAVIJA MOVIL IP67 3P+T 32A 400V 6H CR | 32.6 | 1 | 1 | 15 | NR | 8011564797253 | 85366990 | 3BL00 | Installation | 3BL | INSTALLATION BLOC | 3BL24G | IEC.309 CLAVIJ/BASES | 3BL24G26F | 60 IEC.309 | 3BL24G26F631 | 60 STRAIG TRAIL PLUG
GW60041H | CLAVIJA MOVIL IP67 3P+T 32A 400V 6H | 26.55 | 1 | 1 | 15 | NR | 8011564797260 | 85366990 | 3BL00 | Installation | 3BL | INSTALLATION BLOC | 3BL24G | IEC.309 CLAVIJ/BASES | 3BL24G26F | 60 IEC.309 | 3BL24G26F631 | 60 STRAIG TRAIL PLUG
GW60041WH | CLAVIJA INVERSORA IP67 3P+T 32A 400V 6H | 39.7 | 1 | 1 | 15 | NR | 8011564870499 | 85366990 | 3BL00 | Installation | 3BL | INSTALLATION BLOC | 3BL24G | IEC.309 CLAVIJ/BASES | 3BL24G26F | 60 IEC.309 | 3BL24G26F636 | 60 INVERTER PLUG
GW60042FH | CLAVIJA MOVIL IP67 3P+N+T 32A 400V 6H CR | 37.05 | 1 | 1 | 15 | NR | 8011564797277 | 85366990 | 3BL00 | Installation | 3BL | INSTALLATION BLOC | 3BL24G | IEC.309 CLAVIJ/BASES | 3BL24G26F | 60 IEC.309 | 3BL24G26F631 | 60 STRAIG TRAIL PLUG
GW60042H | CLAVIJA MOVIL IP67 3P+N+T 32A 400V 6H | 30.15 | 1 | 1 | 25 | NR | 8011564797284 | 85366990 | 3BL00 | Installation | 3BL | INSTALLATION BLOC | 3BL24G | IEC.309 CLAVIJ/BASES | 3BL24G26F | 60 IEC.309 | 3BL24G26F631 | 60 STRAIG TRAIL PLUG
GW60042WH | CLAVIJA INVERS. IP67 3P+T+N 32A 400V 6H | 45.25 | 1 | 1 | 15 | NR | 8011564870505 | 85366990 | 3BL00 | Installation | 3BL | INSTALLATION BLOC | 3BL24G | IEC.309 CLAVIJ/BASES | 3BL24G26F | 60 IEC.309 | 3BL24G26F636 | 60 INVERTER PLUG
GW60043H | CLAVIJA MOVIL IP67 3P+T 32A 500V 7H | 32.5 | 1 | 1 | 15 | NR | 8011564797291 | 85366990 | 3BL00 | Installation | 3BL | INSTALLATION BLOC | 3BL24G | IEC.309 CLAVIJ/BASES | 3BL24G26F | 60 IEC.309 | 3BL24G26F631 | 60 STRAIG TRAIL PLUG
GW60044H | CLAVIJA MOVIL IP67 3P+N+T 32A 500V 7H | 35.55 | 1 | 1 | 15 | NR | 8011564797307 | 85366990 | 3BL00 | Installation | 3BL | INSTALLATION BLOC | 3BL24G | IEC.309 CLAVIJ/BASES | 3BL24G26F | 60 IEC.309 | 3BL24G26F631 | 60 STRAIG TRAIL PLUG
GW60056H | CLAVIJA MOVIL IP66-69 3P+T 125A 110V 4H | 203 | 1 | 1 | 2 | NR | 8011564830141 | 85366990 | 3BL00 | Installation | 3BL | INSTALLATION BLOC | 3BL24G | IEC.309 CLAVIJ/BASES | 3BL24G26F | 60 IEC.309 | 3BL24G26F631 | 60 STRAIG TRAIL PLUG
GW60057H | CLAVIJA MOV. IP66-69 3P+N+T 125A 110V 4H | 225 | 1 | 1 | 2 | NR | 8011564830158 | 85366990 | 3BL00 | Installation | 3BL | INSTALLATION BLOC | 3BL24G | IEC.309 CLAVIJ/BASES | 3BL24G26F | 60 IEC.309 | 3BL24G26F631 | 60 STRAIG TRAIL PLUG
GW60058H | CLAVIJA MOVIL IP66-69 3P+T 125A 230V 9H | 203 | 1 | 1 | 2 | NR | 8011564830172 | 85366990 | 3BL00 | Installation | 3BL | INSTALLATION BLOC | 3BL24G | IEC.309 CLAVIJ/BASES | 3BL24G26F | 60 IEC.309 | 3BL24G26F631 | 60 STRAIG TRAIL PLUG
GW60059H | CLAVIJA MOV. IP66-69 3P+N+T 125A 230V 9H | 216.5 | 1 | 1 | 2 | NR | 8011564830189 | 85366990 | 3BL00 | Installation | 3BL | INSTALLATION BLOC | 3BL24G | IEC.309 CLAVIJ/BASES | 3BL24G26F | 60 IEC.309 | 3BL24G26F631 | 60 STRAIG TRAIL PLUG
GW60060H | CLAVIJA MOVIL IP66-69 3P+T 125A 400V 6H | 181 | 1 | 1 | 2 | NR | 8011564830202 | 85366990 | 3BL00 | Installation | 3BL | INSTALLATION BLOC | 3BL24G | IEC.309 CLAVIJ/BASES | 3BL24G26F | 60 IEC.309 | 3BL24G26F631 | 60 STRAIG TRAIL PLUG
GW60061H | CLAVIJA MOV. IP66-69 3P+N+T 125A 400V 6H | 196.5 | 1 | 1 | 2 | NR | 8011564830219 | 85366990 | 3BL00 | Installation | 3BL | INSTALLATION BLOC | 3BL24G | IEC.309 CLAVIJ/BASES | 3BL24G26F | 60 IEC.309 | 3BL24G26F631 | 60 STRAIG TRAIL PLUG
GW60062H | CLAVIJA MOVIL IP66-69 3P+T 125A 500V 7H | 208 | 1 | 1 | 2 | NR | 8011564830233 | 85366990 | 3BL00 | Installation | 3BL | INSTALLATION BLOC | 3BL24G | IEC.309 CLAVIJ/BASES | 3BL24G26F | 60 IEC.309 | 3BL24G26F631 | 60 STRAIG TRAIL PLUG
GW60063H | CLAVIJA MOV. IP66-69 3P+N+T 125A 500V 7H | 225 | 1 | 1 | 2 | NR | 8011564830240 | 85366990 | 3BL00 | Installation | 3BL | INSTALLATION BLOC | 3BL24G | IEC.309 CLAVIJ/BASES | 3BL24G26F | 60 IEC.309 | 3BL24G26F631 | 60 STRAIG TRAIL PLUG
GW60064 | CLAVIJA MOVIL IP44 2P 16A 24V S.R. | 14.4 | 1 | 10 | 40 | NR | 8011564010994 | 85366990 | 3BL00 | Installation | 3BL | INSTALLATION BLOC | 3BL24G | IEC.309 CLAVIJ/BASES | 3BL24G26F | 60 IEC.309 | 3BL24G26F631 | 60 STRAIG TRAIL PLUG
GW60065 | CLAVIJA MOVIL IP44 3P 16A 24V S.R. | 16.95 | 1 | 10 | 20 | NR | 8011564011007 | 85366990 | 3BL00 | Installation | 3BL | INSTALLATION BLOC | 3BL24G | IEC.309 CLAVIJ/BASES | 3BL24G26F | 60 IEC.309 | 3BL24G26F631 | 60 STRAIG TRAIL PLUG
GW60066 | CLAVIJA MOVIL IP44 2P 16A 42V 12H | 14.65 | 1 | 10 | 20 | NR | 8011564011014 | 85366990 | 3BL00 | Installation | 3BL | INSTALLATION BLOC | 3BL24G | IEC.309 CLAVIJ/BASES | 3BL24G26F | 60 IEC.309 | 3BL24G26F631 | 60 STRAIG TRAIL PLUG
GW60067 | CLAVIJA MOVIL IP44 3P 16A 42V 12H | 16.95 | 1 | 10 | 20 | NR | 8011564011021 | 85366990 | 3BL00 | Installation | 3BL | INSTALLATION BLOC | 3BL24G | IEC.309 CLAVIJ/BASES | 3BL24G26F | 60 IEC.309 | 3BL24G26F631 | 60 STRAIG TRAIL PLUG
GW60068 | CLAVIJA MOVIL IP44 2P 16A 24/42V 4H | 17.55 | 1 | 10 | 20 | NR | 8011564011045 | 85366990 | 3BL00 | Installation | 3BL | INSTALLATION BLOC | 3BL24G | IEC.309 CLAVIJ/BASES | 3BL24G26F | 60 IEC.309 | 3BL24G26F631 | 60 STRAIG TRAIL PLUG
GW60069 | CLAVIJA MOVIL IP44 3P 16A 24/42V 4H | 20.1 | 1 | 10 | 20 | NR | 8011564011052 | 85366990 | 3BL00 | Installation | 3BL | INSTALLATION BLOC | 3BL24G | IEC.309 CLAVIJ/BASES | 3BL24G26F | 60 IEC.309 | 3BL24G26F631 | 60 STRAIG TRAIL PLUG
GW60070 | CLAVIJA MOVIL IP44 2P 16A 24/42V 11H | 17.65 | 1 | 10 | 20 | NR | 8011564011069 | 85366990 | 3BL00 | Installation | 3BL | INSTALLATION BLOC | 3BL24G | IEC.309 CLAVIJ/BASES | 3BL24G26F | 60 IEC.309 | 3BL24G26F631 | 60 STRAIG TRAIL PLUG
GW60071 | CLAVIJA MOVIL IP44 3P 16A 24/42V 11H | 20.1 | 1 | 10 | 20 | NR | 8011564011076 | 85366990 | 3BL00 | Installation | 3BL | INSTALLATION BLOC | 3BL24G | IEC.309 CLAVIJ/BASES | 3BL24G26F | 60 IEC.309 | 3BL24G26F631 | 60 STRAIG TRAIL PLUG
GW60072 | CLAVIJA MOVIL IP44 2P 16A CC 10H | 15.8 | 1 | 10 | 20 | NR | 8011564011038 | 85366990 | 3BL00 | Installation | 3BL | INSTALLATION BLOC | 3BL24G | IEC.309 CLAVIJ/BASES | 3BL24G26F | 60 IEC.309 | 3BL24G26F631 | 60 STRAIG TRAIL PLUG
GW60073 | CLAVIJA MOVIL IP44 2P 32A 24V S.R. | 15.8 | 1 | 10 | 20 | NR | 8011564011083 | 85366990 | 3BL00 | Installation | 3BL | INSTALLATION BLOC | 3BL24G | IEC.309 CLAVIJ/BASES | 3BL24G26F | 60 IEC.309 | 3BL24G26F631 | 60 STRAIG TRAIL PLUG
GW60074 | CLAVIJA MOVIL IP44 3P 32A 24V S.R. | 17.65 | 1 | 10 | 20 | NR | 8011564011090 | 85366990 | 3BL00 | Installation | 3BL | INSTALLATION BLOC | 3BL24G | IEC.309 CLAVIJ/BASES | 3BL24G26F | 60 IEC.309 | 3BL24G26F631 | 60 STRAIG TRAIL PLUG
GW60075 | CLAVIJA MOVIL IP44 2P 32A 42V 12H | 14.65 | 1 | 10 | 20 | NR | 8011564011106 | 85366990 | 3BL00 | Installation | 3BL | INSTALLATION BLOC | 3BL24G | IEC.309 CLAVIJ/BASES | 3BL24G26F | 60 IEC.309 | 3BL24G26F631 | 60 STRAIG TRAIL PLUG
GW60076 | CLAVIJA MOVIL IP44 3P 32A 42V 12H | 17.65 | 1 | 10 | 20 | NR | 8011564011113 | 85366990 | 3BL00 | Installation | 3BL | INSTALLATION BLOC | 3BL24G | IEC.309 CLAVIJ/BASES | 3BL24G26F | 60 IEC.309 | 3BL24G26F631 | 60 STRAIG TRAIL PLUG
GW60077 | CLAVIJA MOVIL IP44 2P 32A 24/42V 4H | 17.65 | 1 | 10 | 20 | NR | 8011564011137 | 85366990 | 3BL00 | Installation | 3BL | INSTALLATION BLOC | 3BL24G | IEC.309 CLAVIJ/BASES | 3BL24G26F | 60 IEC.309 | 3BL24G26F631 | 60 STRAIG TRAIL PLUG
GW60078 | CLAVIJA MOVIL IP44 3P 32A 24/42V 4H | 17.95 | 1 | 10 | 20 | NR | 8011564011144 | 85366990 | 3BL00 | Installation | 3BL | INSTALLATION BLOC | 3BL24G | IEC.309 CLAVIJ/BASES | 3BL24G26F | 60 IEC.309 | 3BL24G26F631 | 60 STRAIG TRAIL PLUG
GW60079 | CLAVIJA MOVIL IP44 2P 32A 24/42V 11H | 17.65 | 1 | 10 | 20 | NR | 8011564011151 | 85366990 | 3BL00 | Installation | 3BL | INSTALLATION BLOC | 3BL24G | IEC.309 CLAVIJ/BASES | 3BL24G26F | 60 IEC.309 | 3BL24G26F631 | 60 STRAIG TRAIL PLUG
GW60080 | CLAVIJA MOVIL IP44 3P 32A 24/42V 11H | 19.55 | 1 | 10 | 20 | NR | 8011564011168 | 85366990 | 3BL00 | Installation | 3BL | INSTALLATION BLOC | 3BL24G | IEC.309 CLAVIJ/BASES | 3BL24G26F | 60 IEC.309 | 3BL24G26F631 | 60 STRAIG TRAIL PLUG
GW60081 | CLAVIJA MOVIL IP44 2P 32A CC 10H | 15.8 | 1 | 10 | 20 | NR | 8011564011120 | 85366990 | 3BL00 | Installation | 3BL | INSTALLATION BLOC | 3BL24G | IEC.309 CLAVIJ/BASES | 3BL24G26F | 60 IEC.309 | 3BL24G26F631 | 60 STRAIG TRAIL PLUG
GW60082 | CLAVIJA MOVIL 90º IP44 2P+T 16A 110V | 12.65 | 1 | 10 | 40 | NR | 8011564009127 | 85366990 | 3BL00 | Installation | 3BL | INSTALLATION BLOC | 3BL24G | IEC.309 CLAVIJ/BASES | 3BL24G26F | 60 IEC.309 | 3BL24G26F633 | 60 90° ANG TRAI PLUG
GW60083 | CLAVIJA MOVIL 90º IP44 3P+T 16A 110V | 17.05 | 1 | 10 | 20 | NR | 8011564009134 | 85366990 | 3BL00 | Installation | 3BL | INSTALLATION BLOC | 3BL24G | IEC.309 CLAVIJ/BASES | 3BL24G26F | 60 IEC.309 | 3BL24G26F633 | 60 90° ANG TRAI PLUG
GW60084 | CLAVIJA MOVIL 90º IP44 3P+N+T 16A 110V | 19.45 | 1 | 10 | 20 | NR | 8011564009141 | 85366990 | 3BL00 | Installation | 3BL | INSTALLATION BLOC | 3BL24G | IEC.309 CLAVIJ/BASES | 3BL24G26F | 60 IEC.309 | 3BL24G26F633 | 60 90° ANG TRAI PLUG
GW60085 | CLAVIJA MOVIL 90º IP44 2P+T 16A 230V | 11.4 | 1 | 10 | 40 | NR | 8011564009097 | 85366990 | 3BL00 | Installation | 3BL | INSTALLATION BLOC | 3BL24G | IEC.309 CLAVIJ/BASES | 3BL24G26F | 60 IEC.309 | 3BL24G26F633 | 60 90° ANG TRAI PLUG
GW60086 | CLAVIJA MOVIL 90º IP44 3P+T 16A 230V | 15.25 | 1 | 10 | 20 | NR | 8011564009165 | 85366990 | 3BL00 | Installation | 3BL | INSTALLATION BLOC | 3BL24G | IEC.309 CLAVIJ/BASES | 3BL24G26F | 60 IEC.309 | 3BL24G26F633 | 60 90° ANG TRAI PLUG
GW60087 | CLAVIJA MOVIL 90º IP44 3P+N+T 16A 230V | 19.45 | 1 | 10 | 20 | NR | 8011564009080 | 85366990 | 3BL00 | Installation | 3BL | INSTALLATION BLOC | 3BL24G | IEC.309 CLAVIJ/BASES | 3BL24G26F | 60 IEC.309 | 3BL24G26F633 | 60 90° ANG TRAI PLUG
GW60088 | CLAVIJA MOVIL 90º IP44 2P+T 16A 400V | 15.05 | 1 | 10 | 20 | NR | 8011564009158 | 85366990 | 3BL00 | Installation | 3BL | INSTALLATION BLOC | 3BL24G | IEC.309 CLAVIJ/BASES | 3BL24G26F | 60 IEC.309 | 3BL24G26F633 | 60 90° ANG TRAI PLUG
GW60089 | CLAVIJA MOVIL 90º IP44 3P+T 16A 400V | 13.1 | 1 | 10 | 40 | NR | 8011564009103 | 85366990 | 3BL00 | Installation | 3BL | INSTALLATION BLOC | 3BL24G | IEC.309 CLAVIJ/BASES | 3BL24G26F | 60 IEC.309 | 3BL24G26F633 | 60 90° ANG TRAI PLUG
GW60090 | CLAVIJA MOVIL 90º IP44 3P+N+T 16A 400V | 14.95 | 1 | 10 | 40 | NR | 8011564009110 | 85366990 | 3BL00 | Installation | 3BL | INSTALLATION BLOC | 3BL24G | IEC.309 CLAVIJ/BASES | 3BL24G26F | 60 IEC.309 | 3BL24G26F633 | 60 90° ANG TRAI PLUG
GW60091 | CLAVIJA MOVIL 90º IP44 3P+T 16A 500V | 17.35 | 1 | 10 | 20 | NR | 8011564009172 | 85366990 | 3BL00 | Installation | 3BL | INSTALLATION BLOC | 3BL24G | IEC.309 CLAVIJ/BASES | 3BL24G26F | 60 IEC.309 | 3BL24G26F633 | 60 90° ANG TRAI PLUG
GW60092 | CLAVIJA MOVIL 90º IP44 3P+N+T 16A 500V | 19.45 | 1 | 10 | 20 | NR | 8011564009189 | 85366990 | 3BL00 | Installation | 3BL | INSTALLATION BLOC | 3BL24G | IEC.309 CLAVIJ/BASES | 3BL24G26F | 60 IEC.309 | 3BL24G26F633 | 60 90° ANG TRAI PLUG
GW60093 | CLAVIJA MOVIL 90º IP44 2P+T 32A 110V | 23.75 | 1 | 8 | 16 | NR | 8011564009226 | 85366990 | 3BL00 | Installation | 3BL | INSTALLATION BLOC | 3BL24G | IEC.309 CLAVIJ/BASES | 3BL24G26F | 60 IEC.309 | 3BL24G26F633 | 60 90° ANG TRAI PLUG
GW60094 | CLAVIJA MOVIL 90º IP44 3P+T 32A 110V | 27.2 | 1 | 8 | 16 | NR | 8011564009233 | 85366990 | 3BL00 | Installation | 3BL | INSTALLATION BLOC | 3BL24G | IEC.309 CLAVIJ/BASES | 3BL24G26F | 60 IEC.309 | 3BL24G26F633 | 60 90° ANG TRAI PLUG
GW60095 | CLAVIJA MOVIL 90º IP44 3P+N+T 32A 110V | 31.05 | 1 | 8 | 16 | NR | 8011564009240 | 85366990 | 3BL00 | Installation | 3BL | INSTALLATION BLOC | 3BL24G | IEC.309 CLAVIJ/BASES | 3BL24G26F | 60 IEC.309 | 3BL24G26F633 | 60 90° ANG TRAI PLUG
GW60096 | CLAVIJA MOVIL 90º IP44 2P+T 32A 230V | 19.45 | 1 | 8 | 16 | NR | 8011564009196 | 85366990 | 3BL00 | Installation | 3BL | INSTALLATION BLOC | 3BL24G | IEC.309 CLAVIJ/BASES | 3BL24G26F | 60 IEC.309 | 3BL24G26F633 | 60 90° ANG TRAI PLUG
GW60097 | CLAVIJA MOVIL 90º IP44 3P+T 32A 230V | 27.2 | 1 | 8 | 16 | NR | 8011564009264 | 85366990 | 3BL00 | Installation | 3BL | INSTALLATION BLOC | 3BL24G | IEC.309 CLAVIJ/BASES | 3BL24G26F | 60 IEC.309 | 3BL24G26F633 | 60 90° ANG TRAI PLUG
GW60098 | CLAVIJA MOVIL 90º IP44 3P+N+T 32A 230V | 30.35 | 1 | 8 | 16 | NR | 8011564009288 | 85366990 | 3BL00 | Installation | 3BL | INSTALLATION BLOC | 3BL24G | IEC.309 CLAVIJ/BASES | 3BL24G26F | 60 IEC.309 | 3BL24G26F633 | 60 90° ANG TRAI PLUG
GW60099 | CLAVIJA MOVIL 90º IP44 2P+T 32A 400V | 24.75 | 1 | 8 | 16 | NR | 8011564009257 | 85366990 | 3BL00 | Installation | 3BL | INSTALLATION BLOC | 3BL24G | IEC.309 CLAVIJ/BASES | 3BL24G26F | 60 IEC.309 | 3BL24G26F633 | 60 90° ANG TRAI PLUG
GW60101 | CLAVIJA MOVIL 90º IP44 3P+T 32A 400V | 22.25 | 1 | 8 | 16 | NR | 8011564009202 | 85366990 | 3BL00 | Installation | 3BL | INSTALLATION BLOC | 3BL24G | IEC.309 CLAVIJ/BASES | 3BL24G26F | 60 IEC.309 | 3BL24G26F633 | 60 90° ANG TRAI PLUG
GW60102 | CLAVIJA MOVIL 90º IP44 3P+N+T 32A 400V | 23.95 | 1 | 8 | 16 | NR | 8011564009219 | 85366990 | 3BL00 | Installation | 3BL | INSTALLATION BLOC | 3BL24G | IEC.309 CLAVIJ/BASES | 3BL24G26F | 60 IEC.309 | 3BL24G26F633 | 60 90° ANG TRAI PLUG
GW60103 | CLAVIJA MOVIL 90º IP44 3P+T 32A 500V | 26.7 | 1 | 8 | 16 | NR | 8011564009271 | 85366990 | 3BL00 | Installation | 3BL | INSTALLATION BLOC | 3BL24G | IEC.309 CLAVIJ/BASES | 3BL24G26F | 60 IEC.309 | 3BL24G26F633 | 60 90° ANG TRAI PLUG
GW60104 | CLAVIJA MOVIL 90º IP44 3P+N+T 32A 500V | 31.05 | 1 | 8 | 16 | NR | 8011564009301 | 85366990 | 3BL00 | Installation | 3BL | INSTALLATION BLOC | 3BL24G | IEC.309 CLAVIJ/BASES | 3BL24G26F | 60 IEC.309 | 3BL24G26F633 | 60 90° ANG TRAI PLUG
GW60105 | CLAVIJA MOVIL 90º IP67 2P+T 16A 110V | 21.2 | 1 | 10 | 20 | NR | 8011564009714 | 85366990 | 3BL00 | Installation | 3BL | INSTALLATION BLOC | 3BL24G | IEC.309 CLAVIJ/BASES | 3BL24G26F | 60 IEC.309 | 3BL24G26F633 | 60 90° ANG TRAI PLUG
GW60106 | CLAVIJA MOVIL 90º IP67 3P+T 16A 110V | 25.2 | 1 | 10 | 20 | NR | 8011564009721 | 85366990 | 3BL00 | Installation | 3BL | INSTALLATION BLOC | 3BL24G | IEC.309 CLAVIJ/BASES | 3BL24G26F | 60 IEC.309 | 3BL24G26F633 | 60 90° ANG TRAI PLUG
GW60107 | CLAVIJA MOVIL 90º IP67 3P+N+T 16A 110V | 27.7 | 1 | 10 | 20 | NR | 8011564009738 | 85366990 | 3BL00 | Installation | 3BL | INSTALLATION BLOC | 3BL24G | IEC.309 CLAVIJ/BASES | 3BL24G26F | 60 IEC.309 | 3BL24G26F633 | 60 90° ANG TRAI PLUG
GW60108 | CLAVIJA MOVIL 90º IP67 2P+T 16A 230V | 17.05 | 1 | 10 | 40 | NR | 8011564009684 | 85366990 | 3BL00 | Installation | 3BL | INSTALLATION BLOC | 3BL24G | IEC.309 CLAVIJ/BASES | 3BL24G26F | 60 IEC.309 | 3BL24G26F633 | 60 90° ANG TRAI PLUG
GW60109 | CLAVIJA MOVIL 90º IP67 3P+T 16A 230V | 25.2 | 1 | 10 | 20 | NR | 8011564009752 | 85366990 | 3BL00 | Installation | 3BL | INSTALLATION BLOC | 3BL24G | IEC.309 CLAVIJ/BASES | 3BL24G26F | 60 IEC.309 | 3BL24G26F633 | 60 90° ANG TRAI PLUG
GW60110 | CLAVIJA MOVIL 90º IP67 3P+N+T 16A 230V | 28.2 | 1 | 10 | 20 | NR | 8011564009677 | 85366990 | 3BL00 | Installation | 3BL | INSTALLATION BLOC | 3BL24G | IEC.309 CLAVIJ/BASES | 3BL24G26F | 60 IEC.309 | 3BL24G26F633 | 60 90° ANG TRAI PLUG
GW60111 | CLAVIJA MOVIL 90º IP67 2P+T 16A 400V | 22.25 | 1 | 10 | 20 | NR | 8011564009745 | 85366990 | 3BL00 | Installation | 3BL | INSTALLATION BLOC | 3BL24G | IEC.309 CLAVIJ/BASES | 3BL24G26F | 60 IEC.309 | 3BL24G26F633 | 60 90° ANG TRAI PLUG
GW60112 | CLAVIJA MOVIL 90º IP67 3P+T 16A 400V | 20 | 1 | 10 | 40 | NR | 8011564009691 | 85366990 | 3BL00 | Installation | 3BL | INSTALLATION BLOC | 3BL24G | IEC.309 CLAVIJ/BASES | 3BL24G26F | 60 IEC.309 | 3BL24G26F633 | 60 90° ANG TRAI PLUG
GW60113 | CLAVIJA MOVIL 90º IP67 3P+N+T 16A 400V | 23 | 1 | 10 | 40 | NR | 8011564009707 | 85366990 | 3BL00 | Installation | 3BL | INSTALLATION BLOC | 3BL24G | IEC.309 CLAVIJ/BASES | 3BL24G26F | 60 IEC.309 | 3BL24G26F633 | 60 90° ANG TRAI PLUG
GW60114 | CLAVIJA MOVIL 90º IP67 3P+T 16A 500V | 25.2 | 1 | 10 | 20 | NR | 8011564009769 | 85366990 | 3BL00 | Installation | 3BL | INSTALLATION BLOC | 3BL24G | IEC.309 CLAVIJ/BASES | 3BL24G26F | 60 IEC.309 | 3BL24G26F633 | 60 90° ANG TRAI PLUG
GW60115 | CLAVIJA MOVIL 90º IP67 3P+N+T 16A 500V | 28.55 | 1 | 10 | 20 | NR | 8011564009776 | 85366990 | 3BL00 | Installation | 3BL | INSTALLATION BLOC | 3BL24G | IEC.309 CLAVIJ/BASES | 3BL24G26F | 60 IEC.309 | 3BL24G26F633 | 60 90° ANG TRAI PLUG
GW60116 | CLAVIJA MOVIL 90º IP67 2P+T 32A 110V | 36.7 | 1 | 8 | 16 | NR | 8011564009813 | 85366990 | 3BL00 | Installation | 3BL | INSTALLATION BLOC | 3BL24G | IEC.309 CLAVIJ/BASES | 3BL24G26F | 60 IEC.309 | 3BL24G26F633 | 60 90° ANG TRAI PLUG
GW60117 | CLAVIJA MOVIL 90º IP67 3P+T 32A 110V | 38.25 | 1 | 8 | 16 | NR | 8011564009820 | 85366990 | 3BL00 | Installation | 3BL | INSTALLATION BLOC | 3BL24G | IEC.309 CLAVIJ/BASES | 3BL24G26F | 60 IEC.309 | 3BL24G26F633 | 60 90° ANG TRAI PLUG
GW60118 | CLAVIJA MOVIL 90º IP67 3P+N+T 32A 110V | 43.25 | 1 | 8 | 16 | NR | 8011564009837 | 85366990 | 3BL00 | Installation | 3BL | INSTALLATION BLOC | 3BL24G | IEC.309 CLAVIJ/BASES | 3BL24G26F | 60 IEC.309 | 3BL24G26F633 | 60 90° ANG TRAI PLUG
GW60119 | CLAVIJA MOVIL 90º IP67 2P+T 32A 230V | 32.5 | 1 | 8 | 16 | NR | 8011564009783 | 85366990 | 3BL00 | Installation | 3BL | INSTALLATION BLOC | 3BL24G | IEC.309 CLAVIJ/BASES | 3BL24G26F | 60 IEC.309 | 3BL24G26F633 | 60 90° ANG TRAI PLUG
GW60120 | CLAVIJA MOVIL 90º IP67 3P+T 32A 230V | 40.6 | 1 | 8 | 16 | NR | 8011564009851 | 85366990 | 3BL00 | Installation | 3BL | INSTALLATION BLOC | 3BL24G | IEC.309 CLAVIJ/BASES | 3BL24G26F | 60 IEC.309 | 3BL24G26F633 | 60 90° ANG TRAI PLUG
GW60121 | CLAVIJA MOVIL 90º IP67 3P+N+T 32A 230V | 43.25 | 1 | 8 | 16 | NR | 8011564009295 | 85366990 | 3BL00 | Installation | 3BL | INSTALLATION BLOC | 3BL24G | IEC.309 CLAVIJ/BASES | 3BL24G26F | 60 IEC.309 | 3BL24G26F633 | 60 90° ANG TRAI PLUG
GW60122 | CLAVIJA MOVIL 90º IP67 2P+T 32A 400V | 37.25 | 1 | 8 | 16 | NR | 8011564009844 | 85366990 | 3BL00 | Installation | 3BL | INSTALLATION BLOC | 3BL24G | IEC.309 CLAVIJ/BASES | 3BL24G26F | 60 IEC.309 | 3BL24G26F633 | 60 90° ANG TRAI PLUG
GW60123 | CLAVIJA MOVIL 90º IP67 3P+T 32A 400V 6H | 32.3 | 1 | 8 | 16 | NR | 8011564009790 | 85366990 | 3BL00 | Installation | 3BL | INSTALLATION BLOC | 3BL24G | IEC.309 CLAVIJ/BASES | 3BL24G26F | 60 IEC.309 | 3BL24G26F633 | 60 90° ANG TRAI PLUG
GW60124 | CLAVIJA MOVIL 90º IP67 3P+N+T 32A 400V | 36.95 | 1 | 8 | 16 | NR | 8011564009806 | 85366990 | 3BL00 | Installation | 3BL | INSTALLATION BLOC | 3BL24G | IEC.309 CLAVIJ/BASES | 3BL24G26F | 60 IEC.309 | 3BL24G26F633 | 60 90° ANG TRAI PLUG
GW60125 | CLAVIJA MOVIL 90º IP67 3P+T 32A 500V | 40.6 | 1 | 8 | 16 | NR | 8011564009868 | 85366990 | 3BL00 | Installation | 3BL | INSTALLATION BLOC | 3BL24G | IEC.309 CLAVIJ/BASES | 3BL24G26F | 60 IEC.309 | 3BL24G26F633 | 60 90° ANG TRAI PLUG
GW60126 | CLAVIJA MOVIL 90º IP67 3P+N+T 32A 500V | 43.85 | 1 | 8 | 16 | NR | 8011564009318 | 85366990 | 3BL00 | Installation | 3BL | INSTALLATION BLOC | 3BL24G | IEC.309 CLAVIJ/BASES | 3BL24G26F | 60 IEC.309 | 3BL24G26F633 | 60 90° ANG TRAI PLUG
GW60127 | CLAVIJA MOVIL 90º IP44 2P 16A 24V | 21.65 | 1 | 10 | 40 | NR | 8011564011175 | 85366990 | 3BL00 | Installation | 3BL | INSTALLATION BLOC | 3BL24G | IEC.309 CLAVIJ/BASES | 3BL24G26F | 60 IEC.309 | 3BL24G26F633 | 60 90° ANG TRAI PLUG
GW60128 | CLAVIJA MOVIL 90º IP44 3P 16A 24V | 23.75 | 1 | 10 | 20 | NR | 8011564011182 | 85366990 | 3BL00 | Installation | 3BL | INSTALLATION BLOC | 3BL24G | IEC.309 CLAVIJ/BASES | 3BL24G26F | 60 IEC.309 | 3BL24G26F633 | 60 90° ANG TRAI PLUG
GW60129 | CLAVIJA MOVIL 90º IP44 2P 16A 42V | 21.2 | 1 | 10 | 20 | NR | 8011564011199 | 85366990 | 3BL00 | Installation | 3BL | INSTALLATION BLOC | 3BL24G | IEC.309 CLAVIJ/BASES | 3BL24G26F | 60 IEC.309 | 3BL24G26F633 | 60 90° ANG TRAI PLUG
GW60130 | CLAVIJA MOVIL 90º IP44 3P 16A 42V | 23.55 | 1 | 10 | 20 | NR | 8011564011205 | 85366990 | 3BL00 | Installation | 3BL | INSTALLATION BLOC | 3BL24G | IEC.309 CLAVIJ/BASES | 3BL24G26F | 60 IEC.309 | 3BL24G26F633 | 60 90° ANG TRAI PLUG
GW60131 | CLAVIJA MOVIL 90º IP44 2P 16A 24/42V 4H | 23 | 1 | 10 | 20 | NR | 8011564011229 | 85366990 | 3BL00 | Installation | 3BL | INSTALLATION BLOC | 3BL24G | IEC.309 CLAVIJ/BASES | 3BL24G26F | 60 IEC.309 | 3BL24G26F633 | 60 90° ANG TRAI PLUG
GW60132 | CLAVIJA MOVIL 90º IP44 3P 16A 24/42V 4H | 25.8 | 1 | 10 | 20 | NR | 8011564011236 | 85366990 | 3BL00 | Installation | 3BL | INSTALLATION BLOC | 3BL24G | IEC.309 CLAVIJ/BASES | 3BL24G26F | 60 IEC.309 | 3BL24G26F633 | 60 90° ANG TRAI PLUG
GW60133 | CLAVIJA MOVIL 90º IP44 2P 16A 24/42V 11H | 23 | 1 | 10 | 20 | NR | 8011564011243 | 85366990 | 3BL00 | Installation | 3BL | INSTALLATION BLOC | 3BL24G | IEC.309 CLAVIJ/BASES | 3BL24G26F | 60 IEC.309 | 3BL24G26F633 | 60 90° ANG TRAI PLUG
GW60134 | CLAVIJA MOVIL 90º IP44 3P 16A 24/42V 11H | 25.8 | 1 | 10 | 20 | NR | 8011564011250 | 85366990 | 3BL00 | Installation | 3BL | INSTALLATION BLOC | 3BL24G | IEC.309 CLAVIJ/BASES | 3BL24G26F | 60 IEC.309 | 3BL24G26F633 | 60 90° ANG TRAI PLUG
GW60135 | CLAVIJA MOVIL 90º IP44 2P 16A CC | 21.65 | 1 | 10 | 20 | NR | 8011564011212 | 85366990 | 3BL00 | Installation | 3BL | INSTALLATION BLOC | 3BL24G | IEC.309 CLAVIJ/BASES | 3BL24G26F | 60 IEC.309 | 3BL24G26F633 | 60 90° ANG TRAI PLUG
GW60136 | CLAVIJA MOVIL 90º IP44 2P 32A 24V | 21.65 | 1 | 10 | 20 | NR | 8011564011267 | 85366990 | 3BL00 | Installation | 3BL | INSTALLATION BLOC | 3BL24G | IEC.309 CLAVIJ/BASES | 3BL24G26F | 60 IEC.309 | 3BL24G26F633 | 60 90° ANG TRAI PLUG
GW60137 | CLAVIJA MOVIL 90º IP44 3P 32A 24V | 23 | 1 | 10 | 20 | NR | 8011564011274 | 85366990 | 3BL00 | Installation | 3BL | INSTALLATION BLOC | 3BL24G | IEC.309 CLAVIJ/BASES | 3BL24G26F | 60 IEC.309 | 3BL24G26F633 | 60 90° ANG TRAI PLUG
GW60138 | CLAVIJA MOVIL 90º IP44 2P 32A 42V | 21.65 | 1 | 10 | 20 | NR | 8011564011281 | 85366990 | 3BL00 | Installation | 3BL | INSTALLATION BLOC | 3BL24G | IEC.309 CLAVIJ/BASES | 3BL24G26F | 60 IEC.309 | 3BL24G26F633 | 60 90° ANG TRAI PLUG
GW60139 | CLAVIJA MOVIL 90º IP44 3P 32A 42V | 23 | 1 | 10 | 20 | NR | 8011564011298 | 85366990 | 3BL00 | Installation | 3BL | INSTALLATION BLOC | 3BL24G | IEC.309 CLAVIJ/BASES | 3BL24G26F | 60 IEC.309 | 3BL24G26F633 | 60 90° ANG TRAI PLUG
GW60140 | CLAVIJA MOVIL 90º IP44 2P 32A 24/42V 4H | 23 | 1 | 10 | 20 | NR | 8011564011311 | 85366990 | 3BL00 | Installation | 3BL | INSTALLATION BLOC | 3BL24G | IEC.309 CLAVIJ/BASES | 3BL24G26F | 60 IEC.309 | 3BL24G26F633 | 60 90° ANG TRAI PLUG
GW60141 | CLAVIJA MOVIL 90º IP44 3P 32A 24/42V 4H | 25.9 | 1 | 10 | 20 | NR | 8011564011328 | 85366990 | 3BL00 | Installation | 3BL | INSTALLATION BLOC | 3BL24G | IEC.309 CLAVIJ/BASES | 3BL24G26F | 60 IEC.309 | 3BL24G26F633 | 60 90° ANG TRAI PLUG
GW60142 | CLAVIJA MOVIL 90º IP44 2P 32A 24/42V 11H | 23 | 1 | 10 | 20 | NR | 8011564011335 | 85366990 | 3BL00 | Installation | 3BL | INSTALLATION BLOC | 3BL24G | IEC.309 CLAVIJ/BASES | 3BL24G26F | 60 IEC.309 | 3BL24G26F633 | 60 90° ANG TRAI PLUG
GW60143 | CLAVIJA MOVIL 90º IP44 3P 32A 24/42V 11H | 25.6 | 1 | 10 | 20 | NR | 8011564011342 | 85366990 | 3BL00 | Installation | 3BL | INSTALLATION BLOC | 3BL24G | IEC.309 CLAVIJ/BASES | 3BL24G26F | 60 IEC.309 | 3BL24G26F633 | 60 90° ANG TRAI PLUG
GW60144 | CLAVIJA MOVIL 90º IP44 2P 32A CC | 21.2 | 1 | 10 | 20 | NR | 8011564011304 | 85366990 | 3BL00 | Installation | 3BL | INSTALLATION BLOC | 3BL24G | IEC.309 CLAVIJ/BASES | 3BL24G26F | 60 IEC.309 | 3BL24G26F633 | 60 90° ANG TRAI PLUG
GW60145H | CLAVIJA MOVIL IP67 3P+T 32A 380/440V 3H | 31.45 | 1 | 1 | 25 | NR | 8011564797314 | 85366990 | 3BL00 | Installation | 3BL | INSTALLATION BLOC | 3BL24G | IEC.309 CLAVIJ/BASES | 3BL24G26F | 60 IEC.309 | 3BL24G26F631 | 60 STRAIG TRAIL PLUG
GW60146 | CLAVIJA MOVIL 90º IP67 3P+T 32A 400V 3H | 40.6 | 1 | 8 | 16 | NR | 8011564025028 | 85366990 | 3BL00 | Installation | 3BL | INSTALLATION BLOC | 3BL24G | IEC.309 CLAVIJ/BASES | 3BL24G26F | 60 IEC.309 | 3BL24G26F633 | 60 90° ANG TRAI PLUG
GW60191 | CLAVIJA SCHUKO 2P+T IP68 | 59 | 1 | 10 | 40 | NR | 8011564445604 | 85366990 | 3BL00 | Installation | 3BL | INSTALLATION BLOC | 3BL24G | IEC.309 CLAVIJ/BASES | 3BL24G26F | 60 IEC.309 | 3BL24G26F643 | 62 FLUSH-MOUNT SOCK
GW60201 | CLAVIJA FIJA IP44 2P+T 16A 110V | 17.05 | 1 | 10 | 20 | NR | 8011564009905 | 85366990 | 3BL00 | Installation | 3BL | INSTALLATION BLOC | 3BL24G | IEC.309 CLAVIJ/BASES | 3BL24G26F | 60 IEC.309 | 3BL24G26F635 | 60 FLUSH-MOUNT PLUG
GW60202 | CLAVIJA FIJA IP44 3P+T 16A 110V | 21.95 | 1 | 10 | 20 | NR | 8011564009912 | 85366990 | 3BL00 | Installation | 3BL | INSTALLATION BLOC | 3BL24G | IEC.309 CLAVIJ/BASES | 3BL24G26F | 60 IEC.309 | 3BL24G26F635 | 60 FLUSH-MOUNT PLUG
GW60203 | CLAVIJA FIJA IP44 3P+N+T 16A 110V | 24.45 | 1 | 10 | 20 | NR | 8011564009929 | 85366990 | 3BL00 | Installation | 3BL | INSTALLATION BLOC | 3BL24G | IEC.309 CLAVIJ/BASES | 3BL24G26F | 60 IEC.309 | 3BL24G26F635 | 60 FLUSH-MOUNT PLUG
GW60204 | CLAVIJA FIJA IP44 2P+T 16A 230V | 15.8 | 1 | 10 | 20 | NR | 8011564009875 | 85366990 | 3BL00 | Installation | 3BL | INSTALLATION BLOC | 3BL24G | IEC.309 CLAVIJ/BASES | 3BL24G26F | 60 IEC.309 | 3BL24G26F635 | 60 FLUSH-MOUNT PLUG
GW60205 | CLAVIJA FIJA IP44 3P+T 16A 230V | 19.8 | 1 | 10 | 20 | NR | 8011564009943 | 85366990 | 3BL00 | Installation | 3BL | INSTALLATION BLOC | 3BL24G | IEC.309 CLAVIJ/BASES | 3BL24G26F | 60 IEC.309 | 3BL24G26F635 | 60 FLUSH-MOUNT PLUG
GW60206 | CLAVIJA FIJA IP44 3P+N+T 16A 230V | 24.45 | 1 | 10 | 20 | NR | 8011564009967 | 85366990 | 3BL00 | Installation | 3BL | INSTALLATION BLOC | 3BL24G | IEC.309 CLAVIJ/BASES | 3BL24G26F | 60 IEC.309 | 3BL24G26F635 | 60 FLUSH-MOUNT PLUG
GW60207 | CLAVIJA FIJA IP44 2P+T 16A 400V | 19.45 | 1 | 10 | 20 | NR | 8011564009936 | 85366990 | 3BL00 | Installation | 3BL | INSTALLATION BLOC | 3BL24G | IEC.309 CLAVIJ/BASES | 3BL24G26F | 60 IEC.309 | 3BL24G26F635 | 60 FLUSH-MOUNT PLUG
GW60208 | CLAVIJA FIJA IP44 3P+T 16A 400V | 18.3 | 1 | 10 | 20 | NR | 8011564009882 | 85366990 | 3BL00 | Installation | 3BL | INSTALLATION BLOC | 3BL24G | IEC.309 CLAVIJ/BASES | 3BL24G26F | 60 IEC.309 | 3BL24G26F635 | 60 FLUSH-MOUNT PLUG
GW60209 | CLAVIJA FIJA IP44 3P+N+T 16A 400V | 21.3 | 1 | 10 | 20 | NR | 8011564009899 | 85366990 | 3BL00 | Installation | 3BL | INSTALLATION BLOC | 3BL24G | IEC.309 CLAVIJ/BASES | 3BL24G26F | 60 IEC.309 | 3BL24G26F635 | 60 FLUSH-MOUNT PLUG
GW60210 | CLAVIJA FIJA IP44 3P+T 16A 500V | 21.55 | 1 | 10 | 20 | NR | 8011564009950 | 85366990 | 3BL00 | Installation | 3BL | INSTALLATION BLOC | 3BL24G | IEC.309 CLAVIJ/BASES | 3BL24G26F | 60 IEC.309 | 3BL24G26F635 | 60 FLUSH-MOUNT PLUG
GW60211 | CLAVIJA FIJA IP44 3P+N+T 16A 500V | 24.35 | 1 | 10 | 20 | NR | 8011564010062 | 85366990 | 3BL00 | Installation | 3BL | INSTALLATION BLOC | 3BL24G | IEC.309 CLAVIJ/BASES | 3BL24G26F | 60 IEC.309 | 3BL24G26F635 | 60 FLUSH-MOUNT PLUG
GW60212 | CLAVIJA FIJA IP44 2P+T 32A 110V | 26.9 | 1 | 8 | 16 | NR | 8011564010000 | 85366990 | 3BL00 | Installation | 3BL | INSTALLATION BLOC | 3BL24G | IEC.309 CLAVIJ/BASES | 3BL24G26F | 60 IEC.309 | 3BL24G26F635 | 60 FLUSH-MOUNT PLUG
GW60213 | CLAVIJA FIJA IP44 3P+T 32A 110V | 30.85 | 1 | 8 | 16 | NR | 8011564010017 | 85366990 | 3BL00 | Installation | 3BL | INSTALLATION BLOC | 3BL24G | IEC.309 CLAVIJ/BASES | 3BL24G26F | 60 IEC.309 | 3BL24G26F635 | 60 FLUSH-MOUNT PLUG
GW60214 | CLAVIJA FIJA IP44 3P+N+T 32A 110V | 34.3 | 1 | 8 | 16 | NR | 8011564010024 | 85366990 | 3BL00 | Installation | 3BL | INSTALLATION BLOC | 3BL24G | IEC.309 CLAVIJ/BASES | 3BL24G26F | 60 IEC.309 | 3BL24G26F635 | 60 FLUSH-MOUNT PLUG
GW60215 | CLAVIJA FIJA IP44 2P+T 32A 230V | 23.85 | 1 | 8 | 16 | NR | 8011564009974 | 85366990 | 3BL00 | Installation | 3BL | INSTALLATION BLOC | 3BL24G | IEC.309 CLAVIJ/BASES | 3BL24G26F | 60 IEC.309 | 3BL24G26F635 | 60 FLUSH-MOUNT PLUG
GW60216 | CLAVIJA FIJA IP44 3P+T 32A 230V | 30.15 | 1 | 8 | 16 | NR | 8011564010048 | 85366990 | 3BL00 | Installation | 3BL | INSTALLATION BLOC | 3BL24G | IEC.309 CLAVIJ/BASES | 3BL24G26F | 60 IEC.309 | 3BL24G26F635 | 60 FLUSH-MOUNT PLUG
GW60217 | CLAVIJA FIJA IP44 3P+N+T 32A 230V | 33.5 | 1 | 8 | 16 | NR | 8011564010079 | 85366990 | 3BL00 | Installation | 3BL | INSTALLATION BLOC | 3BL24G | IEC.309 CLAVIJ/BASES | 3BL24G26F | 60 IEC.309 | 3BL24G26F635 | 60 FLUSH-MOUNT PLUG
GW60218 | CLAVIJA FIJA IP44 2P+T 32A 400V | 28.2 | 1 | 8 | 16 | NR | 8011564010031 | 85366990 | 3BL00 | Installation | 3BL | INSTALLATION BLOC | 3BL24G | IEC.309 CLAVIJ/BASES | 3BL24G26F | 60 IEC.309 | 3BL24G26F635 | 60 FLUSH-MOUNT PLUG
GW60219 | CLAVIJA FIJA IP44 3P+T 32A 400V | 25.4 | 1 | 8 | 16 | NR | 8011564009981 | 85366990 | 3BL00 | Installation | 3BL | INSTALLATION BLOC | 3BL24G | IEC.309 CLAVIJ/BASES | 3BL24G26F | 60 IEC.309 | 3BL24G26F635 | 60 FLUSH-MOUNT PLUG
GW60220 | CLAVIJA FIJA IP44 3P+N+T 32A 400V | 28.2 | 1 | 8 | 16 | NR | 8011564009998 | 85366990 | 3BL00 | Installation | 3BL | INSTALLATION BLOC | 3BL24G | IEC.309 CLAVIJ/BASES | 3BL24G26F | 60 IEC.309 | 3BL24G26F635 | 60 FLUSH-MOUNT PLUG
GW60221 | CLAVIJA FIJA IP44 3P+T 32A 500V | 30.15 | 1 | 8 | 16 | NR | 8011564010055 | 85366990 | 3BL00 | Installation | 3BL | INSTALLATION BLOC | 3BL24G | IEC.309 CLAVIJ/BASES | 3BL24G26F | 60 IEC.309 | 3BL24G26F635 | 60 FLUSH-MOUNT PLUG
GW60222 | CLAVIJA FIJA IP44 3P+N+T 32A 500V | 33.5 | 1 | 8 | 16 | NR | 8011564010086 | 85366990 | 3BL00 | Installation | 3BL | INSTALLATION BLOC | 3BL24G | IEC.309 CLAVIJ/BASES | 3BL24G26F | 60 IEC.309 | 3BL24G26F635 | 60 FLUSH-MOUNT PLUG
GW60223 | CLAVIJA FIJA IP67 2P+T 16A 110V | 25.4 | 1 | 10 | 20 | NR | 8011564010123 | 85366990 | 3BL00 | Installation | 3BL | INSTALLATION BLOC | 3BL24G | IEC.309 CLAVIJ/BASES | 3BL24G26F | 60 IEC.309 | 3BL24G26F635 | 60 FLUSH-MOUNT PLUG
GW60224 | CLAVIJA FIJA IP67 3P+T 16A 110V | 27.2 | 1 | 10 | 20 | NR | 8011564010130 | 85366990 | 3BL00 | Installation | 3BL | INSTALLATION BLOC | 3BL24G | IEC.309 CLAVIJ/BASES | 3BL24G26F | 60 IEC.309 | 3BL24G26F635 | 60 FLUSH-MOUNT PLUG
GW60225 | CLAVIJA FIJA IP67 3P+N+T 16A 110V | 32.8 | 1 | 10 | 20 | NR | 8011564010147 | 85366990 | 3BL00 | Installation | 3BL | INSTALLATION BLOC | 3BL24G | IEC.309 CLAVIJ/BASES | 3BL24G26F | 60 IEC.309 | 3BL24G26F635 | 60 FLUSH-MOUNT PLUG
GW60226 | CLAVIJA FIJA IP67 2P+T 16A 230V | 20 | 1 | 10 | 20 | NR | 8011564010093 | 85366990 | 3BL00 | Installation | 3BL | INSTALLATION BLOC | 3BL24G | IEC.309 CLAVIJ/BASES | 3BL24G26F | 60 IEC.309 | 3BL24G26F635 | 60 FLUSH-MOUNT PLUG
GW60227 | CLAVIJA FIJA IP67 3P+T 16A 230V | 27.2 | 1 | 10 | 20 | NR | 8011564010161 | 85366990 | 3BL00 | Installation | 3BL | INSTALLATION BLOC | 3BL24G | IEC.309 CLAVIJ/BASES | 3BL24G26F | 60 IEC.309 | 3BL24G26F635 | 60 FLUSH-MOUNT PLUG
GW60228 | CLAVIJA FIJA IP67 3P+N+T 16A 230V | 32.5 | 1 | 10 | 20 | NR | 8011564010185 | 85366990 | 3BL00 | Installation | 3BL | INSTALLATION BLOC | 3BL24G | IEC.309 CLAVIJ/BASES | 3BL24G26F | 60 IEC.309 | 3BL24G26F635 | 60 FLUSH-MOUNT PLUG
GW60229 | CLAVIJA FIJA IP67 2P+T 16A 400V | 26.35 | 1 | 10 | 20 | NR | 8011564010154 | 85366990 | 3BL00 | Installation | 3BL | INSTALLATION BLOC | 3BL24G | IEC.309 CLAVIJ/BASES | 3BL24G26F | 60 IEC.309 | 3BL24G26F635 | 60 FLUSH-MOUNT PLUG
GW60230 | CLAVIJA FIJA IP67 3P+T 16A 400V | 24.85 | 1 | 10 | 20 | NR | 8011564010109 | 85366990 | 3BL00 | Installation | 3BL | INSTALLATION BLOC | 3BL24G | IEC.309 CLAVIJ/BASES | 3BL24G26F | 60 IEC.309 | 3BL24G26F635 | 60 FLUSH-MOUNT PLUG
GW60231 | CLAVIJA FIJA IP67 3P+N+T 16A 400V | 28.55 | 1 | 10 | 20 | NR | 8011564010116 | 85366990 | 3BL00 | Installation | 3BL | INSTALLATION BLOC | 3BL24G | IEC.309 CLAVIJ/BASES | 3BL24G26F | 60 IEC.309 | 3BL24G26F635 | 60 FLUSH-MOUNT PLUG
GW60232 | CLAVIJA FIJA IP67 3P+T 16A 500V | 28.55 | 1 | 10 | 20 | NR | 8011564010178 | 85366990 | 3BL00 | Installation | 3BL | INSTALLATION BLOC | 3BL24G | IEC.309 CLAVIJ/BASES | 3BL24G26F | 60 IEC.309 | 3BL24G26F635 | 60 FLUSH-MOUNT PLUG
GW60233 | CLAVIJA FIJA IP67 3P+N+T 16A 500V | 32.5 | 1 | 10 | 20 | NR | 8011564010284 | 85366990 | 3BL00 | Installation | 3BL | INSTALLATION BLOC | 3BL24G | IEC.309 CLAVIJ/BASES | 3BL24G26F | 60 IEC.309 | 3BL24G26F635 | 60 FLUSH-MOUNT PLUG
GW60234 | CLAVIJA FIJA IP67 2P+T 32A 110V | 35 | 1 | 8 | 16 | NR | 8011564010222 | 85366990 | 3BL00 | Installation | 3BL | INSTALLATION BLOC | 3BL24G | IEC.309 CLAVIJ/BASES | 3BL24G26F | 60 IEC.309 | 3BL24G26F635 | 60 FLUSH-MOUNT PLUG
GW60235 | CLAVIJA FIJA IP67 3P+T 32A 110V | 36.7 | 1 | 8 | 16 | NR | 8011564010239 | 85366990 | 3BL00 | Installation | 3BL | INSTALLATION BLOC | 3BL24G | IEC.309 CLAVIJ/BASES | 3BL24G26F | 60 IEC.309 | 3BL24G26F635 | 60 FLUSH-MOUNT PLUG
GW60236 | CLAVIJA FIJA IP67 3P+N+T 32A 110V | 41.8 | 1 | 8 | 16 | NR | 8011564010246 | 85366990 | 3BL00 | Installation | 3BL | INSTALLATION BLOC | 3BL24G | IEC.309 CLAVIJ/BASES | 3BL24G26F | 60 IEC.309 | 3BL24G26F635 | 60 FLUSH-MOUNT PLUG
GW60237 | CLAVIJA FIJA IP67 2P+T 32A 230V | 32.5 | 1 | 8 | 16 | NR | 8011564010192 | 85366990 | 3BL00 | Installation | 3BL | INSTALLATION BLOC | 3BL24G | IEC.309 CLAVIJ/BASES | 3BL24G26F | 60 IEC.309 | 3BL24G26F635 | 60 FLUSH-MOUNT PLUG
GW60238 | CLAVIJA FIJA IP67 3P+T 32A 230V | 38.55 | 1 | 8 | 16 | NR | 8011564010260 | 85366990 | 3BL00 | Installation | 3BL | INSTALLATION BLOC | 3BL24G | IEC.309 CLAVIJ/BASES | 3BL24G26F | 60 IEC.309 | 3BL24G26F635 | 60 FLUSH-MOUNT PLUG
GW60239 | CLAVIJA FIJA IP67 3P+N+T 32A 230V | 41.8 | 1 | 8 | 16 | NR | 8011564010291 | 85366990 | 3BL00 | Installation | 3BL | INSTALLATION BLOC | 3BL24G | IEC.309 CLAVIJ/BASES | 3BL24G26F | 60 IEC.309 | 3BL24G26F635 | 60 FLUSH-MOUNT PLUG
GW60240 | CLAVIJA FIJA IP67 2P+T 32A 400V | 36.7 | 1 | 8 | 16 | NR | 8011564010253 | 85366990 | 3BL00 | Installation | 3BL | INSTALLATION BLOC | 3BL24G | IEC.309 CLAVIJ/BASES | 3BL24G26F | 60 IEC.309 | 3BL24G26F635 | 60 FLUSH-MOUNT PLUG
GW60241 | CLAVIJA FIJA IP67 3P+T 32A 400V | 34.3 | 1 | 8 | 16 | NR | 8011564010208 | 85366990 | 3BL00 | Installation | 3BL | INSTALLATION BLOC | 3BL24G | IEC.309 CLAVIJ/BASES | 3BL24G26F | 60 IEC.309 | 3BL24G26F635 | 60 FLUSH-MOUNT PLUG
GW60242 | CLAVIJA FIJA IP67 3P+N+T 32A 400V | 37.25 | 1 | 8 | 16 | NR | 8011564010215 | 85366990 | 3BL00 | Installation | 3BL | INSTALLATION BLOC | 3BL24G | IEC.309 CLAVIJ/BASES | 3BL24G26F | 60 IEC.309 | 3BL24G26F635 | 60 FLUSH-MOUNT PLUG
GW60243 | CLAVIJA FIJA IP67 3P+T 32A 500V | 38.55 | 1 | 8 | 16 | NR | 8011564010277 | 85366990 | 3BL00 | Installation | 3BL | INSTALLATION BLOC | 3BL24G | IEC.309 CLAVIJ/BASES | 3BL24G26F | 60 IEC.309 | 3BL24G26F635 | 60 FLUSH-MOUNT PLUG
GW60244 | CLAVIJA FIJA IP67 3P+N+T 32A 500V | 41.8 | 1 | 8 | 16 | NR | 8011564010307 | 85366990 | 3BL00 | Installation | 3BL | INSTALLATION BLOC | 3BL24G | IEC.309 CLAVIJ/BASES | 3BL24G26F | 60 IEC.309 | 3BL24G26F635 | 60 FLUSH-MOUNT PLUG
GW60263 | TAPA IP67 P/CLAVIJA 16A-2P+T | 3.35 | 1 | 10 | 120 | NR | 8011564010949 | 85389099 | 3BL00 | Installation | 3BL | INSTALLATION BLOC | 3BL24G | IEC.309 CLAVIJ/BASES | 3BL24G26F | 60 IEC.309 | 3BL24G26F638 | 60 PLUG ACCESSORIES
GW60264 | TAPA IP67 CLAVIJAS 16A 3P+T | 3.81 | 1 | 10 | 120 | NR | 8011564010956 | 85389099 | 3BL00 | Installation | 3BL | INSTALLATION BLOC | 3BL24G | IEC.309 CLAVIJ/BASES | 3BL24G26F | 60 IEC.309 | 3BL24G26F638 | 60 PLUG ACCESSORIES
GW60265 | TAPA IP67 CLAVIJAS 16A 3P+N+T | 4.17 | 1 | 10 | 80 | NR | 8011564010963 | 85389099 | 3BL00 | Installation | 3BL | INSTALLATION BLOC | 3BL24G | IEC.309 CLAVIJ/BASES | 3BL24G26F | 60 IEC.309 | 3BL24G26F638 | 60 PLUG ACCESSORIES
GW60266 | TAPA IP67 P/CLAVIJA 2/3P+T 32A | 4.58 | 1 | 8 | 64 | NR | 8011564010970 | 85389099 | 3BL00 | Installation | 3BL | INSTALLATION BLOC | 3BL24G | IEC.309 CLAVIJ/BASES | 3BL24G26F | 60 IEC.309 | 3BL24G26F638 | 60 PLUG ACCESSORIES
GW60267 | TAPA IP67 CLAVIJAS 3P+N+T 32A | 4.64 | 1 | 8 | 64 | NR | 8011564010987 | 85389099 | 3BL00 | Installation | 3BL | INSTALLATION BLOC | 3BL24G | IEC.309 CLAVIJ/BASES | 3BL24G26F | 60 IEC.309 | 3BL24G26F638 | 60 PLUG ACCESSORIES
GW60268 | CLAVIJA FIJA IP67 3P+T 32A 400V 3H | 38.55 | 1 | 8 | 16 | NR | 8011564025035 | 85366990 | 3BL00 | Installation | 3BL | INSTALLATION BLOC | 3BL24G | IEC.309 CLAVIJ/BASES | 3BL24G26F | 60 IEC.309 | 3BL24G26F635 | 60 FLUSH-MOUNT PLUG
GW60269 | TAPA ESTANCA CLAVIJA 63A | 7.25 | 1 | 5 | 40 | NR | 8011564866126 | 85389099 | 3BL00 | Installation | 3BL | INSTALLATION BLOC | 3BL24G | IEC.309 CLAVIJ/BASES | 3BL24G26F | 60 IEC.309 | 3BL24G26F638 | 60 PLUG ACCESSORIES
GW60270 | TAPA ESTANCA CLAVIJA 125A | 7.65 | 1 | 5 | 20 | NR | 8011564866133 | 85389099 | 3BL00 | Installation | 3BL | INSTALLATION BLOC | 3BL24G | IEC.309 CLAVIJ/BASES | 3BL24G26F | 60 IEC.309 | 3BL24G26F638 | 60 PLUG ACCESSORIES
GW60401 | CLAVIJA SUP.90º IP44 16A 2P+T 110V | 13.6 | 1 | 10 | 20 | NR | 8011564010345 | 85366990 | 3BL00 | Installation | 3BL | INSTALLATION BLOC | 3BL24G | IEC.309 CLAVIJ/BASES | 3BL24G26F | 60 IEC.309 | 3BL24G26F637 | 60 90° SURFAC M PLUG
GW60402 | CLAVIJA SUP.90º IP44 3P+T 16A 110V | 18.8 | 1 | 10 | 20 | NR | 8011564010352 | 85366990 | 3BL00 | Installation | 3BL | INSTALLATION BLOC | 3BL24G | IEC.309 CLAVIJ/BASES | 3BL24G26F | 60 IEC.309 | 3BL24G26F637 | 60 90° SURFAC M PLUG
GW60403 | CLAVIJA SUP.90º IP44 3P+N+T 16A 110V | 23.65 | 1 | 10 | 20 | NR | 8011564010369 | 85366990 | 3BL00 | Installation | 3BL | INSTALLATION BLOC | 3BL24G | IEC.309 CLAVIJ/BASES | 3BL24G26F | 60 IEC.309 | 3BL24G26F637 | 60 90° SURFAC M PLUG
GW60404 | CLAVIJA SUP.90º IP44 2P+T 16A 230V | 13.6 | 1 | 10 | 40 | NR | 8011564010314 | 85366990 | 3BL00 | Installation | 3BL | INSTALLATION BLOC | 3BL24G | IEC.309 CLAVIJ/BASES | 3BL24G26F | 60 IEC.309 | 3BL24G26F637 | 60 90° SURFAC M PLUG
GW60405 | CLAVIJA SUP.90º IP44 3P+T 16A 230V | 17.65 | 1 | 10 | 20 | NR | 8011564010383 | 85366990 | 3BL00 | Installation | 3BL | INSTALLATION BLOC | 3BL24G | IEC.309 CLAVIJ/BASES | 3BL24G26F | 60 IEC.309 | 3BL24G26F637 | 60 90° SURFAC M PLUG
GW60406 | CLAVIJA SUP.90º IP44 3P+N+T 16A 230V | 23 | 1 | 10 | 20 | NR | 8011564010406 | 85366990 | 3BL00 | Installation | 3BL | INSTALLATION BLOC | 3BL24G | IEC.309 CLAVIJ/BASES | 3BL24G26F | 60 IEC.309 | 3BL24G26F637 | 60 90° SURFAC M PLUG
GW60407 | CLAVIJA SUP.90º IP44 2P+T 16A 400V | 17.55 | 1 | 10 | 20 | NR | 8011564010376 | 85366990 | 3BL00 | Installation | 3BL | INSTALLATION BLOC | 3BL24G | IEC.309 CLAVIJ/BASES | 3BL24G26F | 60 IEC.309 | 3BL24G26F637 | 60 90° SURFAC M PLUG
GW60408 | CLAVIJA SUP.90º IP44 3P+T 16A 400V | 14.95 | 1 | 10 | 40 | NR | 8011564010321 | 85366990 | 3BL00 | Installation | 3BL | INSTALLATION BLOC | 3BL24G | IEC.309 CLAVIJ/BASES | 3BL24G26F | 60 IEC.309 | 3BL24G26F637 | 60 90° SURFAC M PLUG
GW60409 | CLAVIJA SUP.90º IP44 3P+N+T 16A 400V | 17.65 | 1 | 10 | 20 | NR | 8011564010338 | 85366990 | 3BL00 | Installation | 3BL | INSTALLATION BLOC | 3BL24G | IEC.309 CLAVIJ/BASES | 3BL24G26F | 60 IEC.309 | 3BL24G26F637 | 60 90° SURFAC M PLUG
GW60410 | CLAVIJA SUP.90º IP44 3P+T 16A 500V | 19.45 | 1 | 10 | 20 | NR | 8011564010390 | 85366990 | 3BL00 | Installation | 3BL | INSTALLATION BLOC | 3BL24G | IEC.309 CLAVIJ/BASES | 3BL24G26F | 60 IEC.309 | 3BL24G26F637 | 60 90° SURFAC M PLUG
GW60411 | CLAVIJA SUP.90º IP44 3P+N+T 16A 500V | 23.75 | 1 | 10 | 20 | NR | 8011564010505 | 85366990 | 3BL00 | Installation | 3BL | INSTALLATION BLOC | 3BL24G | IEC.309 CLAVIJ/BASES | 3BL24G26F | 60 IEC.309 | 3BL24G26F637 | 60 90° SURFAC M PLUG
GW60412 | CLAVIJA SUP.90º IP44 2P+T 32A 110V | 25.8 | 1 | 8 | 16 | NR | 8011564010444 | 85366990 | 3BL00 | Installation | 3BL | INSTALLATION BLOC | 3BL24G | IEC.309 CLAVIJ/BASES | 3BL24G26F | 60 IEC.309 | 3BL24G26F637 | 60 90° SURFAC M PLUG
GW60413 | CLAVIJA SUP.90º IP44 3P+T 32A 110V | 29.25 | 1 | 8 | 16 | NR | 8011564010451 | 85366990 | 3BL00 | Installation | 3BL | INSTALLATION BLOC | 3BL24G | IEC.309 CLAVIJ/BASES | 3BL24G26F | 60 IEC.309 | 3BL24G26F637 | 60 90° SURFAC M PLUG
GW60414 | CLAVIJA SUP.90º IP44 3P+N+T 32A 110V | 32.5 | 1 | 8 | 16 | NR | 8011564010468 | 85366990 | 3BL00 | Installation | 3BL | INSTALLATION BLOC | 3BL24G | IEC.309 CLAVIJ/BASES | 3BL24G26F | 60 IEC.309 | 3BL24G26F637 | 60 90° SURFAC M PLUG
GW60415 | CLAVIJA SUP.90º IP44 2P+T 32A 230V | 18.8 | 1 | 8 | 16 | NR | 8011564010413 | 85366990 | 3BL00 | Installation | 3BL | INSTALLATION BLOC | 3BL24G | IEC.309 CLAVIJ/BASES | 3BL24G26F | 60 IEC.309 | 3BL24G26F637 | 60 90° SURFAC M PLUG
GW60416 | CLAVIJA SUP.90º IP44 3P+T 32A 230V | 29.25 | 1 | 8 | 16 | NR | 8011564010482 | 85366990 | 3BL00 | Installation | 3BL | INSTALLATION BLOC | 3BL24G | IEC.309 CLAVIJ/BASES | 3BL24G26F | 60 IEC.309 | 3BL24G26F637 | 60 90° SURFAC M PLUG
GW60417 | CLAVIJA SUP.90º IP44 3P+N+T 32A 230V | 32.9 | 1 | 8 | 16 | NR | 8011564010512 | 85366990 | 3BL00 | Installation | 3BL | INSTALLATION BLOC | 3BL24G | IEC.309 CLAVIJ/BASES | 3BL24G26F | 60 IEC.309 | 3BL24G26F637 | 60 90° SURFAC M PLUG
GW60418 | CLAVIJA SUP.90º IP44 2P+T 32A 400V | 26.7 | 1 | 8 | 16 | NR | 8011564010475 | 85366990 | 3BL00 | Installation | 3BL | INSTALLATION BLOC | 3BL24G | IEC.309 CLAVIJ/BASES | 3BL24G26F | 60 IEC.309 | 3BL24G26F637 | 60 90° SURFAC M PLUG
GW60419 | CLAVIJA SUP.90º IP44 3P+T 32A 400V | 21.2 | 1 | 8 | 16 | NR | 8011564010420 | 85366990 | 3BL00 | Installation | 3BL | INSTALLATION BLOC | 3BL24G | IEC.309 CLAVIJ/BASES | 3BL24G26F | 60 IEC.309 | 3BL24G26F637 | 60 90° SURFAC M PLUG
GW60420 | CLAVIJA SUP.90º IP44 3P+N+T 32A 400V | 23.55 | 1 | 8 | 16 | NR | 8011564010437 | 85366990 | 3BL00 | Installation | 3BL | INSTALLATION BLOC | 3BL24G | IEC.309 CLAVIJ/BASES | 3BL24G26F | 60 IEC.309 | 3BL24G26F637 | 60 90° SURFAC M PLUG
GW60421 | CLAVIJA SUP.90º IP44 3P+T 32A 500V | 29.25 | 1 | 8 | 16 | NR | 8011564010499 | 85366990 | 3BL00 | Installation | 3BL | INSTALLATION BLOC | 3BL24G | IEC.309 CLAVIJ/BASES | 3BL24G26F | 60 IEC.309 | 3BL24G26F637 | 60 90° SURFAC M PLUG
GW60422 | CLAVIJA SUP.90º IP44 3P+N+T 32A 500V | 32.9 | 1 | 8 | 16 | NR | 8011564010529 | 85366990 | 3BL00 | Installation | 3BL | INSTALLATION BLOC | 3BL24G | IEC.309 CLAVIJ/BASES | 3BL24G26F | 60 IEC.309 | 3BL24G26F637 | 60 90° SURFAC M PLUG
GW60423 | CLAVIJA SUP.90º IP67 16A 2P+T 110V | 28.2 | 1 | 10 | 20 | NR | 8011564010567 | 85366990 | 3BL00 | Installation | 3BL | INSTALLATION BLOC | 3BL24G | IEC.309 CLAVIJ/BASES | 3BL24G26F | 60 IEC.309 | 3BL24G26F637 | 60 90° SURFAC M PLUG
GW60424 | CLAVIJA SUP.90º ESTAN.3P+T 16A 110V | 34.7 | 1 | 10 | 20 | NR | 8011564010574 | 85366990 | 3BL00 | Installation | 3BL | INSTALLATION BLOC | 3BL24G | IEC.309 CLAVIJ/BASES | 3BL24G26F | 60 IEC.309 | 3BL24G26F637 | 60 90° SURFAC M PLUG
GW60425 | CLAVIJA SUP.90º ESTAN.3P+N+T 16A 110V | 35.55 | 1 | 10 | 20 | NR | 8011564010581 | 85366990 | 3BL00 | Installation | 3BL | INSTALLATION BLOC | 3BL24G | IEC.309 CLAVIJ/BASES | 3BL24G26F | 60 IEC.309 | 3BL24G26F637 | 60 90° SURFAC M PLUG
GW60426 | CLAVIJA SUP.90º IP67 2P+T 16A 230V | 22.7 | 1 | 10 | 40 | NR | 8011564010536 | 85366990 | 3BL00 | Installation | 3BL | INSTALLATION BLOC | 3BL24G | IEC.309 CLAVIJ/BASES | 3BL24G26F | 60 IEC.309 | 3BL24G26F637 | 60 90° SURFAC M PLUG
GW60427 | CLAVIJA SUP.90º IP67 3P+T 16A 230V | 32.8 | 1 | 10 | 20 | NR | 8011564010604 | 85366990 | 3BL00 | Installation | 3BL | INSTALLATION BLOC | 3BL24G | IEC.309 CLAVIJ/BASES | 3BL24G26F | 60 IEC.309 | 3BL24G26F637 | 60 90° SURFAC M PLUG
GW60428 | CLAVIJA SUP.90º IP67 3P+N+T 16A 230V | 36.45 | 1 | 10 | 20 | NR | 8011564010628 | 85366990 | 3BL00 | Installation | 3BL | INSTALLATION BLOC | 3BL24G | IEC.309 CLAVIJ/BASES | 3BL24G26F | 60 IEC.309 | 3BL24G26F637 | 60 90° SURFAC M PLUG
GW60429 | CLAVIJA SUP.90º IP67 2P+T 16A 400V | 28.55 | 1 | 10 | 20 | NR | 8011564010598 | 85366990 | 3BL00 | Installation | 3BL | INSTALLATION BLOC | 3BL24G | IEC.309 CLAVIJ/BASES | 3BL24G26F | 60 IEC.309 | 3BL24G26F637 | 60 90° SURFAC M PLUG
GW60430 | CLAVIJA SUP.90º IP67 3P+T 16A 400V | 26.7 | 1 | 10 | 40 | NR | 8011564010543 | 85366990 | 3BL00 | Installation | 3BL | INSTALLATION BLOC | 3BL24G | IEC.309 CLAVIJ/BASES | 3BL24G26F | 60 IEC.309 | 3BL24G26F637 | 60 90° SURFAC M PLUG
GW60431 | CLAVIJA SUP.90º IP67 3P+N+T 16A 400V | 29.35 | 1 | 10 | 20 | NR | 8011564010550 | 85366990 | 3BL00 | Installation | 3BL | INSTALLATION BLOC | 3BL24G | IEC.309 CLAVIJ/BASES | 3BL24G26F | 60 IEC.309 | 3BL24G26F637 | 60 90° SURFAC M PLUG
GW60432 | CLAVIJA SUP.90º IP67 3P+T 16A 500V | 32.8 | 1 | 10 | 20 | NR | 8011564010611 | 85366990 | 3BL00 | Installation | 3BL | INSTALLATION BLOC | 3BL24G | IEC.309 CLAVIJ/BASES | 3BL24G26F | 60 IEC.309 | 3BL24G26F637 | 60 90° SURFAC M PLUG
GW60433 | CLAVIJA SUP.90º IP67 3P+N+T 16A 500V | 36.45 | 1 | 10 | 20 | NR | 8011564010727 | 85366990 | 3BL00 | Installation | 3BL | INSTALLATION BLOC | 3BL24G | IEC.309 CLAVIJ/BASES | 3BL24G26F | 60 IEC.309 | 3BL24G26F637 | 60 90° SURFAC M PLUG
GW60434 | CLAVIJA SUP.90º IP67 2P+T 32A 110V | 38.55 | 1 | 8 | 16 | NR | 8011564010666 | 85366990 | 3BL00 | Installation | 3BL | INSTALLATION BLOC | 3BL24G | IEC.309 CLAVIJ/BASES | 3BL24G26F | 60 IEC.309 | 3BL24G26F637 | 60 90° SURFAC M PLUG
GW60435 | CLAVIJA SUP.90º IP67 3P+T 32A 110V | 42.35 | 1 | 8 | 16 | NR | 8011564010673 | 85366990 | 3BL00 | Installation | 3BL | INSTALLATION BLOC | 3BL24G | IEC.309 CLAVIJ/BASES | 3BL24G26F | 60 IEC.309 | 3BL24G26F637 | 60 90° SURFAC M PLUG
GW60436 | CLAVIJA SUP.90º IP67 3P+N+T 32A 110V | 44.75 | 1 | 8 | 16 | NR | 8011564010680 | 85366990 | 3BL00 | Installation | 3BL | INSTALLATION BLOC | 3BL24G | IEC.309 CLAVIJ/BASES | 3BL24G26F | 60 IEC.309 | 3BL24G26F637 | 60 90° SURFAC M PLUG
GW60437 | CLAVIJA SUP.90º IP67 2P+T 32A 230V | 32.5 | 1 | 8 | 16 | NR | 8011564010635 | 85366990 | 3BL00 | Installation | 3BL | INSTALLATION BLOC | 3BL24G | IEC.309 CLAVIJ/BASES | 3BL24G26F | 60 IEC.309 | 3BL24G26F637 | 60 90° SURFAC M PLUG
GW60438 | CLAVIJA SUP.90º IP67 3P+T 32A 230V | 42.35 | 1 | 8 | 16 | NR | 8011564010703 | 85366990 | 3BL00 | Installation | 3BL | INSTALLATION BLOC | 3BL24G | IEC.309 CLAVIJ/BASES | 3BL24G26F | 60 IEC.309 | 3BL24G26F637 | 60 90° SURFAC M PLUG
GW60439 | CLAVIJA SUP.90º IP67 3P+N+T 32A 230V | 45.6 | 1 | 8 | 16 | NR | 8011564010888 | 85366990 | 3BL00 | Installation | 3BL | INSTALLATION BLOC | 3BL24G | IEC.309 CLAVIJ/BASES | 3BL24G26F | 60 IEC.309 | 3BL24G26F637 | 60 90° SURFAC M PLUG
GW60440 | CLAVIJA SUP.90º IP67 2P+T 32A 400V | 39.6 | 1 | 8 | 16 | NR | 8011564010697 | 85366990 | 3BL00 | Installation | 3BL | INSTALLATION BLOC | 3BL24G | IEC.309 CLAVIJ/BASES | 3BL24G26F | 60 IEC.309 | 3BL24G26F637 | 60 90° SURFAC M PLUG
GW60441 | CLAVIJA SUP.90º IP67 3P+T 32A 400V | 34.3 | 1 | 8 | 16 | NR | 8011564010642 | 85366990 | 3BL00 | Installation | 3BL | INSTALLATION BLOC | 3BL24G | IEC.309 CLAVIJ/BASES | 3BL24G26F | 60 IEC.309 | 3BL24G26F637 | 60 90° SURFAC M PLUG
GW60442 | CLAVIJA SUP.90º IP67 3P+N+T 32A 400V | 37.05 | 1 | 8 | 16 | NR | 8011564010659 | 85366990 | 3BL00 | Installation | 3BL | INSTALLATION BLOC | 3BL24G | IEC.309 CLAVIJ/BASES | 3BL24G26F | 60 IEC.309 | 3BL24G26F637 | 60 90° SURFAC M PLUG
GW60443 | CLAVIJA SUP.90º IP67 3P+T 32A 500V | 42.35 | 1 | 8 | 16 | NR | 8011564010710 | 85366990 | 3BL00 | Installation | 3BL | INSTALLATION BLOC | 3BL24G | IEC.309 CLAVIJ/BASES | 3BL24G26F | 60 IEC.309 | 3BL24G26F637 | 60 90° SURFAC M PLUG
GW60444 | CLAVIJA SUP.90º IP67 3P+N+T 32A 500V | 45.6 | 1 | 8 | 16 | NR | 8011564010895 | 85366990 | 3BL00 | Installation | 3BL | INSTALLATION BLOC | 3BL24G | IEC.309 CLAVIJ/BASES | 3BL24G26F | 60 IEC.309 | 3BL24G26F637 | 60 90° SURFAC M PLUG
GW60456 | CLAVIJA SUP.90º IP67 3P+T 125A 110V | 209 | 1 | 1 | 2 | NR | 8011564010840 | 85366990 | 3BL00 | Installation | 3BL | INSTALLATION BLOC | 3BL24G | IEC.309 CLAVIJ/BASES | 3BL24G26F | 60 IEC.309 | 3BL24G26F637 | 60 90° SURFAC M PLUG
GW60457 | CLAVIJA SUP.90º IP67 3P+N+T 125A 110V | 241.5 | 1 | 1 | 2 | NR | 8011564010857 | 85366990 | 3BL00 | Installation | 3BL | INSTALLATION BLOC | 3BL24G | IEC.309 CLAVIJ/BASES | 3BL24G26F | 60 IEC.309 | 3BL24G26F637 | 60 90° SURFAC M PLUG
GW60458 | CLAVIJA SUP.90º IP67 3P+T 125A 230V | 216.5 | 1 | 1 | 2 | NR | 8011564010864 | 85366990 | 3BL00 | Installation | 3BL | INSTALLATION BLOC | 3BL24G | IEC.309 CLAVIJ/BASES | 3BL24G26F | 60 IEC.309 | 3BL24G26F637 | 60 90° SURFAC M PLUG
GW60459 | CLAVIJA SUP.90º IP67 3P+N+T 125A 230V | 241.5 | 1 | 1 | 2 | NR | 8011564010925 | 85366990 | 3BL00 | Installation | 3BL | INSTALLATION BLOC | 3BL24G | IEC.309 CLAVIJ/BASES | 3BL24G26F | 60 IEC.309 | 3BL24G26F637 | 60 90° SURFAC M PLUG
GW60460 | CLAVIJA SUP.90º IP67 3P+T 125A 400V | 208 | 1 | 1 | 2 | NR | 8011564010826 | 85366990 | 3BL00 | Installation | 3BL | INSTALLATION BLOC | 3BL24G | IEC.309 CLAVIJ/BASES | 3BL24G26F | 60 IEC.309 | 3BL24G26F637 | 60 90° SURFAC M PLUG
GW60461 | CLAVIJA SUP.90º IP67 3P+N+T 125A 400V | 240.5 | 1 | 1 | 2 | NR | 8011564010833 | 85366990 | 3BL00 | Installation | 3BL | INSTALLATION BLOC | 3BL24G | IEC.309 CLAVIJ/BASES | 3BL24G26F | 60 IEC.309 | 3BL24G26F637 | 60 90° SURFAC M PLUG
GW60462 | CLAVIJA SUP.90º IP67 3P+T 125A 500V | 216.5 | 1 | 1 | 2 | NR | 8011564010871 | 85366990 | 3BL00 | Installation | 3BL | INSTALLATION BLOC | 3BL24G | IEC.309 CLAVIJ/BASES | 3BL24G26F | 60 IEC.309 | 3BL24G26F637 | 60 90° SURFAC M PLUG
GW60463 | CLAVIJA SUP.90º IP67 3P+N+T 125A 500V | 244.5 | 1 | 1 | 2 | NR | 8011564010932 | 85366990 | 3BL00 | Installation | 3BL | INSTALLATION BLOC | 3BL24G | IEC.309 CLAVIJ/BASES | 3BL24G26F | 60 IEC.309 | 3BL24G26F637 | 60 90° SURFAC M PLUG
GW60464 | CLAVIJA SUP.90º IP44 16A 2P 24V | 20.9 | 1 | 10 | 40 | NR | 8011564011533 | 85366990 | 3BL00 | Installation | 3BL | INSTALLATION BLOC | 3BL24G | IEC.309 CLAVIJ/BASES | 3BL24G26F | 60 IEC.309 | 3BL24G26F637 | 60 90° SURFAC M PLUG
GW60465 | CLAVIJA SUP.90º IP44 3P 16A 24V | 22.7 | 1 | 10 | 20 | NR | 8011564011540 | 85366990 | 3BL00 | Installation | 3BL | INSTALLATION BLOC | 3BL24G | IEC.309 CLAVIJ/BASES | 3BL24G26F | 60 IEC.309 | 3BL24G26F637 | 60 90° SURFAC M PLUG
GW60466 | CLAVIJA SUP.90º IP44 2P 16A 42V | 20.9 | 1 | 10 | 20 | NR | 8011564011557 | 85366990 | 3BL00 | Installation | 3BL | INSTALLATION BLOC | 3BL24G | IEC.309 CLAVIJ/BASES | 3BL24G26F | 60 IEC.309 | 3BL24G26F637 | 60 90° SURFAC M PLUG
GW60467 | CLAVIJA SUP.90º IP44 3P 16A 42V | 21.1 | 1 | 10 | 20 | NR | 8011564011564 | 85366990 | 3BL00 | Installation | 3BL | INSTALLATION BLOC | 3BL24G | IEC.309 CLAVIJ/BASES | 3BL24G26F | 60 IEC.309 | 3BL24G26F637 | 60 90° SURFAC M PLUG
GW60468 | CLAVIJA SUP.90º IP44 2P 16A 24/42V 4H | 21.2 | 1 | 10 | 20 | NR | 8011564011588 | 85366990 | 3BL00 | Installation | 3BL | INSTALLATION BLOC | 3BL24G | IEC.309 CLAVIJ/BASES | 3BL24G26F | 60 IEC.309 | 3BL24G26F637 | 60 90° SURFAC M PLUG
GW60469 | CLAVIJA SUP.90º IP44 3P 16A 24/42V 4H | 23.75 | 1 | 10 | 20 | NR | 8011564011595 | 85366990 | 3BL00 | Installation | 3BL | INSTALLATION BLOC | 3BL24G | IEC.309 CLAVIJ/BASES | 3BL24G26F | 60 IEC.309 | 3BL24G26F637 | 60 90° SURFAC M PLUG
GW60470 | CLAVIJA SUP.90º IP44 2P 16A 24/42V 11H | 21.2 | 1 | 10 | 20 | NR | 8011564011601 | 85366990 | 3BL00 | Installation | 3BL | INSTALLATION BLOC | 3BL24G | IEC.309 CLAVIJ/BASES | 3BL24G26F | 60 IEC.309 | 3BL24G26F637 | 60 90° SURFAC M PLUG
GW60471 | CLAVIJA SUP.90º IP44 3P 16A 24/42V 11H | 23.55 | 1 | 10 | 20 | NR | 8011564011618 | 85366990 | 3BL00 | Installation | 3BL | INSTALLATION BLOC | 3BL24G | IEC.309 CLAVIJ/BASES | 3BL24G26F | 60 IEC.309 | 3BL24G26F637 | 60 90° SURFAC M PLUG
GW60472 | CLAVIJA SUP.90º IP44 2P 16A CC | 21.2 | 1 | 10 | 20 | NR | 8011564011571 | 85366990 | 3BL00 | Installation | 3BL | INSTALLATION BLOC | 3BL24G | IEC.309 CLAVIJ/BASES | 3BL24G26F | 60 IEC.309 | 3BL24G26F637 | 60 90° SURFAC M PLUG
GW60473 | CLAVIJA SUP.90º IP44 2P 32A 24V | 21.2 | 1 | 10 | 20 | NR | 8011564011625 | 85366990 | 3BL00 | Installation | 3BL | INSTALLATION BLOC | 3BL24G | IEC.309 CLAVIJ/BASES | 3BL24G26F | 60 IEC.309 | 3BL24G26F637 | 60 90° SURFAC M PLUG
GW60474 | CLAVIJA SUP.90º IP44 3P 32A 24V | 22.7 | 1 | 10 | 20 | NR | 8011564011632 | 85366990 | 3BL00 | Installation | 3BL | INSTALLATION BLOC | 3BL24G | IEC.309 CLAVIJ/BASES | 3BL24G26F | 60 IEC.309 | 3BL24G26F637 | 60 90° SURFAC M PLUG
GW60475 | CLAVIJA SUP.90º IP44 2P 32A 42V | 20.9 | 1 | 10 | 20 | NR | 8011564011649 | 85366990 | 3BL00 | Installation | 3BL | INSTALLATION BLOC | 3BL24G | IEC.309 CLAVIJ/BASES | 3BL24G26F | 60 IEC.309 | 3BL24G26F637 | 60 90° SURFAC M PLUG
GW60476 | CLAVIJA SUP.90º IP44 3P 32A 42V | 22.7 | 1 | 10 | 20 | NR | 8011564011656 | 85366990 | 3BL00 | Installation | 3BL | INSTALLATION BLOC | 3BL24G | IEC.309 CLAVIJ/BASES | 3BL24G26F | 60 IEC.309 | 3BL24G26F637 | 60 90° SURFAC M PLUG
GW60477 | CLAVIJA SUP.90º IP44 2P 32A 24/42V 4H | 21.2 | 1 | 10 | 20 | NR | 8011564011670 | 85366990 | 3BL00 | Installation | 3BL | INSTALLATION BLOC | 3BL24G | IEC.309 CLAVIJ/BASES | 3BL24G26F | 60 IEC.309 | 3BL24G26F637 | 60 90° SURFAC M PLUG
GW60478 | CLAVIJA SUP.90º IP44 3P 32A 24/42V 4H | 23.75 | 1 | 10 | 20 | NR | 8011564011687 | 85366990 | 3BL00 | Installation | 3BL | INSTALLATION BLOC | 3BL24G | IEC.309 CLAVIJ/BASES | 3BL24G26F | 60 IEC.309 | 3BL24G26F637 | 60 90° SURFAC M PLUG
GW60479 | CLAVIJA SUP.90º IP44 2P 32A 24/42V 11H | 20.2 | 1 | 10 | 20 | NR | 8011564011694 | 85366990 | 3BL00 | Installation | 3BL | INSTALLATION BLOC | 3BL24G | IEC.309 CLAVIJ/BASES | 3BL24G26F | 60 IEC.309 | 3BL24G26F637 | 60 90° SURFAC M PLUG
GW60480 | CLAVIJA SUP.90º IP44 3P 32A 24/42V 11H | 23.55 | 1 | 10 | 20 | NR | 8011564011700 | 85366990 | 3BL00 | Installation | 3BL | INSTALLATION BLOC | 3BL24G | IEC.309 CLAVIJ/BASES | 3BL24G26F | 60 IEC.309 | 3BL24G26F637 | 60 90° SURFAC M PLUG
GW60481 | CLAVIJA SUP.90º IP44 2P 32A CC | 20.9 | 1 | 10 | 20 | NR | 8011564011663 | 85366990 | 3BL00 | Installation | 3BL | INSTALLATION BLOC | 3BL24G | IEC.309 CLAVIJ/BASES | 3BL24G26F | 60 IEC.309 | 3BL24G26F637 | 60 90° SURFAC M PLUG
GW60482 | CLAVIJA SUP.90º IP67 3P+T 32A 400V 3H | 42.35 | 1 | 8 | 16 | NR | 8011564025042 | 85366990 | 3BL00 | Installation | 3BL | INSTALLATION BLOC | 3BL24G | IEC.309 CLAVIJ/BASES | 3BL24G26F | 60 IEC.309 | 3BL24G26F637 | 60 90° SURFAC M PLUG
GW60664H | CLAVIJA MOVIL IP66-69 2P+T 125A 110V 4H | 183 | 1 | 1 | 2 | NR | 8011564830134 | 85366990 | 3BL00 | Installation | 3BL | INSTALLATION BLOC | 3BL24G | IEC.309 CLAVIJ/BASES | 3BL24G26F | 60 IEC.309 | 3BL24G26F631 | 60 STRAIG TRAIL PLUG
GW60665H | CLAVIJA MOVIL IP66-69 2P+T 125A 230V 6H | 179 | 1 | 1 | 2 | NR | 8011564830165 | 85366990 | 3BL00 | Installation | 3BL | INSTALLATION BLOC | 3BL24G | IEC.309 CLAVIJ/BASES | 3BL24G26F | 60 IEC.309 | 3BL24G26F631 | 60 STRAIG TRAIL PLUG
GW60666H | CLAVIJA MOVIL IP66-69 2P+T 125A 400V 9H | 165 | 1 | 1 | 2 | NR | 8011564830196 | 85366990 | 3BL00 | Installation | 3BL | INSTALLATION BLOC | 3BL24G | IEC.309 CLAVIJ/BASES | 3BL24G26F | 60 IEC.309 | 3BL24G26F631 | 60 STRAIG TRAIL PLUG
GW60667H | CLAVIJA MOVIL IP66-69 2P+T 125A 500V 7H | 183 | 1 | 1 | 2 | NR | 8011564830226 | 85366990 | 3BL00 | Installation | 3BL | INSTALLATION BLOC | 3BL24G | IEC.309 CLAVIJ/BASES | 3BL24G26F | 60 IEC.309 | 3BL24G26F631 | 60 STRAIG TRAIL PLUG
GW60668H | CLAVIJA MOVIL IP66-69 3P+T 125A 690V 5H | 203 | 1 | 1 | 2 | NR | 8011564830257 | 85366990 | 3BL00 | Installation | 3BL | INSTALLATION BLOC | 3BL24G | IEC.309 CLAVIJ/BASES | 3BL24G26F | 60 IEC.309 | 3BL24G26F631 | 60 STRAIG TRAIL PLUG
GW60669H | CLAVIJA MOVIL IP66-69 3P+N+T 125A 690V5H | 220.5 | 1 | 1 | 2 | NR | 8011564830264 | 85366990 | 3BL00 | Installation | 3BL | INSTALLATION BLOC | 3BL24G | IEC.309 CLAVIJ/BASES | 3BL24G26F | 60 IEC.309 | 3BL24G26F631 | 60 STRAIG TRAIL PLUG
GW60670H | CLAVIJA MOVIL IP66-69 2P+T 125A >50V 10H | 183 | 1 | 1 | 2 | NR | 8011564830271 | 85366990 | 3BL00 | Installation | 3BL | INSTALLATION BLOC | 3BL24G | IEC.309 CLAVIJ/BASES | 3BL24G26F | 60 IEC.309 | 3BL24G26F631 | 60 STRAIG TRAIL PLUG
GW60671H | CLAVIJA MOVIL IP66-69 3P+T 125A >50V 10H | 203 | 1 | 1 | 2 | NR | 8011564830288 | 85366990 | 3BL00 | Installation | 3BL | INSTALLATION BLOC | 3BL24G | IEC.309 CLAVIJ/BASES | 3BL24G26F | 60 IEC.309 | 3BL24G26F631 | 60 STRAIG TRAIL PLUG
GW60672H | CLAVIJA MOVIL IP66 3P+N+T 125A >50V 10H | 220.5 | 1 | 1 | 2 | NR | 8011564830295 | 85366990 | 3BL00 | Installation | 3BL | INSTALLATION BLOC | 3BL24G | IEC.309 CLAVIJ/BASES | 3BL24G26F | 60 IEC.309 | 3BL24G26F631 | 60 STRAIG TRAIL PLUG
GW60673H | CLAVIJA MOVIL IP66-69 2P+T 125A >50V 2H | 183 | 1 | 1 | 2 | NR | 8011564830301 | 85366990 | 3BL00 | Installation | 3BL | INSTALLATION BLOC | 3BL24G | IEC.309 CLAVIJ/BASES | 3BL24G26F | 60 IEC.309 | 3BL24G26F631 | 60 STRAIG TRAIL PLUG
GW60674H | CLAVIJA MOVIL IP66-69 3P+T 125A >50V 2H | 203 | 1 | 1 | 2 | NR | 8011564830318 | 85366990 | 3BL00 | Installation | 3BL | INSTALLATION BLOC | 3BL24G | IEC.309 CLAVIJ/BASES | 3BL24G26F | 60 IEC.309 | 3BL24G26F631 | 60 STRAIG TRAIL PLUG
GW60675H | CLAVIJA MOVIL IP66-69 3P+N+T 125A 50V 2H | 220.5 | 1 | 1 | 2 | NR | 8011564830325 | 85366990 | 3BL00 | Installation | 3BL | INSTALLATION BLOC | 3BL24G | IEC.309 CLAVIJ/BASES | 3BL24G26F | 60 IEC.309 | 3BL24G26F631 | 60 STRAIG TRAIL PLUG
GW60676H | CLAVIJA MOVIL 125A 3P+T 440÷460V 11H | 203 | 1 | 1 | 2 | NR | 8011564830332 | 85366990 | 3BL00 | Installation | 3BL | INSTALLATION BLOC | 3BL24G | IEC.309 CLAVIJ/BASES | 3BL24G26F | 60 IEC.309 | 3BL24G26F631 | 60 STRAIG TRAIL PLUG
GW60677H | CLAVIJA MOVIL 125A 3P+N+T 440÷460V 11H | 220.5 | 1 | 1 | 2 | NR | 8011564830349 | 85366990 | 3BL00 | Installation | 3BL | INSTALLATION BLOC | 3BL24G | IEC.309 CLAVIJ/BASES | 3BL24G26F | 60 IEC.309 | 3BL24G26F631 | 60 STRAIG TRAIL PLUG
GW60701H | CLAVIJA MOVIL IP44 2P+T 16A 500V 7H | 7.8 | 1 | 1 | 15 | NR | 8011564797321 | 85366990 | 3BL00 | Installation | 3BL | INSTALLATION BLOC | 3BL24G | IEC.309 CLAVIJ/BASES | 3BL24G26F | 60 IEC.309 | 3BL24G26F631 | 60 STRAIG TRAIL PLUG
GW60702H | CLAVIJA MOVIL IP44 3P+T 16A 690V 5H | 11.7 | 1 | 1 | 15 | NR | 8011564797338 | 85366990 | 3BL00 | Installation | 3BL | INSTALLATION BLOC | 3BL24G | IEC.309 CLAVIJ/BASES | 3BL24G26F | 60 IEC.309 | 3BL24G26F631 | 60 STRAIG TRAIL PLUG
GW60703H | CLAVIJA MOVIL IP44 3P+N+T 16A 690V 5H | 13.9 | 1 | 1 | 15 | NR | 8011564797345 | 85366990 | 3BL00 | Installation | 3BL | INSTALLATION BLOC | 3BL24G | IEC.309 CLAVIJ/BASES | 3BL24G26F | 60 IEC.309 | 3BL24G26F631 | 60 STRAIG TRAIL PLUG
GW60704H | CLAVIJA MOVIL IP44 2P+T 16A >50V 10H | 7.8 | 1 | 1 | 15 | NR | 8011564797352 | 85366990 | 3BL00 | Installation | 3BL | INSTALLATION BLOC | 3BL24G | IEC.309 CLAVIJ/BASES | 3BL24G26F | 60 IEC.309 | 3BL24G26F631 | 60 STRAIG TRAIL PLUG
GW60705H | CLAVIJA MOVIL IP44 3P+T 16A >50V 10H | 11.9 | 1 | 1 | 15 | NR | 8011564797369 | 85366990 | 3BL00 | Installation | 3BL | INSTALLATION BLOC | 3BL24G | IEC.309 CLAVIJ/BASES | 3BL24G26F | 60 IEC.309 | 3BL24G26F631 | 60 STRAIG TRAIL PLUG
GW60706H | CLAVIJA MOVIL IP44 3P+N+T 16A >50V 10H | 13.9 | 1 | 1 | 15 | NR | 8011564797376 | 85366990 | 3BL00 | Installation | 3BL | INSTALLATION BLOC | 3BL24G | IEC.309 CLAVIJ/BASES | 3BL24G26F | 60 IEC.309 | 3BL24G26F631 | 60 STRAIG TRAIL PLUG
GW60707H | CLAVIJA MOVIL IP44 2P+T 16A >50V 2H | 8 | 1 | 1 | 15 | NR | 8011564797383 | 85366990 | 3BL00 | Installation | 3BL | INSTALLATION BLOC | 3BL24G | IEC.309 CLAVIJ/BASES | 3BL24G26F | 60 IEC.309 | 3BL24G26F631 | 60 STRAIG TRAIL PLUG
GW60708H | CLAVIJA MOVIL IP44 3P+T 16A >50V 2H | 11.7 | 1 | 1 | 15 | NR | 8011564797390 | 85366990 | 3BL00 | Installation | 3BL | INSTALLATION BLOC | 3BL24G | IEC.309 CLAVIJ/BASES | 3BL24G26F | 60 IEC.309 | 3BL24G26F631 | 60 STRAIG TRAIL PLUG
GW60709H | CLAVIJA MOVIL IP44 3P+N+T 16A >50V2H | 14.1 | 1 | 1 | 15 | NR | 8011564797406 | 85366990 | 3BL00 | Installation | 3BL | INSTALLATION BLOC | 3BL24G | IEC.309 CLAVIJ/BASES | 3BL24G26F | 60 IEC.309 | 3BL24G26F631 | 60 STRAIG TRAIL PLUG
GW60710H | CLAVIJA MOVIL IP44 3P+T 16A 440÷460V 11 | 11.7 | 1 | 1 | 15 | NR | 8011564797413 | 85366990 | 3BL00 | Installation | 3BL | INSTALLATION BLOC | 3BL24G | IEC.309 CLAVIJ/BASES | 3BL24G26F | 60 IEC.309 | 3BL24G26F631 | 60 STRAIG TRAIL PLUG
GW60711H | CLAVIJA MOVIL IP44 3P+N+T 16A 440÷460V1 | 14.1 | 1 | 1 | 15 | NR | 8011564797420 | 85366990 | 3BL00 | Installation | 3BL | INSTALLATION BLOC | 3BL24G | IEC.309 CLAVIJ/BASES | 3BL24G26F | 60 IEC.309 | 3BL24G26F631 | 60 STRAIG TRAIL PLUG
GW60712H | CLAVIJA MOVIL IP44 3P+T 16A 380/440V 3H | 11.9 | 1 | 1 | 15 | NR | 8011564797437 | 85366990 | 3BL00 | Installation | 3BL | INSTALLATION BLOC | 3BL24G | IEC.309 CLAVIJ/BASES | 3BL24G26F | 60 IEC.309 | 3BL24G26F631 | 60 STRAIG TRAIL PLUG
GW60713H | CLAVIJA MOVIL IP44 3P+N+T 16A 380/440V | 14.1 | 1 | 1 | 15 | NR | 8011564797444 | 85366990 | 3BL00 | Installation | 3BL | INSTALLATION BLOC | 3BL24G | IEC.309 CLAVIJ/BASES | 3BL24G26F | 60 IEC.309 | 3BL24G26F631 | 60 STRAIG TRAIL PLUG
GW60714H | CLAVIJA MOVIL IP44 2P+T 16A TRASF.12H | 8 | 1 | 1 | 15 | NR | 8011564797451 | 85366990 | 3BL00 | Installation | 3BL | INSTALLATION BLOC | 3BL24G | IEC.309 CLAVIJ/BASES | 3BL24G26F | 60 IEC.309 | 3BL24G26F631 | 60 STRAIG TRAIL PLUG
GW60715H | CLAVIJA MOVIL IP44 3P+T 16A TRASF.12H | 11.9 | 1 | 1 | 15 | NR | 8011564797468 | 85366990 | 3BL00 | Installation | 3BL | INSTALLATION BLOC | 3BL24G | IEC.309 CLAVIJ/BASES | 3BL24G26F | 60 IEC.309 | 3BL24G26F631 | 60 STRAIG TRAIL PLUG
GW60716H | CLAVIJA MOVIL IP44 2P+T 16A >50÷250 Vcc | 7.8 | 1 | 1 | 15 | NR | 8011564797475 | 85366990 | 3BL00 | Installation | 3BL | INSTALLATION BLOC | 3BL24G | IEC.309 CLAVIJ/BASES | 3BL24G26F | 60 IEC.309 | 3BL24G26F631 | 60 STRAIG TRAIL PLUG
GW60717H | CLAVIJA MOVIL IP44 2P+T 16A >250Vcc 8H | 8 | 1 | 1 | 15 | NR | 8011564797482 | 85366990 | 3BL00 | Installation | 3BL | INSTALLATION BLOC | 3BL24G | IEC.309 CLAVIJ/BASES | 3BL24G26F | 60 IEC.309 | 3BL24G26F631 | 60 STRAIG TRAIL PLUG
GW60718H | CLAVIJA MOVIL IP44 2P+T 32A 500V 7H | 15.15 | 1 | 1 | 15 | NR | 8011564797499 | 85366990 | 3BL00 | Installation | 3BL | INSTALLATION BLOC | 3BL24G | IEC.309 CLAVIJ/BASES | 3BL24G26F | 60 IEC.309 | 3BL24G26F631 | 60 STRAIG TRAIL PLUG
GW60719H | CLAVIJA MOVIL IP44 3P+T 32A 690V 5H | 18.7 | 1 | 1 | 15 | NR | 8011564797505 | 85366990 | 3BL00 | Installation | 3BL | INSTALLATION BLOC | 3BL24G | IEC.309 CLAVIJ/BASES | 3BL24G26F | 60 IEC.309 | 3BL24G26F631 | 60 STRAIG TRAIL PLUG
GW60720H | CLAVIJA MOVIL IP44 3P+N+T 32A 690V 5H | 21.65 | 1 | 1 | 15 | NR | 8011564797512 | 85366990 | 3BL00 | Installation | 3BL | INSTALLATION BLOC | 3BL24G | IEC.309 CLAVIJ/BASES | 3BL24G26F | 60 IEC.309 | 3BL24G26F631 | 60 STRAIG TRAIL PLUG
GW60721H | CLAVIJA MOVIL IP44 2P+T 32A >50V 10H | 15.15 | 1 | 1 | 15 | NR | 8011564797529 | 85366990 | 3BL00 | Installation | 3BL | INSTALLATION BLOC | 3BL24G | IEC.309 CLAVIJ/BASES | 3BL24G26F | 60 IEC.309 | 3BL24G26F631 | 60 STRAIG TRAIL PLUG
GW60722H | CLAVIJA MOVIL IP44 3P+T 32A >50V 10H | 19.1 | 1 | 1 | 15 | NR | 8011564797536 | 85366990 | 3BL00 | Installation | 3BL | INSTALLATION BLOC | 3BL24G | IEC.309 CLAVIJ/BASES | 3BL24G26F | 60 IEC.309 | 3BL24G26F631 | 60 STRAIG TRAIL PLUG
GW60723H | CLAVIJA MOVIL IP44 3P+N+T 32A >50V 10H | 21.65 | 1 | 1 | 15 | NR | 8011564797543 | 85366990 | 3BL00 | Installation | 3BL | INSTALLATION BLOC | 3BL24G | IEC.309 CLAVIJ/BASES | 3BL24G26F | 60 IEC.309 | 3BL24G26F631 | 60 STRAIG TRAIL PLUG
GW60724H | CLAVIJA MOVIL IP44 2P+T 32A >50V 2H | 15.15 | 1 | 1 | 15 | NR | 8011564797550 | 85366990 | 3BL00 | Installation | 3BL | INSTALLATION BLOC | 3BL24G | IEC.309 CLAVIJ/BASES | 3BL24G26F | 60 IEC.309 | 3BL24G26F631 | 60 STRAIG TRAIL PLUG
GW60725H | CLAVIJA MOVIL IP44 3P+T 32A >50V 2H | 18.7 | 1 | 1 | 15 | NR | 8011564797567 | 85366990 | 3BL00 | Installation | 3BL | INSTALLATION BLOC | 3BL24G | IEC.309 CLAVIJ/BASES | 3BL24G26F | 60 IEC.309 | 3BL24G26F631 | 60 STRAIG TRAIL PLUG
GW60726H | CLAVIJA MOVIL IP44 3P+N+T 32A >50V2H | 21.85 | 1 | 1 | 15 | NR | 8011564797574 | 85366990 | 3BL00 | Installation | 3BL | INSTALLATION BLOC | 3BL24G | IEC.309 CLAVIJ/BASES | 3BL24G26F | 60 IEC.309 | 3BL24G26F631 | 60 STRAIG TRAIL PLUG
GW60727H | CLAVIJA MOVIL IP44 3P+T 32A 440÷460V 11 | 18.7 | 1 | 1 | 15 | NR | 8011564797581 | 85366990 | 3BL00 | Installation | 3BL | INSTALLATION BLOC | 3BL24G | IEC.309 CLAVIJ/BASES | 3BL24G26F | 60 IEC.309 | 3BL24G26F631 | 60 STRAIG TRAIL PLUG
GW60728H | CLAVIJA MOVIL IP44 3P+N+T 32A 440÷460V1 | 21.65 | 1 | 1 | 15 | NR | 8011564797598 | 85366990 | 3BL00 | Installation | 3BL | INSTALLATION BLOC | 3BL24G | IEC.309 CLAVIJ/BASES | 3BL24G26F | 60 IEC.309 | 3BL24G26F631 | 60 STRAIG TRAIL PLUG
GW60729H | CLAVIJA MOVIL IP44 3P+T 32A 380/440V 3H | 19.1 | 1 | 1 | 15 | NR | 8011564797604 | 85366990 | 3BL00 | Installation | 3BL | INSTALLATION BLOC | 3BL24G | IEC.309 CLAVIJ/BASES | 3BL24G26F | 60 IEC.309 | 3BL24G26F631 | 60 STRAIG TRAIL PLUG
GW60730H | CLAVIJA MOVIL IP44 3P+N+T 32A 380/440V | 21.65 | 1 | 1 | 15 | NR | 8011564797611 | 85366990 | 3BL00 | Installation | 3BL | INSTALLATION BLOC | 3BL24G | IEC.309 CLAVIJ/BASES | 3BL24G26F | 60 IEC.309 | 3BL24G26F631 | 60 STRAIG TRAIL PLUG
GW60731H | CLAVIJA MOVIL IP44 2P+T 32A TRASF.12H | 15.15 | 1 | 1 | 15 | NR | 8011564797628 | 85366990 | 3BL00 | Installation | 3BL | INSTALLATION BLOC | 3BL24G | IEC.309 CLAVIJ/BASES | 3BL24G26F | 60 IEC.309 | 3BL24G26F631 | 60 STRAIG TRAIL PLUG
GW60732H | CLAVIJA MOVIL IP44 3P+T 32A TRASF.12H | 18.7 | 1 | 1 | 15 | NR | 8011564797635 | 85366990 | 3BL00 | Installation | 3BL | INSTALLATION BLOC | 3BL24G | IEC.309 CLAVIJ/BASES | 3BL24G26F | 60 IEC.309 | 3BL24G26F631 | 60 STRAIG TRAIL PLUG
GW60733H | CLAVIJA MOVIL IP44 2P+T 32A >50÷250 Vcc | 15.35 | 1 | 1 | 15 | NR | 8011564797642 | 85366990 | 3BL00 | Installation | 3BL | INSTALLATION BLOC | 3BL24G | IEC.309 CLAVIJ/BASES | 3BL24G26F | 60 IEC.309 | 3BL24G26F631 | 60 STRAIG TRAIL PLUG
GW60734H | CLAVIJA MOVIL IP44 2P+T 32A >250Vcc 8H | 15.35 | 1 | 1 | 15 | NR | 8011564797659 | 85366990 | 3BL00 | Installation | 3BL | INSTALLATION BLOC | 3BL24G | IEC.309 CLAVIJ/BASES | 3BL24G26F | 60 IEC.309 | 3BL24G26F631 | 60 STRAIG TRAIL PLUG
GW60735H | CLAVIJA MOVIL IP67 2P+T 16A 500V 7H | 16.45 | 1 | 1 | 15 | NR | 8011564797666 | 85366990 | 3BL00 | Installation | 3BL | INSTALLATION BLOC | 3BL24G | IEC.309 CLAVIJ/BASES | 3BL24G26F | 60 IEC.309 | 3BL24G26F631 | 60 STRAIG TRAIL PLUG
GW60736H | CLAVIJA MOVIL IP67 3P+T 16A 690V 5H | 20.2 | 1 | 1 | 15 | NR | 8011564797673 | 85366990 | 3BL00 | Installation | 3BL | INSTALLATION BLOC | 3BL24G | IEC.309 CLAVIJ/BASES | 3BL24G26F | 60 IEC.309 | 3BL24G26F631 | 60 STRAIG TRAIL PLUG
GW60737H | CLAVIJA MOVIL IP67 3P+N+T 16A 690V 5H | 23.85 | 1 | 1 | 15 | NR | 8011564797680 | 85366990 | 3BL00 | Installation | 3BL | INSTALLATION BLOC | 3BL24G | IEC.309 CLAVIJ/BASES | 3BL24G26F | 60 IEC.309 | 3BL24G26F631 | 60 STRAIG TRAIL PLUG
GW60738H | CLAVIJA MOVIL IP67 2P+T 16A >50V 10H | 16.45 | 1 | 1 | 15 | NR | 8011564797697 | 85366990 | 3BL00 | Installation | 3BL | INSTALLATION BLOC | 3BL24G | IEC.309 CLAVIJ/BASES | 3BL24G26F | 60 IEC.309 | 3BL24G26F631 | 60 STRAIG TRAIL PLUG
GW60739H | CLAVIJA MOVIL IP67 3P+T 16A >50V 10H | 20 | 1 | 1 | 15 | NR | 8011564797703 | 85366990 | 3BL00 | Installation | 3BL | INSTALLATION BLOC | 3BL24G | IEC.309 CLAVIJ/BASES | 3BL24G26F | 60 IEC.309 | 3BL24G26F631 | 60 STRAIG TRAIL PLUG
GW60740H | CLAVIJA MOVIL IP67 3P+N+T 16A >50V 10H | 23.85 | 1 | 1 | 15 | NR | 8011564797710 | 85366990 | 3BL00 | Installation | 3BL | INSTALLATION BLOC | 3BL24G | IEC.309 CLAVIJ/BASES | 3BL24G26F | 60 IEC.309 | 3BL24G26F631 | 60 STRAIG TRAIL PLUG
GW60741H | CLAVIJA MOVIL IP67 2P+T 16A >50V 2H | 16.45 | 1 | 1 | 15 | NR | 8011564797727 | 85366990 | 3BL00 | Installation | 3BL | INSTALLATION BLOC | 3BL24G | IEC.309 CLAVIJ/BASES | 3BL24G26F | 60 IEC.309 | 3BL24G26F631 | 60 STRAIG TRAIL PLUG
GW60742H | CLAVIJA MOVIL IP67 3P+T 16A >50V 2H | 20 | 1 | 1 | 15 | NR | 8011564797734 | 85366990 | 3BL00 | Installation | 3BL | INSTALLATION BLOC | 3BL24G | IEC.309 CLAVIJ/BASES | 3BL24G26F | 60 IEC.309 | 3BL24G26F631 | 60 STRAIG TRAIL PLUG
GW60743H | CLAVIJA MOVIL IP67 3P+N+T 16A >50V2H | 23.85 | 1 | 1 | 15 | NR | 8011564797741 | 85366990 | 3BL00 | Installation | 3BL | INSTALLATION BLOC | 3BL24G | IEC.309 CLAVIJ/BASES | 3BL24G26F | 60 IEC.309 | 3BL24G26F631 | 60 STRAIG TRAIL PLUG
GW60744H | CLAVIJA MOVIL IP67 3P+T 16A 440÷460V 11 | 20 | 1 | 1 | 15 | NR | 8011564797758 | 85366990 | 3BL00 | Installation | 3BL | INSTALLATION BLOC | 3BL24G | IEC.309 CLAVIJ/BASES | 3BL24G26F | 60 IEC.309 | 3BL24G26F631 | 60 STRAIG TRAIL PLUG
GW60745H | CLAVIJA MOVIL IP67 3P+N+T 16A 440÷460V1 | 23.85 | 1 | 1 | 15 | NR | 8011564797765 | 85366990 | 3BL00 | Installation | 3BL | INSTALLATION BLOC | 3BL24G | IEC.309 CLAVIJ/BASES | 3BL24G26F | 60 IEC.309 | 3BL24G26F631 | 60 STRAIG TRAIL PLUG
GW60746H | CLAVIJA MOVIL IP67 3P+T 16A 380/440V 3H | 20.2 | 1 | 1 | 15 | NR | 8011564797772 | 85366990 | 3BL00 | Installation | 3BL | INSTALLATION BLOC | 3BL24G | IEC.309 CLAVIJ/BASES | 3BL24G26F | 60 IEC.309 | 3BL24G26F631 | 60 STRAIG TRAIL PLUG
GW60747H | CLAVIJA MOVIL IP67 3P+N+T 16A 380/440V | 23.85 | 1 | 1 | 15 | NR | 8011564797789 | 85366990 | 3BL00 | Installation | 3BL | INSTALLATION BLOC | 3BL24G | IEC.309 CLAVIJ/BASES | 3BL24G26F | 60 IEC.309 | 3BL24G26F631 | 60 STRAIG TRAIL PLUG
GW60748H | CLAVIJA MOVIL IP67 2P+T 16A TRASF.12H | 16.45 | 1 | 1 | 15 | NR | 8011564797796 | 85366990 | 3BL00 | Installation | 3BL | INSTALLATION BLOC | 3BL24G | IEC.309 CLAVIJ/BASES | 3BL24G26F | 60 IEC.309 | 3BL24G26F631 | 60 STRAIG TRAIL PLUG
GW60749H | CLAVIJA MOVIL IP67 3P+T 16A TRASF.12H | 20 | 1 | 1 | 15 | NR | 8011564797802 | 85366990 | 3BL00 | Installation | 3BL | INSTALLATION BLOC | 3BL24G | IEC.309 CLAVIJ/BASES | 3BL24G26F | 60 IEC.309 | 3BL24G26F631 | 60 STRAIG TRAIL PLUG
GW60750H | CLAVIJA MOVIL IP67 2P+T 16A >50÷250 Vcc | 16.45 | 1 | 1 | 15 | NR | 8011564797819 | 85366990 | 3BL00 | Installation | 3BL | INSTALLATION BLOC | 3BL24G | IEC.309 CLAVIJ/BASES | 3BL24G26F | 60 IEC.309 | 3BL24G26F631 | 60 STRAIG TRAIL PLUG
GW60751H | CLAVIJA MOVIL IP67 2P+T 16A >250Vcc 8H | 16.45 | 1 | 1 | 15 | NR | 8011564797826 | 85366990 | 3BL00 | Installation | 3BL | INSTALLATION BLOC | 3BL24G | IEC.309 CLAVIJ/BASES | 3BL24G26F | 60 IEC.309 | 3BL24G26F631 | 60 STRAIG TRAIL PLUG
GW60752H | CLAVIJA MOVIL IP67 2P+T 32A 500V 7H | 26.9 | 1 | 1 | 15 | NR | 8011564797833 | 85366990 | 3BL00 | Installation | 3BL | INSTALLATION BLOC | 3BL24G | IEC.309 CLAVIJ/BASES | 3BL24G26F | 60 IEC.309 | 3BL24G26F631 | 60 STRAIG TRAIL PLUG
GW60753H | CLAVIJA MOVIL IP67 3P+T 32A 690V 5H | 32.5 | 1 | 1 | 15 | NR | 8011564797840 | 85366990 | 3BL00 | Installation | 3BL | INSTALLATION BLOC | 3BL24G | IEC.309 CLAVIJ/BASES | 3BL24G26F | 60 IEC.309 | 3BL24G26F631 | 60 STRAIG TRAIL PLUG
GW60754H | CLAVIJA MOVIL IP67 3P+N+T 32A 690V 5H | 35 | 1 | 1 | 15 | NR | 8011564797857 | 85366990 | 3BL00 | Installation | 3BL | INSTALLATION BLOC | 3BL24G | IEC.309 CLAVIJ/BASES | 3BL24G26F | 60 IEC.309 | 3BL24G26F631 | 60 STRAIG TRAIL PLUG
GW60755H | CLAVIJA MOVIL IP67 2P+T 32A >50V 10H | 26.9 | 1 | 1 | 15 | NR | 8011564797864 | 85366990 | 3BL00 | Installation | 3BL | INSTALLATION BLOC | 3BL24G | IEC.309 CLAVIJ/BASES | 3BL24G26F | 60 IEC.309 | 3BL24G26F631 | 60 STRAIG TRAIL PLUG
GW60756H | CLAVIJA MOVIL IP67 3P+T 32A >50V 10H | 32.5 | 1 | 1 | 15 | NR | 8011564797871 | 85366990 | 3BL00 | Installation | 3BL | INSTALLATION BLOC | 3BL24G | IEC.309 CLAVIJ/BASES | 3BL24G26F | 60 IEC.309 | 3BL24G26F631 | 60 STRAIG TRAIL PLUG
GW60757H | CLAVIJA MOVIL IP67 3P+N+T 32A >50V 10H | 35 | 1 | 1 | 15 | NR | 8011564797888 | 85366990 | 3BL00 | Installation | 3BL | INSTALLATION BLOC | 3BL24G | IEC.309 CLAVIJ/BASES | 3BL24G26F | 60 IEC.309 | 3BL24G26F631 | 60 STRAIG TRAIL PLUG
GW60758H | CLAVIJA MOVIL IP67 2P+T 32A >50V 2H | 26.9 | 1 | 1 | 15 | NR | 8011564797895 | 85366990 | 3BL00 | Installation | 3BL | INSTALLATION BLOC | 3BL24G | IEC.309 CLAVIJ/BASES | 3BL24G26F | 60 IEC.309 | 3BL24G26F631 | 60 STRAIG TRAIL PLUG
GW60759H | CLAVIJA MOVIL IP67 3P+T 32A >50V 2H | 31.45 | 1 | 1 | 15 | NR | 8011564797901 | 85366990 | 3BL00 | Installation | 3BL | INSTALLATION BLOC | 3BL24G | IEC.309 CLAVIJ/BASES | 3BL24G26F | 60 IEC.309 | 3BL24G26F631 | 60 STRAIG TRAIL PLUG
GW60760H | CLAVIJA MOVIL IP67 3P+N+T 32A >50V2H | 35.55 | 1 | 1 | 15 | NR | 8011564797918 | 85366990 | 3BL00 | Installation | 3BL | INSTALLATION BLOC | 3BL24G | IEC.309 CLAVIJ/BASES | 3BL24G26F | 60 IEC.309 | 3BL24G26F631 | 60 STRAIG TRAIL PLUG
GW60761H | CLAVIJA MOVIL IP67 3P+T 32A 440÷460V 11 | 31.05 | 1 | 1 | 15 | NR | 8011564797925 | 85366990 | 3BL00 | Installation | 3BL | INSTALLATION BLOC | 3BL24G | IEC.309 CLAVIJ/BASES | 3BL24G26F | 60 IEC.309 | 3BL24G26F631 | 60 STRAIG TRAIL PLUG
GW60762H | CLAVIJA MOVIL IP67 3P+N+T 32A 440÷460V1 | 35.55 | 1 | 1 | 15 | NR | 8011564797932 | 85366990 | 3BL00 | Installation | 3BL | INSTALLATION BLOC | 3BL24G | IEC.309 CLAVIJ/BASES | 3BL24G26F | 60 IEC.309 | 3BL24G26F631 | 60 STRAIG TRAIL PLUG
GW60763H | CLAVIJA MOVIL IP67 3P+N+T 32A 380/440V | 35.55 | 1 | 1 | 15 | NR | 8011564797949 | 85366990 | 3BL00 | Installation | 3BL | INSTALLATION BLOC | 3BL24G | IEC.309 CLAVIJ/BASES | 3BL24G26F | 60 IEC.309 | 3BL24G26F631 | 60 STRAIG TRAIL PLUG
GW60764H | CLAVIJA MOVIL IP67 2P+T 32A TRASF.12H | 26.9 | 1 | 1 | 15 | NR | 8011564797956 | 85366990 | 3BL00 | Installation | 3BL | INSTALLATION BLOC | 3BL24G | IEC.309 CLAVIJ/BASES | 3BL24G26F | 60 IEC.309 | 3BL24G26F631 | 60 STRAIG TRAIL PLUG
GW60765H | CLAVIJA MOVIL IP67 3P+T 32A TRASF.12H | 31.45 | 1 | 1 | 15 | NR | 8011564797963 | 85366990 | 3BL00 | Installation | 3BL | INSTALLATION BLOC | 3BL24G | IEC.309 CLAVIJ/BASES | 3BL24G26F | 60 IEC.309 | 3BL24G26F631 | 60 STRAIG TRAIL PLUG
GW60766H | CLAVIJA MOVIL IP67 2P+T 32A >50÷250 Vcc | 27.2 | 1 | 1 | 15 | NR | 8011564797970 | 85366990 | 3BL00 | Installation | 3BL | INSTALLATION BLOC | 3BL24G | IEC.309 CLAVIJ/BASES | 3BL24G26F | 60 IEC.309 | 3BL24G26F631 | 60 STRAIG TRAIL PLUG
GW60767H | CLAVIJA MOVIL IP67 2P+T 32A >250Vcc 8H | 27.2 | 1 | 1 | 15 | NR | 8011564797987 | 85366990 | 3BL00 | Installation | 3BL | INSTALLATION BLOC | 3BL24G | IEC.309 CLAVIJ/BASES | 3BL24G26F | 60 IEC.309 | 3BL24G26F631 | 60 STRAIG TRAIL PLUG
GW61013H | CLAVIJA MOVIL IP44/54 2P+T 63A 110V 4H | 77 | 1 | 1 | 4 | NR | 8011564829695 | 85366990 | 3BL00 | Installation | 3BL | INSTALLATION BLOC | 3BL24G | IEC.309 CLAVIJ/BASES | 3BL24G26F | 60 IEC.309 | 3BL24G26F631 | 60 STRAIG TRAIL PLUG
GW61014H | CLAVIJA MOVIL IP44/54 3P+T 63A 110V 4H | 87.5 | 1 | 1 | 4 | NR | 8011564829701 | 85366990 | 3BL00 | Installation | 3BL | INSTALLATION BLOC | 3BL24G | IEC.309 CLAVIJ/BASES | 3BL24G26F | 60 IEC.309 | 3BL24G26F631 | 60 STRAIG TRAIL PLUG
GW61015H | CLAVIJA MOVIL IP44/54 3P+N+T 63A 110V 4H | 93 | 1 | 1 | 4 | NR | 8011564829718 | 85366990 | 3BL00 | Installation | 3BL | INSTALLATION BLOC | 3BL24G | IEC.309 CLAVIJ/BASES | 3BL24G26F | 60 IEC.309 | 3BL24G26F631 | 60 STRAIG TRAIL PLUG
GW61016H | CLAVIJA MOVIL IP44/54 2P+T 63A 230V 6H | 71 | 1 | 1 | 4 | NR | 8011564829725 | 85366990 | 3BL00 | Installation | 3BL | INSTALLATION BLOC | 3BL24G | IEC.309 CLAVIJ/BASES | 3BL24G26F | 60 IEC.309 | 3BL24G26F631 | 60 STRAIG TRAIL PLUG
GW61017H | CLAVIJA MOVIL IP44/54 3P+T 63A 230V 9H | 86.5 | 1 | 1 | 4 | NR | 8011564829732 | 85366990 | 3BL00 | Installation | 3BL | INSTALLATION BLOC | 3BL24G | IEC.309 CLAVIJ/BASES | 3BL24G26F | 60 IEC.309 | 3BL24G26F631 | 60 STRAIG TRAIL PLUG
GW61018H | CLAVIJA MOVIL IP44/54 3P+N+T 63A 230V 9H | 93 | 1 | 1 | 4 | NR | 8011564829749 | 85366990 | 3BL00 | Installation | 3BL | INSTALLATION BLOC | 3BL24G | IEC.309 CLAVIJ/BASES | 3BL24G26F | 60 IEC.309 | 3BL24G26F631 | 60 STRAIG TRAIL PLUG
GW61019H | CLAVIJA MOVIL IP44/54 2P+T 63A 400V 9H | 80.5 | 1 | 1 | 4 | NR | 8011564829756 | 85366990 | 3BL00 | Installation | 3BL | INSTALLATION BLOC | 3BL24G | IEC.309 CLAVIJ/BASES | 3BL24G26F | 60 IEC.309 | 3BL24G26F631 | 60 STRAIG TRAIL PLUG
GW61020H | CLAVIJA MOVIL IP44/54 3P+T 63A 400V 6H | 75.5 | 1 | 1 | 4 | NR | 8011564829763 | 85366990 | 3BL00 | Installation | 3BL | INSTALLATION BLOC | 3BL24G | IEC.309 CLAVIJ/BASES | 3BL24G26F | 60 IEC.309 | 3BL24G26F631 | 60 STRAIG TRAIL PLUG
GW61021H | CLAVIJA MOVIL IP44/54 3P+N+T 63A 400V 6H | 83 | 1 | 1 | 4 | NR | 8011564829770 | 85366990 | 3BL00 | Installation | 3BL | INSTALLATION BLOC | 3BL24G | IEC.309 CLAVIJ/BASES | 3BL24G26F | 60 IEC.309 | 3BL24G26F631 | 60 STRAIG TRAIL PLUG
GW61045H | CLAVIJA MOVIL IP66-69 2P+T 63A 110V 4H | 87 | 1 | 1 | 4 | NR | 8011564829459 | 85366990 | 3BL00 | Installation | 3BL | INSTALLATION BLOC | 3BL24G | IEC.309 CLAVIJ/BASES | 3BL24G26F | 60 IEC.309 | 3BL24G26F631 | 60 STRAIG TRAIL PLUG
GW61046H | CLAVIJA MOVIL IP66-69 3P+T 63A 110V 4H | 99 | 1 | 1 | 4 | NR | 8011564829466 | 85366990 | 3BL00 | Installation | 3BL | INSTALLATION BLOC | 3BL24G | IEC.309 CLAVIJ/BASES | 3BL24G26F | 60 IEC.309 | 3BL24G26F631 | 60 STRAIG TRAIL PLUG
GW61047H | CLAVIJA MOVIL IP66-69 3P+N+T 63A 110V 4H | 103.5 | 1 | 1 | 4 | NR | 8011564829473 | 85366990 | 3BL00 | Installation | 3BL | INSTALLATION BLOC | 3BL24G | IEC.309 CLAVIJ/BASES | 3BL24G26F | 60 IEC.309 | 3BL24G26F631 | 60 STRAIG TRAIL PLUG
GW61048H | CLAVIJA MOVIL IP66-69 2P+T 63A 230V 6H | 78.5 | 1 | 1 | 4 | NR | 8011564829480 | 85366990 | 3BL00 | Installation | 3BL | INSTALLATION BLOC | 3BL24G | IEC.309 CLAVIJ/BASES | 3BL24G26F | 60 IEC.309 | 3BL24G26F631 | 60 STRAIG TRAIL PLUG
GW61049H | CLAVIJA MOVIL IP66-69 3P+T 63A 230V 9H | 98 | 1 | 1 | 4 | NR | 8011564829497 | 85366990 | 3BL00 | Installation | 3BL | INSTALLATION BLOC | 3BL24G | IEC.309 CLAVIJ/BASES | 3BL24G26F | 60 IEC.309 | 3BL24G26F631 | 60 STRAIG TRAIL PLUG
GW61050H | CLAVIJA MOVIL IP66-69 3P+N+T 63A 230V 9H | 105.5 | 1 | 1 | 4 | NR | 8011564829503 | 85366990 | 3BL00 | Installation | 3BL | INSTALLATION BLOC | 3BL24G | IEC.309 CLAVIJ/BASES | 3BL24G26F | 60 IEC.309 | 3BL24G26F631 | 60 STRAIG TRAIL PLUG
GW61051H | CLAVIJA MOVIL IP66-69 2P+T 63A 400V 9H | 91 | 1 | 1 | 4 | NR | 8011564829510 | 85366990 | 3BL00 | Installation | 3BL | INSTALLATION BLOC | 3BL24G | IEC.309 CLAVIJ/BASES | 3BL24G26F | 60 IEC.309 | 3BL24G26F631 | 60 STRAIG TRAIL PLUG
GW61052H | CLAVIJA MOVIL IP66-69 3P+T 63A 400V 6H | 83.5 | 1 | 1 | 4 | NR | 8011564829527 | 85366990 | 3BL00 | Installation | 3BL | INSTALLATION BLOC | 3BL24G | IEC.309 CLAVIJ/BASES | 3BL24G26F | 60 IEC.309 | 3BL24G26F631 | 60 STRAIG TRAIL PLUG
GW61053H | CLAVIJA MOVIL IP66-69 3P+N+T 63A 400V 6H | 91 | 1 | 1 | 4 | NR | 8011564829534 | 85366990 | 3BL00 | Installation | 3BL | INSTALLATION BLOC | 3BL24G | IEC.309 CLAVIJ/BASES | 3BL24G26F | 60 IEC.309 | 3BL24G26F631 | 60 STRAIG TRAIL PLUG
GW61054H | CLAVIJA MOVIL IP66-69 3P+T 63A 500V 7H | 98 | 1 | 1 | 4 | NR | 8011564829558 | 85366990 | 3BL00 | Installation | 3BL | INSTALLATION BLOC | 3BL24G | IEC.309 CLAVIJ/BASES | 3BL24G26F | 60 IEC.309 | 3BL24G26F631 | 60 STRAIG TRAIL PLUG
GW61055H | CLAVIJA MOVIL IP66-69 3P+N+T 63A 500V 7H | 105.5 | 1 | 1 | 4 | NR | 8011564829565 | 85366990 | 3BL00 | Installation | 3BL | INSTALLATION BLOC | 3BL24G | IEC.309 CLAVIJ/BASES | 3BL24G26F | 60 IEC.309 | 3BL24G26F631 | 60 STRAIG TRAIL PLUG
GW61056H | CLAVIJA MOVIL IP66-69 2P+T 63A 500V 7H | 85.5 | 1 | 1 | 4 | NR | 8011564829541 | 85366990 | 3BL00 | Installation | 3BL | INSTALLATION BLOC | 3BL24G | IEC.309 CLAVIJ/BASES | 3BL24G26F | 60 IEC.309 | 3BL24G26F631 | 60 STRAIG TRAIL PLUG
GW61057H | CLAVIJA MOVIL IP66-69 3P+T 63A 690V 5H | 96 | 1 | 1 | 4 | NR | 8011564829572 | 85366990 | 3BL00 | Installation | 3BL | INSTALLATION BLOC | 3BL24G | IEC.309 CLAVIJ/BASES | 3BL24G26F | 60 IEC.309 | 3BL24G26F631 | 60 STRAIG TRAIL PLUG
GW61058H | CLAVIJA MOVIL IP66-69 3P+N+T 63A 690V 5H | 103.5 | 1 | 1 | 4 | NR | 8011564829589 | 85366990 | 3BL00 | Installation | 3BL | INSTALLATION BLOC | 3BL24G | IEC.309 CLAVIJ/BASES | 3BL24G26F | 60 IEC.309 | 3BL24G26F631 | 60 STRAIG TRAIL PLUG
GW61059H | CLAVIJA MOVIL IP66-69 2P+T 63A >50V 10H | 85.5 | 1 | 1 | 4 | NR | 8011564829596 | 85366990 | 3BL00 | Installation | 3BL | INSTALLATION BLOC | 3BL24G | IEC.309 CLAVIJ/BASES | 3BL24G26F | 60 IEC.309 | 3BL24G26F631 | 60 STRAIG TRAIL PLUG
GW61060H | CLAVIJA MOVIL IP66-69 3P+T 63A >50V 10H | 96 | 1 | 1 | 4 | NR | 8011564829602 | 85366990 | 3BL00 | Installation | 3BL | INSTALLATION BLOC | 3BL24G | IEC.309 CLAVIJ/BASES | 3BL24G26F | 60 IEC.309 | 3BL24G26F631 | 60 STRAIG TRAIL PLUG
GW61061H | CLAVIJA MOVIL IP66-69 3P+N+T 63A 50V 10H | 103.5 | 1 | 1 | 4 | NR | 8011564829619 | 85366990 | 3BL00 | Installation | 3BL | INSTALLATION BLOC | 3BL24G | IEC.309 CLAVIJ/BASES | 3BL24G26F | 60 IEC.309 | 3BL24G26F631 | 60 STRAIG TRAIL PLUG
GW61062H | CLAVIJA MOVIL IP66-69 2P+T 63A >50V 2H | 85.5 | 1 | 1 | 4 | NR | 8011564829626 | 85366990 | 3BL00 | Installation | 3BL | INSTALLATION BLOC | 3BL24G | IEC.309 CLAVIJ/BASES | 3BL24G26F | 60 IEC.309 | 3BL24G26F631 | 60 STRAIG TRAIL PLUG
GW61063H | CLAVIJA MOVIL IP66-69 3P+T 63A >50V 2H | 96 | 1 | 1 | 4 | NR | 8011564829633 | 85366990 | 3BL00 | Installation | 3BL | INSTALLATION BLOC | 3BL24G | IEC.309 CLAVIJ/BASES | 3BL24G26F | 60 IEC.309 | 3BL24G26F631 | 60 STRAIG TRAIL PLUG
GW61064H | CLAVIJA MOVIL IP66-69 3P+N+T 63A >50V 2H | 103.5 | 1 | 1 | 4 | NR | 8011564829640 | 85366990 | 3BL00 | Installation | 3BL | INSTALLATION BLOC | 3BL24G | IEC.309 CLAVIJ/BASES | 3BL24G26F | 60 IEC.309 | 3BL24G26F631 | 60 STRAIG TRAIL PLUG
GW61065H | CLAVIJA MOVIL IP66 3P+T 63A 440÷460V 11H | 96 | 1 | 1 | 4 | NR | 8011564829657 | 85366990 | 3BL00 | Installation | 3BL | INSTALLATION BLOC | 3BL24G | IEC.309 CLAVIJ/BASES | 3BL24G26F | 60 IEC.309 | 3BL24G26F631 | 60 STRAIG TRAIL PLUG
GW61066H | CLAVIJA IP66-69 3P+N+T 63A 440÷460V11H | 103.5 | 1 | 1 | 4 | NR | 8011564829664 | 85366990 | 3BL00 | Installation | 3BL | INSTALLATION BLOC | 3BL24G | IEC.309 CLAVIJ/BASES | 3BL24G26F | 60 IEC.309 | 3BL24G26F631 | 60 STRAIG TRAIL PLUG
GW61067H | CLAVIJA IP66-69 2P+T 63A >50÷250Vcc 3H | 85.5 | 1 | 1 | 4 | NR | 8011564829671 | 85366990 | 3BL00 | Installation | 3BL | INSTALLATION BLOC | 3BL24G | IEC.309 CLAVIJ/BASES | 3BL24G26F | 60 IEC.309 | 3BL24G26F631 | 60 STRAIG TRAIL PLUG
GW61068H | CLAVIJA IP66-69 2P+T 63A >250Vcc 8H | 85.5 | 1 | 1 | 4 | NR | 8011564829688 | 85366990 | 3BL00 | Installation | 3BL | INSTALLATION BLOC | 3BL24G | IEC.309 CLAVIJ/BASES | 3BL24G26F | 60 IEC.309 | 3BL24G26F631 | 60 STRAIG TRAIL PLUG
GW61445 | CLAVIJA SUP.90º IP67 63A 2P+T 110V | 86 | 1 | 2 | 4 | NR | 8011564023666 | 85366990 | 3BL00 | Installation | 3BL | INSTALLATION BLOC | 3BL24G | IEC.309 CLAVIJ/BASES | 3BL24G26F | 60 IEC.309 | 3BL24G26F637 | 60 90° SURFAC M PLUG
GW61446 | CLAVIJA SUP.90º IP67 3P+T 63A 110V | 97 | 1 | 2 | 4 | NR | 8011564023673 | 85366990 | 3BL00 | Installation | 3BL | INSTALLATION BLOC | 3BL24G | IEC.309 CLAVIJ/BASES | 3BL24G26F | 60 IEC.309 | 3BL24G26F637 | 60 90° SURFAC M PLUG
GW61447 | CLAVIJA SUP.90º IP67 3P+N+T 63A 110V | 104.5 | 1 | 2 | 4 | NR | 8011564023680 | 85366990 | 3BL00 | Installation | 3BL | INSTALLATION BLOC | 3BL24G | IEC.309 CLAVIJ/BASES | 3BL24G26F | 60 IEC.309 | 3BL24G26F637 | 60 90° SURFAC M PLUG
GW61448 | CLAVIJA SUP.90º IP67 2P+T 63A 230V | 77.5 | 1 | 1 | 4 | NR | 8011564023697 | 85366990 | 3BL00 | Installation | 3BL | INSTALLATION BLOC | 3BL24G | IEC.309 CLAVIJ/BASES | 3BL24G26F | 60 IEC.309 | 3BL24G26F637 | 60 90° SURFAC M PLUG
GW61449 | CLAVIJA SUP.90º IP67 3P+T 63A 230V | 98.5 | 1 | 2 | 4 | NR | 8011564023703 | 85366990 | 3BL00 | Installation | 3BL | INSTALLATION BLOC | 3BL24G | IEC.309 CLAVIJ/BASES | 3BL24G26F | 60 IEC.309 | 3BL24G26F637 | 60 90° SURFAC M PLUG
GW61450 | CLAVIJA SUP.90º IP67 3P+N+T 63A 230V | 106.5 | 1 | 1 | 4 | NR | 8011564023710 | 85366990 | 3BL00 | Installation | 3BL | INSTALLATION BLOC | 3BL24G | IEC.309 CLAVIJ/BASES | 3BL24G26F | 60 IEC.309 | 3BL24G26F637 | 60 90° SURFAC M PLUG
GW61451 | CLAVIJA SUP.90º IP67 2P+T 63A 400V | 90 | 1 | 2 | 4 | NR | 8011564023727 | 85366990 | 3BL00 | Installation | 3BL | INSTALLATION BLOC | 3BL24G | IEC.309 CLAVIJ/BASES | 3BL24G26F | 60 IEC.309 | 3BL24G26F637 | 60 90° SURFAC M PLUG
GW61452 | CLAVIJA SUP.90º IP67 3P+T 63A 400V | 84.5 | 1 | 1 | 4 | NR | 8011564023734 | 85366990 | 3BL00 | Installation | 3BL | INSTALLATION BLOC | 3BL24G | IEC.309 CLAVIJ/BASES | 3BL24G26F | 60 IEC.309 | 3BL24G26F637 | 60 90° SURFAC M PLUG
GW61453 | CLAVIJA SUP.90º IP67 3P+N+T 63A 400V | 91 | 1 | 1 | 4 | NR | 8011564023741 | 85366990 | 3BL00 | Installation | 3BL | INSTALLATION BLOC | 3BL24G | IEC.309 CLAVIJ/BASES | 3BL24G26F | 60 IEC.309 | 3BL24G26F637 | 60 90° SURFAC M PLUG
GW61454 | CLAVIJA SUP.90º IP67 3P+T 63A 500V | 98.5 | 1 | 1 | 4 | NR | 8011564023758 | 85366990 | 3BL00 | Installation | 3BL | INSTALLATION BLOC | 3BL24G | IEC.309 CLAVIJ/BASES | 3BL24G26F | 60 IEC.309 | 3BL24G26F637 | 60 90° SURFAC M PLUG
GW61455 | CLAVIJA SUP.90º IP67 3P+N+T 63A 500V | 106.5 | 1 | 2 | 4 | NR | 8011564023765 | 85366990 | 3BL00 | Installation | 3BL | INSTALLATION BLOC | 3BL24G | IEC.309 CLAVIJ/BASES | 3BL24G26F | 60 IEC.309 | 3BL24G26F637 | 60 90° SURFAC M PLUG
GW62001FH | BASE MÓVIL IP44 2P+T 16A 110V 4H CR | 15.35 | 1 | 1 | 15 | NR | 8011564797994 | 85366990 | 3BL00 | Installation | 3BL | INSTALLATION BLOC | 3BL24G | IEC.309 CLAVIJ/BASES | 3BL24G26F | 60 IEC.309 | 3BL24G26F640 | 62 WIR STR TRAI SOCK
GW62001H | BASE MÓVIL IP44 2P+T 16A 110V 4H | 11.6 | 1 | 1 | 50 | NR | 8011564798007 | 85366990 | 3BL00 | Installation | 3BL | INSTALLATION BLOC | 3BL24G | IEC.309 CLAVIJ/BASES | 3BL24G26F | 60 IEC.309 | 3BL24G26F639 | 62 STR TRAIL SOCKET
GW62002FH | BASE MÓVIL IP44 3P+T 16A 110V 4H CR | 21.2 | 1 | 1 | 15 | NR | 8011564798014 | 85366990 | 3BL00 | Installation | 3BL | INSTALLATION BLOC | 3BL24G | IEC.309 CLAVIJ/BASES | 3BL24G26F | 60 IEC.309 | 3BL24G26F640 | 62 WIR STR TRAI SOCK
GW62002H | BASE MÓVIL IP44 3P+T 16A 110V 4H | 15.45 | 1 | 1 | 50 | NR | 8011564798021 | 85366990 | 3BL00 | Installation | 3BL | INSTALLATION BLOC | 3BL24G | IEC.309 CLAVIJ/BASES | 3BL24G26F | 60 IEC.309 | 3BL24G26F639 | 62 STR TRAIL SOCKET
GW62003FH | BASE MÓVIL IP44 3P+N+T 16A 110V 4H CR | 23.85 | 1 | 1 | 15 | NR | 8011564798038 | 85366990 | 3BL00 | Installation | 3BL | INSTALLATION BLOC | 3BL24G | IEC.309 CLAVIJ/BASES | 3BL24G26F | 60 IEC.309 | 3BL24G26F640 | 62 WIR STR TRAI SOCK
GW62003H | BASE MÓVIL IP44 3P+N+T 16A 110V 4H | 19.45 | 1 | 1 | 25 | NR | 8011564798045 | 85366990 | 3BL00 | Installation | 3BL | INSTALLATION BLOC | 3BL24G | IEC.309 CLAVIJ/BASES | 3BL24G26F | 60 IEC.309 | 3BL24G26F639 | 62 STR TRAIL SOCKET
GW62004FH | BASE MÓVIL IP44 2P+T 16A 230V 6H CR | 14 | 1 | 1 | 50 | NR | 8011564798052 | 85366990 | 3BL00 | Installation | 3BL | INSTALLATION BLOC | 3BL24G | IEC.309 CLAVIJ/BASES | 3BL24G26F | 60 IEC.309 | 3BL24G26F640 | 62 WIR STR TRAI SOCK
GW62004H | BASE MÓVIL IP44 2P+T 16A 230V 6H | 11.3 | 1 | 1 | 50 | NR | 8011564798069 | 85366990 | 3BL00 | Installation | 3BL | INSTALLATION BLOC | 3BL24G | IEC.309 CLAVIJ/BASES | 3BL24G26F | 60 IEC.309 | 3BL24G26F639 | 62 STR TRAIL SOCKET
GW62005FH | BASE MÓVIL IP44 3P+T 16A 230V 9H CR | 18.8 | 1 | 1 | 15 | NR | 8011564798076 | 85366990 | 3BL00 | Installation | 3BL | INSTALLATION BLOC | 3BL24G | IEC.309 CLAVIJ/BASES | 3BL24G26F | 60 IEC.309 | 3BL24G26F640 | 62 WIR STR TRAI SOCK
GW62005H | BASE MÓVIL IP44 3P+T 16A 230V 9H | 14.1 | 1 | 1 | 15 | NR | 8011564798083 | 85366990 | 3BL00 | Installation | 3BL | INSTALLATION BLOC | 3BL24G | IEC.309 CLAVIJ/BASES | 3BL24G26F | 60 IEC.309 | 3BL24G26F639 | 62 STR TRAIL SOCKET
GW62006FH | BASE MÓVIL IP44 3P+N+T 16A 230V 9H CR | 23.85 | 1 | 1 | 15 | NR | 8011564798090 | 85366990 | 3BL00 | Installation | 3BL | INSTALLATION BLOC | 3BL24G | IEC.309 CLAVIJ/BASES | 3BL24G26F | 60 IEC.309 | 3BL24G26F640 | 62 WIR STR TRAI SOCK
GW62006H | BASE MÓVIL IP44 3P+N+T 16A 230V 9H | 19.45 | 1 | 1 | 15 | NR | 8011564798106 | 85366990 | 3BL00 | Installation | 3BL | INSTALLATION BLOC | 3BL24G | IEC.309 CLAVIJ/BASES | 3BL24G26F | 60 IEC.309 | 3BL24G26F639 | 62 STR TRAIL SOCKET
GW62007FH | BASE MÓVIL IP44 2P+T 16A 400V 9H CR | 18.3 | 1 | 1 | 15 | NR | 8011564798113 | 85366990 | 3BL00 | Installation | 3BL | INSTALLATION BLOC | 3BL24G | IEC.309 CLAVIJ/BASES | 3BL24G26F | 60 IEC.309 | 3BL24G26F640 | 62 WIR STR TRAI SOCK
GW62007H | BASE MÓVIL IP44 2P+T 16A 400V 9H | 15.25 | 1 | 1 | 15 | NR | 8011564798120 | 85366990 | 3BL00 | Installation | 3BL | INSTALLATION BLOC | 3BL24G | IEC.309 CLAVIJ/BASES | 3BL24G26F | 60 IEC.309 | 3BL24G26F639 | 62 STR TRAIL SOCKET
GW62008FH | BASE MÓVIL IP44 3P+T 16A 400V 6H CR | 16.35 | 1 | 1 | 15 | NR | 8011564798137 | 85366990 | 3BL00 | Installation | 3BL | INSTALLATION BLOC | 3BL24G | IEC.309 CLAVIJ/BASES | 3BL24G26F | 60 IEC.309 | 3BL24G26F640 | 62 WIR STR TRAI SOCK
GW62008H | BASE MÓVIL IP44 3P+T 16A 400V 6H | 13.3 | 1 | 1 | 50 | NR | 8011564798144 | 85366990 | 3BL00 | Installation | 3BL | INSTALLATION BLOC | 3BL24G | IEC.309 CLAVIJ/BASES | 3BL24G26F | 60 IEC.309 | 3BL24G26F639 | 62 STR TRAIL SOCKET
GW62009FH | BASE MÓVIL IP44 3P+N+T 16A 400V 6H CR | 19.1 | 1 | 1 | 15 | NR | 8011564798151 | 85366990 | 3BL00 | Installation | 3BL | INSTALLATION BLOC | 3BL24G | IEC.309 CLAVIJ/BASES | 3BL24G26F | 60 IEC.309 | 3BL24G26F640 | 62 WIR STR TRAI SOCK
GW62009H | BASE MÓVIL IP44 3P+N+T 16A 400V 6H | 15.35 | 1 | 1 | 25 | NR | 8011564798168 | 85366990 | 3BL00 | Installation | 3BL | INSTALLATION BLOC | 3BL24G | IEC.309 CLAVIJ/BASES | 3BL24G26F | 60 IEC.309 | 3BL24G26F639 | 62 STR TRAIL SOCKET
GW62010H | BASE MÓVIL IP44 3P+T 16A 500V 7H | 17.05 | 1 | 1 | 15 | NR | 8011564798175 | 85366990 | 3BL00 | Installation | 3BL | INSTALLATION BLOC | 3BL24G | IEC.309 CLAVIJ/BASES | 3BL24G26F | 60 IEC.309 | 3BL24G26F639 | 62 STR TRAIL SOCKET
GW62011H | BASE MÓVIL IP44 3P+N+T 16A 500V 7H | 18.8 | 1 | 1 | 15 | NR | 8011564798182 | 85366990 | 3BL00 | Installation | 3BL | INSTALLATION BLOC | 3BL24G | IEC.309 CLAVIJ/BASES | 3BL24G26F | 60 IEC.309 | 3BL24G26F639 | 62 STR TRAIL SOCKET
GW62012FH | BASE MÓVIL IP44 2P+T 32A 110V 4H CR | 26.45 | 1 | 1 | 15 | NR | 8011564798199 | 85366990 | 3BL00 | Installation | 3BL | INSTALLATION BLOC | 3BL24G | IEC.309 CLAVIJ/BASES | 3BL24G26F | 60 IEC.309 | 3BL24G26F639 | 62 STR TRAIL SOCKET
GW62012H | BASE MÓVIL IP44 2P+T 32A 110V 4H | 21.85 | 1 | 1 | 15 | NR | 8011564798205 | 85366990 | 3BL00 | Installation | 3BL | INSTALLATION BLOC | 3BL24G | IEC.309 CLAVIJ/BASES | 3BL24G26F | 60 IEC.309 | 3BL24G26F639 | 62 STR TRAIL SOCKET
GW62013FH | BASE MÓVIL IP44 3P+T 32A 110V 4H CR | 31.35 | 1 | 1 | 15 | NR | 8011564798212 | 85366990 | 3BL00 | Installation | 3BL | INSTALLATION BLOC | 3BL24G | IEC.309 CLAVIJ/BASES | 3BL24G26F | 60 IEC.309 | 3BL24G26F639 | 62 STR TRAIL SOCKET
GW62013H | BASE MÓVIL IP44 3P+T 32A 110V 4H | 26.35 | 1 | 1 | 15 | NR | 8011564798229 | 85366990 | 3BL00 | Installation | 3BL | INSTALLATION BLOC | 3BL24G | IEC.309 CLAVIJ/BASES | 3BL24G26F | 60 IEC.309 | 3BL24G26F639 | 62 STR TRAIL SOCKET
GW62014FH | BASE MÓVIL IP44 3P+N+T 32A 110V 4H CR | 36.7 | 1 | 1 | 15 | NR | 8011564798236 | 85366990 | 3BL00 | Installation | 3BL | INSTALLATION BLOC | 3BL24G | IEC.309 CLAVIJ/BASES | 3BL24G26F | 60 IEC.309 | 3BL24G26F639 | 62 STR TRAIL SOCKET
GW62014H | BASE MÓVIL IP44 3P+N+T 32A 110V 4H | 30.35 | 1 | 1 | 15 | NR | 8011564798243 | 85366990 | 3BL00 | Installation | 3BL | INSTALLATION BLOC | 3BL24G | IEC.309 CLAVIJ/BASES | 3BL24G26F | 60 IEC.309 | 3BL24G26F639 | 62 STR TRAIL SOCKET
GW62015FH | BASE MÓVIL IP44 2P+T 32A 230V 6H CR | 23.55 | 1 | 1 | 15 | NR | 8011564798250 | 85366990 | 3BL00 | Installation | 3BL | INSTALLATION BLOC | 3BL24G | IEC.309 CLAVIJ/BASES | 3BL24G26F | 60 IEC.309 | 3BL24G26F639 | 62 STR TRAIL SOCKET
GW62015H | BASE MÓVIL IP44 2P+T 32A 230V 6H | 18.7 | 1 | 1 | 25 | NR | 8011564798267 | 85366990 | 3BL00 | Installation | 3BL | INSTALLATION BLOC | 3BL24G | IEC.309 CLAVIJ/BASES | 3BL24G26F | 60 IEC.309 | 3BL24G26F639 | 62 STR TRAIL SOCKET
GW62016FH | BASE MÓVIL IP44 3P+T 32A 230V 9H CR | 31.05 | 1 | 1 | 15 | NR | 8011564798274 | 85366990 | 3BL00 | Installation | 3BL | INSTALLATION BLOC | 3BL24G | IEC.309 CLAVIJ/BASES | 3BL24G26F | 60 IEC.309 | 3BL24G26F639 | 62 STR TRAIL SOCKET
GW62016H | BASE MÓVIL IP44 3P+T 32A 230V 9H | 25.9 | 1 | 1 | 15 | NR | 8011564798281 | 85366990 | 3BL00 | Installation | 3BL | INSTALLATION BLOC | 3BL24G | IEC.309 CLAVIJ/BASES | 3BL24G26F | 60 IEC.309 | 3BL24G26F639 | 62 STR TRAIL SOCKET
GW62017FH | BASE MÓVIL IP44 3P+N+T 32A 230V 9H CR | 37.25 | 1 | 1 | 15 | NR | 8011564798298 | 85366990 | 3BL00 | Installation | 3BL | INSTALLATION BLOC | 3BL24G | IEC.309 CLAVIJ/BASES | 3BL24G26F | 60 IEC.309 | 3BL24G26F639 | 62 STR TRAIL SOCKET
GW62017H | BASE MÓVIL IP44 3P+N+T 32A 230V 9H | 30.15 | 1 | 1 | 15 | NR | 8011564798304 | 85366990 | 3BL00 | Installation | 3BL | INSTALLATION BLOC | 3BL24G | IEC.309 CLAVIJ/BASES | 3BL24G26F | 60 IEC.309 | 3BL24G26F639 | 62 STR TRAIL SOCKET
GW62018FH | BASE MÓVIL IP44 2P+T 32A 400V 9H CR | 29.35 | 1 | 1 | 15 | NR | 8011564798311 | 85366990 | 3BL00 | Installation | 3BL | INSTALLATION BLOC | 3BL24G | IEC.309 CLAVIJ/BASES | 3BL24G26F | 60 IEC.309 | 3BL24G26F639 | 62 STR TRAIL SOCKET
GW62018H | BASE MÓVIL IP44 2P+T 32A 400V 9H | 24.45 | 1 | 1 | 15 | NR | 8011564798328 | 85366990 | 3BL00 | Installation | 3BL | INSTALLATION BLOC | 3BL24G | IEC.309 CLAVIJ/BASES | 3BL24G26F | 60 IEC.309 | 3BL24G26F639 | 62 STR TRAIL SOCKET
GW62019FH | BASE MÓVIL IP44 3P+T 32A 400V 6H CR | 24.25 | 1 | 1 | 15 | NR | 8011564798335 | 85366990 | 3BL00 | Installation | 3BL | INSTALLATION BLOC | 3BL24G | IEC.309 CLAVIJ/BASES | 3BL24G26F | 60 IEC.309 | 3BL24G26F639 | 62 STR TRAIL SOCKET
GW62019H | BASE MÓVIL IP44 3P+T 32A 400V 6H | 19.8 | 1 | 1 | 25 | NR | 8011564798342 | 85366990 | 3BL00 | Installation | 3BL | INSTALLATION BLOC | 3BL24G | IEC.309 CLAVIJ/BASES | 3BL24G26F | 60 IEC.309 | 3BL24G26F639 | 62 STR TRAIL SOCKET
GW62020FH | BASE MÓVIL IP44 3P+N+T 32A 400V 6H CR | 27.9 | 1 | 1 | 15 | NR | 8011564798359 | 85366990 | 3BL00 | Installation | 3BL | INSTALLATION BLOC | 3BL24G | IEC.309 CLAVIJ/BASES | 3BL24G26F | 60 IEC.309 | 3BL24G26F639 | 62 STR TRAIL SOCKET
GW62020H | BASE MÓVIL IP44 3P+N+T 32A 400V 6H | 22.7 | 1 | 1 | 25 | NR | 8011564798366 | 85366990 | 3BL00 | Installation | 3BL | INSTALLATION BLOC | 3BL24G | IEC.309 CLAVIJ/BASES | 3BL24G26F | 60 IEC.309 | 3BL24G26F639 | 62 STR TRAIL SOCKET
GW62021H | BASE MÓVIL IP44 3P+T 32A 500V 7H | 25.9 | 1 | 1 | 15 | NR | 8011564798373 | 85366990 | 3BL00 | Installation | 3BL | INSTALLATION BLOC | 3BL24G | IEC.309 CLAVIJ/BASES | 3BL24G26F | 60 IEC.309 | 3BL24G26F639 | 62 STR TRAIL SOCKET
GW62022H | BASE MÓVIL IP44 3P+N+T 32A 500V 7H | 29.55 | 1 | 1 | 15 | NR | 8011564798380 | 85366990 | 3BL00 | Installation | 3BL | INSTALLATION BLOC | 3BL24G | IEC.309 CLAVIJ/BASES | 3BL24G26F | 60 IEC.309 | 3BL24G26F639 | 62 STR TRAIL SOCKET
GW62023FH | BASE MÓVIL IP67 2P+T 16A 110V 4H CR | 29.35 | 1 | 1 | 15 | NR | 8011564798397 | 85366990 | 3BL00 | Installation | 3BL | INSTALLATION BLOC | 3BL24G | IEC.309 CLAVIJ/BASES | 3BL24G26F | 60 IEC.309 | 3BL24G26F640 | 62 WIR STR TRAI SOCK
GW62023H | BASE MÓVIL IP67 2P+T 16A 110V 4H | 22.25 | 1 | 1 | 50 | NR | 8011564798403 | 85366990 | 3BL00 | Installation | 3BL | INSTALLATION BLOC | 3BL24G | IEC.309 CLAVIJ/BASES | 3BL24G26F | 60 IEC.309 | 3BL24G26F639 | 62 STR TRAIL SOCKET
GW62024FH | BASE MÓVIL IP67 3P+T 16A 110V 4H CR | 34.7 | 1 | 1 | 25 | NR | 8011564798410 | 85366990 | 3BL00 | Installation | 3BL | INSTALLATION BLOC | 3BL24G | IEC.309 CLAVIJ/BASES | 3BL24G26F | 60 IEC.309 | 3BL24G26F640 | 62 WIR STR TRAI SOCK
GW62024H | BASE MÓVIL IP67 3P+T 16A 110V 4H | 26.55 | 1 | 1 | 15 | NR | 8011564798427 | 85366990 | 3BL00 | Installation | 3BL | INSTALLATION BLOC | 3BL24G | IEC.309 CLAVIJ/BASES | 3BL24G26F | 60 IEC.309 | 3BL24G26F639 | 62 STR TRAIL SOCKET
GW62025FH | BASE MÓVIL IP67 3P+N+T 16A 110V 4H CR | 38.55 | 1 | 1 | 15 | NR | 8011564798434 | 85366990 | 3BL00 | Installation | 3BL | INSTALLATION BLOC | 3BL24G | IEC.309 CLAVIJ/BASES | 3BL24G26F | 60 IEC.309 | 3BL24G26F640 | 62 WIR STR TRAI SOCK
GW62025H | BASE MÓVIL IP67 3P+N+T 16A 110V 4H | 31.35 | 1 | 1 | 15 | NR | 8011564798441 | 85366990 | 3BL00 | Installation | 3BL | INSTALLATION BLOC | 3BL24G | IEC.309 CLAVIJ/BASES | 3BL24G26F | 60 IEC.309 | 3BL24G26F639 | 62 STR TRAIL SOCKET
GW62026FH | BASE MÓVIL IP67 2P+T 16A 230V 6H CR | 24.45 | 1 | 1 | 50 | NR | 8011564798458 | 85366990 | 3BL00 | Installation | 3BL | INSTALLATION BLOC | 3BL24G | IEC.309 CLAVIJ/BASES | 3BL24G26F | 60 IEC.309 | 3BL24G26F640 | 62 WIR STR TRAI SOCK
GW62026H | BASE MÓVIL IP67 2P+T 16A 230V 6H | 20.1 | 1 | 1 | 50 | NR | 8011564798465 | 85366990 | 3BL00 | Installation | 3BL | INSTALLATION BLOC | 3BL24G | IEC.309 CLAVIJ/BASES | 3BL24G26F | 60 IEC.309 | 3BL24G26F639 | 62 STR TRAIL SOCKET
GW62027FH | BASE MÓVIL IP67 3P+T 16A 230V 9H CR | 35.35 | 1 | 1 | 15 | NR | 8011564798472 | 85366990 | 3BL00 | Installation | 3BL | INSTALLATION BLOC | 3BL24G | IEC.309 CLAVIJ/BASES | 3BL24G26F | 60 IEC.309 | 3BL24G26F640 | 62 WIR STR TRAI SOCK
GW62027H | BASE MÓVIL IP67 3P+T 16A 230V 9H | 26.9 | 1 | 1 | 15 | NR | 8011564798489 | 85366990 | 3BL00 | Installation | 3BL | INSTALLATION BLOC | 3BL24G | IEC.309 CLAVIJ/BASES | 3BL24G26F | 60 IEC.309 | 3BL24G26F639 | 62 STR TRAIL SOCKET
GW62028FH | BASE MÓVIL IP67 3P+N+T 16A 230V 9H CR | 40 | 1 | 1 | 15 | NR | 8011564798496 | 85366990 | 3BL00 | Installation | 3BL | INSTALLATION BLOC | 3BL24G | IEC.309 CLAVIJ/BASES | 3BL24G26F | 60 IEC.309 | 3BL24G26F640 | 62 WIR STR TRAI SOCK
GW62028H | BASE MÓVIL IP67 3P+N+T 16A 230V 9H | 33.5 | 1 | 1 | 15 | NR | 8011564798502 | 85366990 | 3BL00 | Installation | 3BL | INSTALLATION BLOC | 3BL24G | IEC.309 CLAVIJ/BASES | 3BL24G26F | 60 IEC.309 | 3BL24G26F639 | 62 STR TRAIL SOCKET
GW62029FH | BASE MÓVIL IP67 2P+T 16A 400V 9H CR | 31.05 | 1 | 1 | 15 | NR | 8011564798519 | 85366990 | 3BL00 | Installation | 3BL | INSTALLATION BLOC | 3BL24G | IEC.309 CLAVIJ/BASES | 3BL24G26F | 60 IEC.309 | 3BL24G26F640 | 62 WIR STR TRAI SOCK
GW62029H | BASE MÓVIL IP67 2P+T 16A 400V 9H | 25.8 | 1 | 1 | 15 | NR | 8011564798526 | 85366990 | 3BL00 | Installation | 3BL | INSTALLATION BLOC | 3BL24G | IEC.309 CLAVIJ/BASES | 3BL24G26F | 60 IEC.309 | 3BL24G26F639 | 62 STR TRAIL SOCKET
GW62030FH | BASE MÓVIL IP67 3P+T 16A 400V 6H CR | 28.2 | 1 | 1 | 15 | NR | 8011564798533 | 85366990 | 3BL00 | Installation | 3BL | INSTALLATION BLOC | 3BL24G | IEC.309 CLAVIJ/BASES | 3BL24G26F | 60 IEC.309 | 3BL24G26F640 | 62 WIR STR TRAI SOCK
GW62030H | BASE MÓVIL IP67 3P+T 16A 400V 6H | 23.55 | 1 | 1 | 25 | NR | 8011564798540 | 85366990 | 3BL00 | Installation | 3BL | INSTALLATION BLOC | 3BL24G | IEC.309 CLAVIJ/BASES | 3BL24G26F | 60 IEC.309 | 3BL24G26F639 | 62 STR TRAIL SOCKET
GW62031FH | BASE MÓVIL IP67 3P+N+T 16A 400V 6H CR | 32.9 | 1 | 1 | 25 | NR | 8011564798557 | 85366990 | 3BL00 | Installation | 3BL | INSTALLATION BLOC | 3BL24G | IEC.309 CLAVIJ/BASES | 3BL24G26F | 60 IEC.309 | 3BL24G26F640 | 62 WIR STR TRAI SOCK
GW62031H | BASE MÓVIL IP67 3P+N+T 16A 400V 6H | 26.7 | 1 | 1 | 25 | NR | 8011564798564 | 85366990 | 3BL00 | Installation | 3BL | INSTALLATION BLOC | 3BL24G | IEC.309 CLAVIJ/BASES | 3BL24G26F | 60 IEC.309 | 3BL24G26F639 | 62 STR TRAIL SOCKET
GW62032H | BASE MÓVIL IP67 3P+T 16A 500V 7H | 28.55 | 1 | 1 | 15 | NR | 8011564798571 | 85366990 | 3BL00 | Installation | 3BL | INSTALLATION BLOC | 3BL24G | IEC.309 CLAVIJ/BASES | 3BL24G26F | 60 IEC.309 | 3BL24G26F639 | 62 STR TRAIL SOCKET
GW62033H | BASE MÓVIL IP67 3P+N+T 16A 500V 7H | 33.5 | 1 | 1 | 25 | NR | 8011564798588 | 85366990 | 3BL00 | Installation | 3BL | INSTALLATION BLOC | 3BL24G | IEC.309 CLAVIJ/BASES | 3BL24G26F | 60 IEC.309 | 3BL24G26F639 | 62 STR TRAIL SOCKET
GW62034FH | BASE MÓVIL IP67 2P+T 32A 110V 4H CR | 47.8 | 1 | 1 | 15 | NR | 8011564798595 | 85366990 | 3BL00 | Installation | 3BL | INSTALLATION BLOC | 3BL24G | IEC.309 CLAVIJ/BASES | 3BL24G26F | 60 IEC.309 | 3BL24G26F639 | 62 STR TRAIL SOCKET
GW62034H | BASE MÓVIL IP67 2P+T 32A 110V 4H | 39.5 | 1 | 1 | 15 | NR | 8011564798601 | 85366990 | 3BL00 | Installation | 3BL | INSTALLATION BLOC | 3BL24G | IEC.309 CLAVIJ/BASES | 3BL24G26F | 60 IEC.309 | 3BL24G26F639 | 62 STR TRAIL SOCKET
GW62035FH | BASE MÓVIL IP67 3P+T 32A 110V 4H CR | 51.5 | 1 | 1 | 15 | NR | 8011564798618 | 85366990 | 3BL00 | Installation | 3BL | INSTALLATION BLOC | 3BL24G | IEC.309 CLAVIJ/BASES | 3BL24G26F | 60 IEC.309 | 3BL24G26F639 | 62 STR TRAIL SOCKET
GW62035H | BASE MÓVIL IP67 3P+T 32A 110V 4H | 42.35 | 1 | 1 | 15 | NR | 8011564798625 | 85366990 | 3BL00 | Installation | 3BL | INSTALLATION BLOC | 3BL24G | IEC.309 CLAVIJ/BASES | 3BL24G26F | 60 IEC.309 | 3BL24G26F639 | 62 STR TRAIL SOCKET
GW62036FH | BASE MÓVIL IP67 3P+N+T 32A 110V 4H CR | 57 | 1 | 1 | 15 | NR | 8011564798632 | 85366990 | 3BL00 | Installation | 3BL | INSTALLATION BLOC | 3BL24G | IEC.309 CLAVIJ/BASES | 3BL24G26F | 60 IEC.309 | 3BL24G26F639 | 62 STR TRAIL SOCKET
GW62036H | BASE MÓVIL IP67 3P+N+T 32A 110V 4H | 45.45 | 1 | 1 | 15 | NR | 8011564798649 | 85366990 | 3BL00 | Installation | 3BL | INSTALLATION BLOC | 3BL24G | IEC.309 CLAVIJ/BASES | 3BL24G26F | 60 IEC.309 | 3BL24G26F639 | 62 STR TRAIL SOCKET
GW62037FH | BASE MÓVIL IP67 2P+T 32A 230V 6H CR | 39.7 | 1 | 1 | 15 | NR | 8011564798656 | 85366990 | 3BL00 | Installation | 3BL | INSTALLATION BLOC | 3BL24G | IEC.309 CLAVIJ/BASES | 3BL24G26F | 60 IEC.309 | 3BL24G26F639 | 62 STR TRAIL SOCKET
GW62037H | BASE MÓVIL IP67 2P+T 32A 230V 6H | 32.5 | 1 | 1 | 15 | NR | 8011564798663 | 85366990 | 3BL00 | Installation | 3BL | INSTALLATION BLOC | 3BL24G | IEC.309 CLAVIJ/BASES | 3BL24G26F | 60 IEC.309 | 3BL24G26F639 | 62 STR TRAIL SOCKET
GW62038FH | BASE MÓVIL IP67 3P+T 32A 230V 9H CR | 52 | 1 | 1 | 15 | NR | 8011564798670 | 85366990 | 3BL00 | Installation | 3BL | INSTALLATION BLOC | 3BL24G | IEC.309 CLAVIJ/BASES | 3BL24G26F | 60 IEC.309 | 3BL24G26F639 | 62 STR TRAIL SOCKET
GW62038H | BASE MÓVIL IP67 3P+T 32A 230V 9H | 43.45 | 1 | 1 | 15 | NR | 8011564798687 | 85366990 | 3BL00 | Installation | 3BL | INSTALLATION BLOC | 3BL24G | IEC.309 CLAVIJ/BASES | 3BL24G26F | 60 IEC.309 | 3BL24G26F639 | 62 STR TRAIL SOCKET
GW62039FH | BASE MÓVIL IP67 3P+N+T 32A 230V 9H CR | 59 | 1 | 1 | 15 | NR | 8011564798694 | 85366990 | 3BL00 | Installation | 3BL | INSTALLATION BLOC | 3BL24G | IEC.309 CLAVIJ/BASES | 3BL24G26F | 60 IEC.309 | 3BL24G26F639 | 62 STR TRAIL SOCKET
GW62039H | BASE MÓVIL IP67 3P+N+T 32A 230V 9H | 48.2 | 1 | 1 | 15 | NR | 8011564798700 | 85366990 | 3BL00 | Installation | 3BL | INSTALLATION BLOC | 3BL24G | IEC.309 CLAVIJ/BASES | 3BL24G26F | 60 IEC.309 | 3BL24G26F639 | 62 STR TRAIL SOCKET
GW62040FH | BASE MÓVIL IP67 2P+T 32A 400V 9H CR | 49.85 | 1 | 1 | 15 | NR | 8011564798717 | 85366990 | 3BL00 | Installation | 3BL | INSTALLATION BLOC | 3BL24G | IEC.309 CLAVIJ/BASES | 3BL24G26F | 60 IEC.309 | 3BL24G26F639 | 62 STR TRAIL SOCKET
GW62040H | BASE MÓVIL IP67 2P+T 32A 400V 9H | 41.5 | 1 | 1 | 15 | NR | 8011564798724 | 85366990 | 3BL00 | Installation | 3BL | INSTALLATION BLOC | 3BL24G | IEC.309 CLAVIJ/BASES | 3BL24G26F | 60 IEC.309 | 3BL24G26F639 | 62 STR TRAIL SOCKET
GW62041FH | BASE MÓVIL IP67 3P+T 32A 400V 6H CR | 43.35 | 1 | 1 | 15 | NR | 8011564798731 | 85366990 | 3BL00 | Installation | 3BL | INSTALLATION BLOC | 3BL24G | IEC.309 CLAVIJ/BASES | 3BL24G26F | 60 IEC.309 | 3BL24G26F639 | 62 STR TRAIL SOCKET
GW62041H | BASE MÓVIL IP67 3P+T 32A 400V 6H | 35.1 | 1 | 1 | 15 | NR | 8011564798748 | 85366990 | 3BL00 | Installation | 3BL | INSTALLATION BLOC | 3BL24G | IEC.309 CLAVIJ/BASES | 3BL24G26F | 60 IEC.309 | 3BL24G26F639 | 62 STR TRAIL SOCKET
GW62042FH | BASE MÓVIL IP67 3P+N+T 32A 400V 6H CR | 46.8 | 1 | 1 | 15 | NR | 8011564798755 | 85366990 | 3BL00 | Installation | 3BL | INSTALLATION BLOC | 3BL24G | IEC.309 CLAVIJ/BASES | 3BL24G26F | 60 IEC.309 | 3BL24G26F639 | 62 STR TRAIL SOCKET
GW62042H | BASE MÓVIL IP67 3P+N+T 32A 400V 6H | 38.25 | 1 | 1 | 15 | NR | 8011564798762 | 85366990 | 3BL00 | Installation | 3BL | INSTALLATION BLOC | 3BL24G | IEC.309 CLAVIJ/BASES | 3BL24G26F | 60 IEC.309 | 3BL24G26F639 | 62 STR TRAIL SOCKET
GW62043H | BASE MÓVIL IP67 3P+T 32A 500V 7H | 43.45 | 1 | 1 | 15 | NR | 8011564798779 | 85366990 | 3BL00 | Installation | 3BL | INSTALLATION BLOC | 3BL24G | IEC.309 CLAVIJ/BASES | 3BL24G26F | 60 IEC.309 | 3BL24G26F639 | 62 STR TRAIL SOCKET
GW62044H | BASE MÓVIL IP67 3P+N+T 32A 500V 7H | 48.2 | 1 | 1 | 15 | NR | 8011564798786 | 85366990 | 3BL00 | Installation | 3BL | INSTALLATION BLOC | 3BL24G | IEC.309 CLAVIJ/BASES | 3BL24G26F | 60 IEC.309 | 3BL24G26F639 | 62 STR TRAIL SOCKET
GW62056H | BASE MÓVIL IP66-69 3P+T 125A 110V 4H | 240.5 | 1 | 1 | 2 | NR | 8011564830363 | 85366990 | 3BL00 | Installation | 3BL | INSTALLATION BLOC | 3BL24G | IEC.309 CLAVIJ/BASES | 3BL24G26F | 60 IEC.309 | 3BL24G26F639 | 62 STR TRAIL SOCKET
GW62057H | BASE MÓVIL IP66-69 3P+N+T 125A 110V 4H | 256 | 1 | 1 | 2 | NR | 8011564830370 | 85366990 | 3BL00 | Installation | 3BL | INSTALLATION BLOC | 3BL24G | IEC.309 CLAVIJ/BASES | 3BL24G26F | 60 IEC.309 | 3BL24G26F639 | 62 STR TRAIL SOCKET
GW62058H | BASE MÓVIL IP66-69 3P+T 125A 230V 9H | 241.5 | 1 | 1 | 2 | NR | 8011564828735 | 85366990 | 3BL00 | Installation | 3BL | INSTALLATION BLOC | 3BL24G | IEC.309 CLAVIJ/BASES | 3BL24G26F | 60 IEC.309 | 3BL24G26F639 | 62 STR TRAIL SOCKET
GW62059H | BASE MÓVIL IP66-69 3P+N+T 125A 230V 9H | 253 | 1 | 1 | 2 | NR | 8011564828742 | 85366990 | 3BL00 | Installation | 3BL | INSTALLATION BLOC | 3BL24G | IEC.309 CLAVIJ/BASES | 3BL24G26F | 60 IEC.309 | 3BL24G26F639 | 62 STR TRAIL SOCKET
GW62060H | BASE MÓVIL IP66-69 3P+T 125A 400V 6H | 221.5 | 1 | 1 | 2 | NR | 8011564828766 | 85366990 | 3BL00 | Installation | 3BL | INSTALLATION BLOC | 3BL24G | IEC.309 CLAVIJ/BASES | 3BL24G26F | 60 IEC.309 | 3BL24G26F639 | 62 STR TRAIL SOCKET
GW62060PH | BASE MÓVIL IP66-69 3P+T 125A 400V 6H CP | 230 | 1 | 1 | 2 | NR | 8011564828391 | 85366990 | 3BL00 | Installation | 3BL | INSTALLATION BLOC | 3BL24G | IEC.309 CLAVIJ/BASES | 3BL24G26F | 60 IEC.309 | 3BL24G26F639 | 62 STR TRAIL SOCKET
GW62061H | BASE MÓVIL IP66-69 3P+N+T 125A 400V 6H | 237.5 | 1 | 1 | 2 | NR | 8011564828773 | 85366990 | 3BL00 | Installation | 3BL | INSTALLATION BLOC | 3BL24G | IEC.309 CLAVIJ/BASES | 3BL24G26F | 60 IEC.309 | 3BL24G26F639 | 62 STR TRAIL SOCKET
GW62061PH | BASE MÓV. IP66-69 3P+N+T 125A 400V 6H CP | 245.5 | 1 | 1 | 2 | NR | 8011564828407 | 85366990 | 3BL00 | Installation | 3BL | INSTALLATION BLOC | 3BL24G | IEC.309 CLAVIJ/BASES | 3BL24G26F | 60 IEC.309 | 3BL24G26F639 | 62 STR TRAIL SOCKET
GW62062H | BASE MÓVIL IP66-69 3P+T 125A 500V 7H | 241.5 | 1 | 1 | 2 | NR | 8011564828797 | 85366990 | 3BL00 | Installation | 3BL | INSTALLATION BLOC | 3BL24G | IEC.309 CLAVIJ/BASES | 3BL24G26F | 60 IEC.309 | 3BL24G26F639 | 62 STR TRAIL SOCKET
GW62063H | BASE MÓVIL IP66-69 3P+N+T 125A 500V 7H | 253 | 1 | 1 | 2 | NR | 8011564828803 | 85366990 | 3BL00 | Installation | 3BL | INSTALLATION BLOC | 3BL24G | IEC.309 CLAVIJ/BASES | 3BL24G26F | 60 IEC.309 | 3BL24G26F639 | 62 STR TRAIL SOCKET
GW62064 | BASE MÓVIL PROT. 16A 2P-24V IP44 S.R. | 20 | 1 | 10 | 40 | NR | 8011564008069 | 85366990 | 3BL00 | Installation | 3BL | INSTALLATION BLOC | 3BL24G | IEC.309 CLAVIJ/BASES | 3BL24G26F | 60 IEC.309 | 3BL24G26F639 | 62 STR TRAIL SOCKET
GW62065 | BASE MÓVIL IP44.3P 16A 24V S.R. | 23.85 | 1 | 10 | 20 | NR | 8011564008076 | 85366990 | 3BL00 | Installation | 3BL | INSTALLATION BLOC | 3BL24G | IEC.309 CLAVIJ/BASES | 3BL24G26F | 60 IEC.309 | 3BL24G26F639 | 62 STR TRAIL SOCKET
GW62066 | BASE MÓVIL IP44.2P 16A 42V 12H | 20 | 1 | 10 | 20 | NR | 8011564008083 | 85366990 | 3BL00 | Installation | 3BL | INSTALLATION BLOC | 3BL24G | IEC.309 CLAVIJ/BASES | 3BL24G26F | 60 IEC.309 | 3BL24G26F639 | 62 STR TRAIL SOCKET
GW62067 | BASE MÓVIL IP44.3P 16A 42V 12H | 22.25 | 1 | 10 | 20 | NR | 8011564008090 | 85366990 | 3BL00 | Installation | 3BL | INSTALLATION BLOC | 3BL24G | IEC.309 CLAVIJ/BASES | 3BL24G26F | 60 IEC.309 | 3BL24G26F639 | 62 STR TRAIL SOCKET
GW62068 | BASE MÓVIL IP44.2P 16A 24/42V 4H | 23 | 1 | 10 | 20 | NR | 8011564008113 | 85366990 | 3BL00 | Installation | 3BL | INSTALLATION BLOC | 3BL24G | IEC.309 CLAVIJ/BASES | 3BL24G26F | 60 IEC.309 | 3BL24G26F639 | 62 STR TRAIL SOCKET
GW62069 | BASE MÓVIL IP44.3P 16A 24/42V 4H | 26.7 | 1 | 10 | 20 | NR | 8011564008120 | 85366990 | 3BL00 | Installation | 3BL | INSTALLATION BLOC | 3BL24G | IEC.309 CLAVIJ/BASES | 3BL24G26F | 60 IEC.309 | 3BL24G26F639 | 62 STR TRAIL SOCKET
GW62070 | BASE MÓVIL IP44.2P 16A 24/42V 11H | 23 | 1 | 10 | 20 | NR | 8011564008137 | 85366990 | 3BL00 | Installation | 3BL | INSTALLATION BLOC | 3BL24G | IEC.309 CLAVIJ/BASES | 3BL24G26F | 60 IEC.309 | 3BL24G26F639 | 62 STR TRAIL SOCKET
GW62071 | BASE MÓVIL IP44.3P 16A 24/42V 11H | 26.7 | 1 | 10 | 20 | NR | 8011564008144 | 85366990 | 3BL00 | Installation | 3BL | INSTALLATION BLOC | 3BL24G | IEC.309 CLAVIJ/BASES | 3BL24G26F | 60 IEC.309 | 3BL24G26F639 | 62 STR TRAIL SOCKET
GW62072 | BASE MÓVIL IP44.2P 16A CC 10H | 21.65 | 1 | 10 | 20 | NR | 8011564008106 | 85366990 | 3BL00 | Installation | 3BL | INSTALLATION BLOC | 3BL24G | IEC.309 CLAVIJ/BASES | 3BL24G26F | 60 IEC.309 | 3BL24G26F639 | 62 STR TRAIL SOCKET
GW62073 | BASE MÓVIL IP44.2P 32A 24V S.R. | 21.65 | 1 | 10 | 20 | NR | 8011564008151 | 85366990 | 3BL00 | Installation | 3BL | INSTALLATION BLOC | 3BL24G | IEC.309 CLAVIJ/BASES | 3BL24G26F | 60 IEC.309 | 3BL24G26F639 | 62 STR TRAIL SOCKET
GW62074 | BASE MÓVIL IP44.3P 32A 24V S.R. | 23.75 | 1 | 10 | 20 | NR | 8011564008168 | 85366990 | 3BL00 | Installation | 3BL | INSTALLATION BLOC | 3BL24G | IEC.309 CLAVIJ/BASES | 3BL24G26F | 60 IEC.309 | 3BL24G26F639 | 62 STR TRAIL SOCKET
GW62075 | BASE MÓVIL IP44.2P 32A 42V 12H | 20 | 1 | 10 | 20 | NR | 8011564008175 | 85366990 | 3BL00 | Installation | 3BL | INSTALLATION BLOC | 3BL24G | IEC.309 CLAVIJ/BASES | 3BL24G26F | 60 IEC.309 | 3BL24G26F639 | 62 STR TRAIL SOCKET
GW62076 | BASE MÓVIL IP44.3P 32A 42V 12H | 23.75 | 1 | 10 | 20 | NR | 8011564008182 | 85366990 | 3BL00 | Installation | 3BL | INSTALLATION BLOC | 3BL24G | IEC.309 CLAVIJ/BASES | 3BL24G26F | 60 IEC.309 | 3BL24G26F639 | 62 STR TRAIL SOCKET
GW62077 | BASE MÓVIL IP44.2P 32A 24/42V 4H | 23.65 | 1 | 10 | 20 | NR | 8011564008205 | 85366990 | 3BL00 | Installation | 3BL | INSTALLATION BLOC | 3BL24G | IEC.309 CLAVIJ/BASES | 3BL24G26F | 60 IEC.309 | 3BL24G26F639 | 62 STR TRAIL SOCKET
GW62078 | BASE MÓVIL IP44.3P 32A 24/42V 4H | 26.35 | 1 | 10 | 20 | NR | 8011564008212 | 85366990 | 3BL00 | Installation | 3BL | INSTALLATION BLOC | 3BL24G | IEC.309 CLAVIJ/BASES | 3BL24G26F | 60 IEC.309 | 3BL24G26F639 | 62 STR TRAIL SOCKET
GW62079 | BASE MÓVIL IP44.2P 32A 24/42V 11H | 23 | 1 | 10 | 20 | NR | 8011564008229 | 85366990 | 3BL00 | Installation | 3BL | INSTALLATION BLOC | 3BL24G | IEC.309 CLAVIJ/BASES | 3BL24G26F | 60 IEC.309 | 3BL24G26F639 | 62 STR TRAIL SOCKET
GW62080 | BASE MÓVIL IP44.3P 32A 24/42V 11H | 26.35 | 1 | 10 | 20 | NR | 8011564008236 | 85366990 | 3BL00 | Installation | 3BL | INSTALLATION BLOC | 3BL24G | IEC.309 CLAVIJ/BASES | 3BL24G26F | 60 IEC.309 | 3BL24G26F639 | 62 STR TRAIL SOCKET
GW62081 | BASE MÓVIL IP44.2P 32A CC 10H | 21.65 | 1 | 10 | 20 | NR | 8011564008199 | 85366990 | 3BL00 | Installation | 3BL | INSTALLATION BLOC | 3BL24G | IEC.309 CLAVIJ/BASES | 3BL24G26F | 60 IEC.309 | 3BL24G26F639 | 62 STR TRAIL SOCKET
GW62128H | BASE MÓVIL IP67 3P+T 32A 380/440V 3H | 40 | 1 | 1 | 25 | NR | 8011564798793 | 85366990 | 3BL00 | Installation | 3BL | INSTALLATION BLOC | 3BL24G | IEC.309 CLAVIJ/BASES | 3BL24G26F | 60 IEC.309 | 3BL24G26F639 | 62 STR TRAIL SOCKET
GW62201FH | BASE FIJA 10° IP44 2P+T 16A 110V 4H CR | 14.3 | 1 | 1 | 15 | NR | 8011564798809 | 85366990 | 3BL00 | Installation | 3BL | INSTALLATION BLOC | 3BL24G | IEC.309 CLAVIJ/BASES | 3BL24G26F | 60 IEC.309 | 3BL24G26F643 | 62 FLUSH-MOUNT SOCK
GW62201H | BASE FIJA 10° IP44 2P+T 16A 110V 4H | 11.5 | 1 | 1 | 50 | NR | 8011564798816 | 85366990 | 3BL00 | Installation | 3BL | INSTALLATION BLOC | 3BL24G | IEC.309 CLAVIJ/BASES | 3BL24G26F | 60 IEC.309 | 3BL24G26F643 | 62 FLUSH-MOUNT SOCK
GW62202FH | BASE FIJA 10° IP44 3P+T 16A 110V 4H CR | 20.2 | 1 | 1 | 15 | NR | 8011564798823 | 85366990 | 3BL00 | Installation | 3BL | INSTALLATION BLOC | 3BL24G | IEC.309 CLAVIJ/BASES | 3BL24G26F | 60 IEC.309 | 3BL24G26F643 | 62 FLUSH-MOUNT SOCK
GW62202H | BASE FIJA 10° IP44 3P+T 16A 110V 4H | 16.85 | 1 | 1 | 15 | NR | 8011564798830 | 85366990 | 3BL00 | Installation | 3BL | INSTALLATION BLOC | 3BL24G | IEC.309 CLAVIJ/BASES | 3BL24G26F | 60 IEC.309 | 3BL24G26F643 | 62 FLUSH-MOUNT SOCK
GW62203FH | BASE FIJA 10° IP44 3P+N+T 16A 110V 4H C | 21.95 | 1 | 1 | 15 | NR | 8011564798847 | 85366990 | 3BL00 | Installation | 3BL | INSTALLATION BLOC | 3BL24G | IEC.309 CLAVIJ/BASES | 3BL24G26F | 60 IEC.309 | 3BL24G26F643 | 62 FLUSH-MOUNT SOCK
GW62203H | BASE FIJA 10° IP44 3P+N+T 16A 110V 4H | 17.65 | 1 | 1 | 15 | NR | 8011564798854 | 85366990 | 3BL00 | Installation | 3BL | INSTALLATION BLOC | 3BL24G | IEC.309 CLAVIJ/BASES | 3BL24G26F | 60 IEC.309 | 3BL24G26F643 | 62 FLUSH-MOUNT SOCK
GW62204 | BASE FIJA 10° IP44 2P+T 16A 230V | 11.3 | 1 | 10 | 100 | NR | 8011564004054 | 85366990 | 3BL00 | Installation | 3BL | INSTALLATION BLOC | 3BL24G | IEC.309 CLAVIJ/BASES | 3BL24G26F | 60 IEC.309 | 3BL24G26F643 | 62 FLUSH-MOUNT SOCK
GW62205FH | BASE FIJA 10° IP44 2P+T 16A 230V 6H CR | 14 | 1 | 1 | 25 | NR | 8011564798861 | 85366990 | 3BL00 | Installation | 3BL | INSTALLATION BLOC | 3BL24G | IEC.309 CLAVIJ/BASES | 3BL24G26F | 60 IEC.309 | 3BL24G26F643 | 62 FLUSH-MOUNT SOCK
GW62205H | BASE FIJA 10° IP44 2P+T 16A 230V 6H | 11.3 | 1 | 1 | 50 | NR | 8011564798878 | 85366990 | 3BL00 | Installation | 3BL | INSTALLATION BLOC | 3BL24G | IEC.309 CLAVIJ/BASES | 3BL24G26F | 60 IEC.309 | 3BL24G26F643 | 62 FLUSH-MOUNT SOCK
GW62206FH | BASE FIJA 10° IP44 3P+T 16A 230V 9H CR | 16.95 | 1 | 1 | 15 | NR | 8011564798885 | 85366990 | 3BL00 | Installation | 3BL | INSTALLATION BLOC | 3BL24G | IEC.309 CLAVIJ/BASES | 3BL24G26F | 60 IEC.309 | 3BL24G26F643 | 62 FLUSH-MOUNT SOCK
GW62206H | BASE FIJA 10° IP44 3P+T 16A 230V 9H | 13.9 | 1 | 1 | 25 | NR | 8011564798892 | 85366990 | 3BL00 | Installation | 3BL | INSTALLATION BLOC | 3BL24G | IEC.309 CLAVIJ/BASES | 3BL24G26F | 60 IEC.309 | 3BL24G26F643 | 62 FLUSH-MOUNT SOCK
GW62207FH | BASE FIJA 10° IP44 3P+N+T 16A 230V 9H C | 21.95 | 1 | 1 | 15 | NR | 8011564798908 | 85366990 | 3BL00 | Installation | 3BL | INSTALLATION BLOC | 3BL24G | IEC.309 CLAVIJ/BASES | 3BL24G26F | 60 IEC.309 | 3BL24G26F643 | 62 FLUSH-MOUNT SOCK
GW62207H | BASE FIJA 10° IP44 3P+N+T 16A 230V 9H | 17.65 | 1 | 1 | 15 | NR | 8011564798915 | 85366990 | 3BL00 | Installation | 3BL | INSTALLATION BLOC | 3BL24G | IEC.309 CLAVIJ/BASES | 3BL24G26F | 60 IEC.309 | 3BL24G26F643 | 62 FLUSH-MOUNT SOCK
GW62208FH | BASE FIJA 10° IP44 2P+T 16A 400V 9H CR | 17.35 | 1 | 1 | 15 | NR | 8011564798922 | 85366990 | 3BL00 | Installation | 3BL | INSTALLATION BLOC | 3BL24G | IEC.309 CLAVIJ/BASES | 3BL24G26F | 60 IEC.309 | 3BL24G26F643 | 62 FLUSH-MOUNT SOCK
GW62208H | BASE FIJA 10° IP44 2P+T 16A 400V 9H | 14.3 | 1 | 1 | 15 | NR | 8011564798939 | 85366990 | 3BL00 | Installation | 3BL | INSTALLATION BLOC | 3BL24G | IEC.309 CLAVIJ/BASES | 3BL24G26F | 60 IEC.309 | 3BL24G26F643 | 62 FLUSH-MOUNT SOCK
GW62209FH | BASE FIJA 10° IP44 3P+T 16A 400V 6H CR | 15.8 | 1 | 1 | 15 | NR | 8011564798946 | 85366990 | 3BL00 | Installation | 3BL | INSTALLATION BLOC | 3BL24G | IEC.309 CLAVIJ/BASES | 3BL24G26F | 60 IEC.309 | 3BL24G26F643 | 62 FLUSH-MOUNT SOCK
GW62209H | BASE FIJA 10° IP44 3P+T 16A 400V 6H | 12.9 | 1 | 1 | 50 | NR | 8011564798953 | 85366990 | 3BL00 | Installation | 3BL | INSTALLATION BLOC | 3BL24G | IEC.309 CLAVIJ/BASES | 3BL24G26F | 60 IEC.309 | 3BL24G26F643 | 62 FLUSH-MOUNT SOCK
GW62210FH | BASE FIJA 10° IP44 3P+N+T 16A 400V 6H C | 17.55 | 1 | 1 | 15 | NR | 8011564798960 | 85366990 | 3BL00 | Installation | 3BL | INSTALLATION BLOC | 3BL24G | IEC.309 CLAVIJ/BASES | 3BL24G26F | 60 IEC.309 | 3BL24G26F643 | 62 FLUSH-MOUNT SOCK
GW62210H | BASE FIJA 10° IP44 3P+N+T 16A 400V 6H | 14.2 | 1 | 1 | 50 | NR | 8011564798977 | 85366990 | 3BL00 | Installation | 3BL | INSTALLATION BLOC | 3BL24G | IEC.309 CLAVIJ/BASES | 3BL24G26F | 60 IEC.309 | 3BL24G26F643 | 62 FLUSH-MOUNT SOCK
GW62211H | BASE FIJA 10° IP44 3P+T 16A 500V 7H | 15.8 | 1 | 1 | 15 | NR | 8011564798984 | 85366990 | 3BL00 | Installation | 3BL | INSTALLATION BLOC | 3BL24G | IEC.309 CLAVIJ/BASES | 3BL24G26F | 60 IEC.309 | 3BL24G26F643 | 62 FLUSH-MOUNT SOCK
GW62212H | BASE FIJA 10° IP44 3P+N+T 16A 500V 7H | 17.95 | 1 | 1 | 15 | NR | 8011564798991 | 85366990 | 3BL00 | Installation | 3BL | INSTALLATION BLOC | 3BL24G | IEC.309 CLAVIJ/BASES | 3BL24G26F | 60 IEC.309 | 3BL24G26F643 | 62 FLUSH-MOUNT SOCK
GW62213FH | BASE FIJA 10° IP44 2P+T 32A 110V 4H CR | 27.2 | 1 | 1 | 15 | NR | 8011564799004 | 85366990 | 3BL00 | Installation | 3BL | INSTALLATION BLOC | 3BL24G | IEC.309 CLAVIJ/BASES | 3BL24G26F | 60 IEC.309 | 3BL24G26F643 | 62 FLUSH-MOUNT SOCK
GW62213H | BASE FIJA 10° IP44 2P+T 32A 110V 4H | 22.25 | 1 | 1 | 15 | NR | 8011564799011 | 85366990 | 3BL00 | Installation | 3BL | INSTALLATION BLOC | 3BL24G | IEC.309 CLAVIJ/BASES | 3BL24G26F | 60 IEC.309 | 3BL24G26F643 | 62 FLUSH-MOUNT SOCK
GW62214FH | BASE FIJA 10° IP44 3P+T 32A 110V 4H CR | 30.35 | 1 | 1 | 15 | NR | 8011564799028 | 85366990 | 3BL00 | Installation | 3BL | INSTALLATION BLOC | 3BL24G | IEC.309 CLAVIJ/BASES | 3BL24G26F | 60 IEC.309 | 3BL24G26F643 | 62 FLUSH-MOUNT SOCK
GW62214H | BASE FIJA 10° IP44 3P+T 32A 110V 4H | 25.4 | 1 | 1 | 15 | NR | 8011564799035 | 85366990 | 3BL00 | Installation | 3BL | INSTALLATION BLOC | 3BL24G | IEC.309 CLAVIJ/BASES | 3BL24G26F | 60 IEC.309 | 3BL24G26F643 | 62 FLUSH-MOUNT SOCK
GW62215FH | BASE FIJA 10° IP44 3P+N+T 32A 110V 4H C | 31.35 | 1 | 1 | 15 | NR | 8011564799042 | 85366990 | 3BL00 | Installation | 3BL | INSTALLATION BLOC | 3BL24G | IEC.309 CLAVIJ/BASES | 3BL24G26F | 60 IEC.309 | 3BL24G26F643 | 62 FLUSH-MOUNT SOCK
GW62215H | BASE FIJA 10° IP44 3P+N+T 32A 110V 4H | 25.8 | 1 | 1 | 15 | NR | 8011564799059 | 85366990 | 3BL00 | Installation | 3BL | INSTALLATION BLOC | 3BL24G | IEC.309 CLAVIJ/BASES | 3BL24G26F | 60 IEC.309 | 3BL24G26F643 | 62 FLUSH-MOUNT SOCK
GW62216FH | BASE FIJA 10° IP44 2P+T 32A 230V 6H CR | 21.3 | 1 | 1 | 15 | NR | 8011564799066 | 85366990 | 3BL00 | Installation | 3BL | INSTALLATION BLOC | 3BL24G | IEC.309 CLAVIJ/BASES | 3BL24G26F | 60 IEC.309 | 3BL24G26F643 | 62 FLUSH-MOUNT SOCK
GW62216H | BASE FIJA 10° IP44 2P+T 32A 230V 6H | 17.15 | 1 | 1 | 25 | NR | 8011564799073 | 85366990 | 3BL00 | Installation | 3BL | INSTALLATION BLOC | 3BL24G | IEC.309 CLAVIJ/BASES | 3BL24G26F | 60 IEC.309 | 3BL24G26F643 | 62 FLUSH-MOUNT SOCK
GW62217FH | BASE FIJA 10° IP44 3P+T 32A 230V 9H CR | 30.15 | 1 | 1 | 15 | NR | 8011564799080 | 85366990 | 3BL00 | Installation | 3BL | INSTALLATION BLOC | 3BL24G | IEC.309 CLAVIJ/BASES | 3BL24G26F | 60 IEC.309 | 3BL24G26F643 | 62 FLUSH-MOUNT SOCK
GW62217H | BASE FIJA 10° IP44 3P+T 32A 230V 9H | 25.2 | 1 | 1 | 15 | NR | 8011564799097 | 85366990 | 3BL00 | Installation | 3BL | INSTALLATION BLOC | 3BL24G | IEC.309 CLAVIJ/BASES | 3BL24G26F | 60 IEC.309 | 3BL24G26F643 | 62 FLUSH-MOUNT SOCK
GW62218FH | BASE FIJA 10° IP44 3P+N+T 32A 230V 9H C | 33.5 | 1 | 1 | 15 | NR | 8011564799103 | 85366990 | 3BL00 | Installation | 3BL | INSTALLATION BLOC | 3BL24G | IEC.309 CLAVIJ/BASES | 3BL24G26F | 60 IEC.309 | 3BL24G26F643 | 62 FLUSH-MOUNT SOCK
GW62218H | BASE FIJA 10° IP44 3P+N+T 32A 230V 9H | 27.9 | 1 | 1 | 15 | NR | 8011564799110 | 85366990 | 3BL00 | Installation | 3BL | INSTALLATION BLOC | 3BL24G | IEC.309 CLAVIJ/BASES | 3BL24G26F | 60 IEC.309 | 3BL24G26F643 | 62 FLUSH-MOUNT SOCK
GW62219FH | BASE FIJA 10° IP44 2P+T 32A 400V 9H CR | 28.2 | 1 | 1 | 15 | NR | 8011564799127 | 85366990 | 3BL00 | Installation | 3BL | INSTALLATION BLOC | 3BL24G | IEC.309 CLAVIJ/BASES | 3BL24G26F | 60 IEC.309 | 3BL24G26F643 | 62 FLUSH-MOUNT SOCK
GW62219H | BASE FIJA 10° IP44 2P+T 32A 400V 9H | 23.55 | 1 | 1 | 15 | NR | 8011564799134 | 85366990 | 3BL00 | Installation | 3BL | INSTALLATION BLOC | 3BL24G | IEC.309 CLAVIJ/BASES | 3BL24G26F | 60 IEC.309 | 3BL24G26F643 | 62 FLUSH-MOUNT SOCK
GW62220FH | BASE FIJA 10° IP44 3P+T 32A 400V 6H CR | 23.95 | 1 | 1 | 15 | NR | 8011564799141 | 85366990 | 3BL00 | Installation | 3BL | INSTALLATION BLOC | 3BL24G | IEC.309 CLAVIJ/BASES | 3BL24G26F | 60 IEC.309 | 3BL24G26F643 | 62 FLUSH-MOUNT SOCK
GW62220H | BASE FIJA 10° IP44 3P+T 32A 400V 6H | 19.55 | 1 | 1 | 15 | NR | 8011564799158 | 85366990 | 3BL00 | Installation | 3BL | INSTALLATION BLOC | 3BL24G | IEC.309 CLAVIJ/BASES | 3BL24G26F | 60 IEC.309 | 3BL24G26F643 | 62 FLUSH-MOUNT SOCK
GW62221FH | BASE FIJA 10° IP44 3P+N+T 32A 400V 6H C | 26.55 | 1 | 1 | 15 | NR | 8011564799165 | 85366990 | 3BL00 | Installation | 3BL | INSTALLATION BLOC | 3BL24G | IEC.309 CLAVIJ/BASES | 3BL24G26F | 60 IEC.309 | 3BL24G26F643 | 62 FLUSH-MOUNT SOCK
GW62221H | BASE FIJA 10° IP44 3P+N+T 32A 400V 6H | 21.75 | 1 | 1 | 25 | NR | 8011564799172 | 85366990 | 3BL00 | Installation | 3BL | INSTALLATION BLOC | 3BL24G | IEC.309 CLAVIJ/BASES | 3BL24G26F | 60 IEC.309 | 3BL24G26F643 | 62 FLUSH-MOUNT SOCK
GW62222H | BASE FIJA 10° IP44 3P+T 32A 500V 7H | 24.45 | 1 | 1 | 15 | NR | 8011564799189 | 85366990 | 3BL00 | Installation | 3BL | INSTALLATION BLOC | 3BL24G | IEC.309 CLAVIJ/BASES | 3BL24G26F | 60 IEC.309 | 3BL24G26F643 | 62 FLUSH-MOUNT SOCK
GW62223H | BASE FIJA 10° IP44 3P+N+T 32A 500V 7H | 27.9 | 1 | 1 | 15 | NR | 8011564799196 | 85366990 | 3BL00 | Installation | 3BL | INSTALLATION BLOC | 3BL24G | IEC.309 CLAVIJ/BASES | 3BL24G26F | 60 IEC.309 | 3BL24G26F643 | 62 FLUSH-MOUNT SOCK
GW62224FH | BASE FIJA 10° IP67 2P+T 16A 110V 4H CR | 23.75 | 1 | 1 | 15 | NR | 8011564799202 | 85366990 | 3BL00 | Installation | 3BL | INSTALLATION BLOC | 3BL24G | IEC.309 CLAVIJ/BASES | 3BL24G26F | 60 IEC.309 | 3BL24G26F643 | 62 FLUSH-MOUNT SOCK
GW62224H | BASE FIJA 10° IP67 2P+T 16A 110V 4H | 19.45 | 1 | 1 | 25 | NR | 8011564799219 | 85366990 | 3BL00 | Installation | 3BL | INSTALLATION BLOC | 3BL24G | IEC.309 CLAVIJ/BASES | 3BL24G26F | 60 IEC.309 | 3BL24G26F643 | 62 FLUSH-MOUNT SOCK
GW62225FH | BASE FIJA 10° IP67 3P+T 16A 110V 4H CR | 28.55 | 1 | 1 | 15 | NR | 8011564799226 | 85366990 | 3BL00 | Installation | 3BL | INSTALLATION BLOC | 3BL24G | IEC.309 CLAVIJ/BASES | 3BL24G26F | 60 IEC.309 | 3BL24G26F643 | 62 FLUSH-MOUNT SOCK
GW62225H | BASE FIJA 10° IP67 3P+T 16A 110V 4H | 23.95 | 1 | 1 | 15 | NR | 8011564799233 | 85366990 | 3BL00 | Installation | 3BL | INSTALLATION BLOC | 3BL24G | IEC.309 CLAVIJ/BASES | 3BL24G26F | 60 IEC.309 | 3BL24G26F643 | 62 FLUSH-MOUNT SOCK
GW62226FH | BASE FIJA 10° IP67 3P+N+T 16A 110V 4H C | 31.45 | 1 | 1 | 15 | NR | 8011564799240 | 85366990 | 3BL00 | Installation | 3BL | INSTALLATION BLOC | 3BL24G | IEC.309 CLAVIJ/BASES | 3BL24G26F | 60 IEC.309 | 3BL24G26F643 | 62 FLUSH-MOUNT SOCK
GW62226H | BASE FIJA 10° IP67 3P+N+T 16A 110V 4H | 25.8 | 1 | 1 | 15 | NR | 8011564799257 | 85366990 | 3BL00 | Installation | 3BL | INSTALLATION BLOC | 3BL24G | IEC.309 CLAVIJ/BASES | 3BL24G26F | 60 IEC.309 | 3BL24G26F643 | 62 FLUSH-MOUNT SOCK
GW62227FH | BASE FIJA 10° IP67 2P+T 16A 230V 6H CR | 21.2 | 1 | 1 | 25 | NR | 8011564799264 | 85366990 | 3BL00 | Installation | 3BL | INSTALLATION BLOC | 3BL24G | IEC.309 CLAVIJ/BASES | 3BL24G26F | 60 IEC.309 | 3BL24G26F643 | 62 FLUSH-MOUNT SOCK
GW62227H | BASE FIJA 10° IP67 2P+T 16A 230V 6H | 16.95 | 1 | 1 | 50 | NR | 8011564799271 | 85366990 | 3BL00 | Installation | 3BL | INSTALLATION BLOC | 3BL24G | IEC.309 CLAVIJ/BASES | 3BL24G26F | 60 IEC.309 | 3BL24G26F643 | 62 FLUSH-MOUNT SOCK
GW62228FH | BASE FIJA 10° IP67 3P+T 16A 230V 9H CR | 27.9 | 1 | 1 | 15 | NR | 8011564799288 | 85366990 | 3BL00 | Installation | 3BL | INSTALLATION BLOC | 3BL24G | IEC.309 CLAVIJ/BASES | 3BL24G26F | 60 IEC.309 | 3BL24G26F643 | 62 FLUSH-MOUNT SOCK
GW62228H | BASE FIJA 10° IP67 3P+T 16A 230V 9H | 23.55 | 1 | 1 | 15 | NR | 8011564799295 | 85366990 | 3BL00 | Installation | 3BL | INSTALLATION BLOC | 3BL24G | IEC.309 CLAVIJ/BASES | 3BL24G26F | 60 IEC.309 | 3BL24G26F643 | 62 FLUSH-MOUNT SOCK
GW62229FH | BASE FIJA 10° IP67 3P+N+T 16A 230V 9H C | 32.5 | 1 | 1 | 15 | NR | 8011564799301 | 85366990 | 3BL00 | Installation | 3BL | INSTALLATION BLOC | 3BL24G | IEC.309 CLAVIJ/BASES | 3BL24G26F | 60 IEC.309 | 3BL24G26F643 | 62 FLUSH-MOUNT SOCK
GW62229H | BASE FIJA 10° IP67 3P+N+T 16A 230V 9H | 26.55 | 1 | 1 | 15 | NR | 8011564799318 | 85366990 | 3BL00 | Installation | 3BL | INSTALLATION BLOC | 3BL24G | IEC.309 CLAVIJ/BASES | 3BL24G26F | 60 IEC.309 | 3BL24G26F643 | 62 FLUSH-MOUNT SOCK
GW62230FH | BASE FIJA 10° IP67 2P+T 16A 400V 9H CR | 26.35 | 1 | 1 | 15 | NR | 8011564799325 | 85366990 | 3BL00 | Installation | 3BL | INSTALLATION BLOC | 3BL24G | IEC.309 CLAVIJ/BASES | 3BL24G26F | 60 IEC.309 | 3BL24G26F643 | 62 FLUSH-MOUNT SOCK
GW62230H | BASE FIJA 10° IP67 2P+T 16A 400V 9H | 21.75 | 1 | 1 | 15 | NR | 8011564799332 | 85366990 | 3BL00 | Installation | 3BL | INSTALLATION BLOC | 3BL24G | IEC.309 CLAVIJ/BASES | 3BL24G26F | 60 IEC.309 | 3BL24G26F643 | 62 FLUSH-MOUNT SOCK
GW62231FH | BASE FIJA 10° IP67 3P+T 16A 400V 6H CR | 23.65 | 1 | 1 | 15 | NR | 8011564799349 | 85366990 | 3BL00 | Installation | 3BL | INSTALLATION BLOC | 3BL24G | IEC.309 CLAVIJ/BASES | 3BL24G26F | 60 IEC.309 | 3BL24G26F643 | 62 FLUSH-MOUNT SOCK
GW62231H | BASE FIJA 10° IP67 3P+T 16A 400V 6H | 19.1 | 1 | 1 | 25 | NR | 8011564799356 | 85366990 | 3BL00 | Installation | 3BL | INSTALLATION BLOC | 3BL24G | IEC.309 CLAVIJ/BASES | 3BL24G26F | 60 IEC.309 | 3BL24G26F643 | 62 FLUSH-MOUNT SOCK
GW62232FH | BASE FIJA 10° IP67 3P+N+T 16A 400V 6H C | 26.45 | 1 | 1 | 15 | NR | 8011564799363 | 85366990 | 3BL00 | Installation | 3BL | INSTALLATION BLOC | 3BL24G | IEC.309 CLAVIJ/BASES | 3BL24G26F | 60 IEC.309 | 3BL24G26F643 | 62 FLUSH-MOUNT SOCK
GW62232H | BASE FIJA 10° IP67 3P+N+T 16A 400V 6H | 21.65 | 1 | 1 | 25 | NR | 8011564799370 | 85366990 | 3BL00 | Installation | 3BL | INSTALLATION BLOC | 3BL24G | IEC.309 CLAVIJ/BASES | 3BL24G26F | 60 IEC.309 | 3BL24G26F643 | 62 FLUSH-MOUNT SOCK
GW62233H | BASE FIJA 10° IP67 3P+T 16A 500V 7H | 23.55 | 1 | 1 | 15 | NR | 8011564799387 | 85366990 | 3BL00 | Installation | 3BL | INSTALLATION BLOC | 3BL24G | IEC.309 CLAVIJ/BASES | 3BL24G26F | 60 IEC.309 | 3BL24G26F643 | 62 FLUSH-MOUNT SOCK
GW62234H | BASE FIJA 10° IP67 3P+N+T 16A 500V 7H | 26.9 | 1 | 1 | 15 | NR | 8011564799394 | 85366990 | 3BL00 | Installation | 3BL | INSTALLATION BLOC | 3BL24G | IEC.309 CLAVIJ/BASES | 3BL24G26F | 60 IEC.309 | 3BL24G26F643 | 62 FLUSH-MOUNT SOCK
GW62235FH | BASE FIJA 10° IP67 2P+T 32A 110V 4H CR | 40.5 | 1 | 1 | 15 | NR | 8011564799400 | 85366990 | 3BL00 | Installation | 3BL | INSTALLATION BLOC | 3BL24G | IEC.309 CLAVIJ/BASES | 3BL24G26F | 60 IEC.309 | 3BL24G26F643 | 62 FLUSH-MOUNT SOCK
GW62235H | BASE FIJA 10° IP67 2P+T 32A 110V 4H | 33.7 | 1 | 1 | 25 | NR | 8011564799417 | 85366990 | 3BL00 | Installation | 3BL | INSTALLATION BLOC | 3BL24G | IEC.309 CLAVIJ/BASES | 3BL24G26F | 60 IEC.309 | 3BL24G26F643 | 62 FLUSH-MOUNT SOCK
GW62236FH | BASE FIJA 10° IP67 3P+T 32A 110V 4H CR | 40.5 | 1 | 1 | 15 | NR | 8011564799424 | 85366990 | 3BL00 | Installation | 3BL | INSTALLATION BLOC | 3BL24G | IEC.309 CLAVIJ/BASES | 3BL24G26F | 60 IEC.309 | 3BL24G26F643 | 62 FLUSH-MOUNT SOCK
GW62236H | BASE FIJA 10° IP67 3P+T 32A 110V 4H | 33.7 | 1 | 1 | 15 | NR | 8011564799431 | 85366990 | 3BL00 | Installation | 3BL | INSTALLATION BLOC | 3BL24G | IEC.309 CLAVIJ/BASES | 3BL24G26F | 60 IEC.309 | 3BL24G26F643 | 62 FLUSH-MOUNT SOCK
GW62237FH | BASE FIJA 10° IP67 3P+N+T 32A 110V 4H C | 48.2 | 1 | 1 | 15 | NR | 8011564799448 | 85366990 | 3BL00 | Installation | 3BL | INSTALLATION BLOC | 3BL24G | IEC.309 CLAVIJ/BASES | 3BL24G26F | 60 IEC.309 | 3BL24G26F643 | 62 FLUSH-MOUNT SOCK
GW62237H | BASE FIJA 10° IP67 3P+N+T 32A 110V 4H | 39.5 | 1 | 1 | 15 | NR | 8011564799455 | 85366990 | 3BL00 | Installation | 3BL | INSTALLATION BLOC | 3BL24G | IEC.309 CLAVIJ/BASES | 3BL24G26F | 60 IEC.309 | 3BL24G26F643 | 62 FLUSH-MOUNT SOCK
GW62238FH | BASE FIJA 10° IP67 2P+T 32A 230V 6H CR | 32.6 | 1 | 1 | 15 | NR | 8011564799462 | 85366990 | 3BL00 | Installation | 3BL | INSTALLATION BLOC | 3BL24G | IEC.309 CLAVIJ/BASES | 3BL24G26F | 60 IEC.309 | 3BL24G26F643 | 62 FLUSH-MOUNT SOCK
GW62238H | BASE FIJA 10° IP67 2P+T 32A 230V 6H | 26.55 | 1 | 1 | 15 | NR | 8011564799479 | 85366990 | 3BL00 | Installation | 3BL | INSTALLATION BLOC | 3BL24G | IEC.309 CLAVIJ/BASES | 3BL24G26F | 60 IEC.309 | 3BL24G26F643 | 62 FLUSH-MOUNT SOCK
GW62239FH | BASE FIJA 10° IP67 3P+T 32A 230V 9H CR | 43.25 | 1 | 1 | 15 | NR | 8011564799486 | 85366990 | 3BL00 | Installation | 3BL | INSTALLATION BLOC | 3BL24G | IEC.309 CLAVIJ/BASES | 3BL24G26F | 60 IEC.309 | 3BL24G26F643 | 62 FLUSH-MOUNT SOCK
GW62239H | BASE FIJA 10° IP67 3P+T 32A 230V 9H | 35.1 | 1 | 1 | 15 | NR | 8011564799493 | 85366990 | 3BL00 | Installation | 3BL | INSTALLATION BLOC | 3BL24G | IEC.309 CLAVIJ/BASES | 3BL24G26F | 60 IEC.309 | 3BL24G26F643 | 62 FLUSH-MOUNT SOCK
GW62240FH | BASE FIJA 10° IP67 3P+N+T 32A 230V 9H C | 49.45 | 1 | 1 | 15 | NR | 8011564799509 | 85366990 | 3BL00 | Installation | 3BL | INSTALLATION BLOC | 3BL24G | IEC.309 CLAVIJ/BASES | 3BL24G26F | 60 IEC.309 | 3BL24G26F643 | 62 FLUSH-MOUNT SOCK
GW62240H | BASE FIJA 10° IP67 3P+N+T 32A 230V 9H | 41.1 | 1 | 1 | 15 | NR | 8011564799516 | 85366990 | 3BL00 | Installation | 3BL | INSTALLATION BLOC | 3BL24G | IEC.309 CLAVIJ/BASES | 3BL24G26F | 60 IEC.309 | 3BL24G26F643 | 62 FLUSH-MOUNT SOCK
GW62241FH | BASE FIJA 10° IP67 2P+T 32A 400V 9H CR | 43.45 | 1 | 1 | 15 | NR | 8011564799523 | 85366990 | 3BL00 | Installation | 3BL | INSTALLATION BLOC | 3BL24G | IEC.309 CLAVIJ/BASES | 3BL24G26F | 60 IEC.309 | 3BL24G26F643 | 62 FLUSH-MOUNT SOCK
GW62241H | BASE FIJA 10° IP67 2P+T 32A 400V 9H | 35.1 | 1 | 1 | 15 | NR | 8011564799530 | 85366990 | 3BL00 | Installation | 3BL | INSTALLATION BLOC | 3BL24G | IEC.309 CLAVIJ/BASES | 3BL24G26F | 60 IEC.309 | 3BL24G26F643 | 62 FLUSH-MOUNT SOCK
GW62242FH | BASE FIJA 10° IP67 3P+T 32A 400V 6H CR | 35.95 | 1 | 1 | 15 | NR | 8011564799547 | 85366990 | 3BL00 | Installation | 3BL | INSTALLATION BLOC | 3BL24G | IEC.309 CLAVIJ/BASES | 3BL24G26F | 60 IEC.309 | 3BL24G26F643 | 62 FLUSH-MOUNT SOCK
GW62242H | BASE FIJA 10° IP67 3P+T 32A 400V 6H | 29.35 | 1 | 1 | 15 | NR | 8011564799554 | 85366990 | 3BL00 | Installation | 3BL | INSTALLATION BLOC | 3BL24G | IEC.309 CLAVIJ/BASES | 3BL24G26F | 60 IEC.309 | 3BL24G26F643 | 62 FLUSH-MOUNT SOCK
GW62243FH | BASE FIJA 10° IP67 3P+N+T 32A 400V 6H C | 39.5 | 1 | 1 | 15 | NR | 8011564799561 | 85366990 | 3BL00 | Installation | 3BL | INSTALLATION BLOC | 3BL24G | IEC.309 CLAVIJ/BASES | 3BL24G26F | 60 IEC.309 | 3BL24G26F643 | 62 FLUSH-MOUNT SOCK
GW62243H | BASE FIJA 10° IP67 3P+N+T 32A 400V 6H | 32.3 | 1 | 1 | 15 | NR | 8011564799578 | 85366990 | 3BL00 | Installation | 3BL | INSTALLATION BLOC | 3BL24G | IEC.309 CLAVIJ/BASES | 3BL24G26F | 60 IEC.309 | 3BL24G26F643 | 62 FLUSH-MOUNT SOCK
GW62244H | BASE FIJA 10° IP67 3P+T 32A 500V 7H | 36.7 | 1 | 1 | 15 | NR | 8011564799585 | 85366990 | 3BL00 | Installation | 3BL | INSTALLATION BLOC | 3BL24G | IEC.309 CLAVIJ/BASES | 3BL24G26F | 60 IEC.309 | 3BL24G26F643 | 62 FLUSH-MOUNT SOCK
GW62245H | BASE FIJA 10° IP67 3P+N+T 32A 500V 7H | 41.1 | 1 | 1 | 15 | NR | 8011564799592 | 85366990 | 3BL00 | Installation | 3BL | INSTALLATION BLOC | 3BL24G | IEC.309 CLAVIJ/BASES | 3BL24G26F | 60 IEC.309 | 3BL24G26F643 | 62 FLUSH-MOUNT SOCK
GW62257H | BASE FIJA 10° IP66-69 3P+T 125A 110V 4H | 201 | 1 | 1 | 2 | NR | 8011564829923 | 85366990 | 3BL00 | Installation | 3BL | INSTALLATION BLOC | 3BL24G | IEC.309 CLAVIJ/BASES | 3BL24G26F | 60 IEC.309 | 3BL24G26F643 | 62 FLUSH-MOUNT SOCK
GW62258H | BASE FIJA10° IP66-69 3P+N+T 125A 110V 4H | 220.5 | 1 | 1 | 2 | NR | 8011564829930 | 85366990 | 3BL00 | Installation | 3BL | INSTALLATION BLOC | 3BL24G | IEC.309 CLAVIJ/BASES | 3BL24G26F | 60 IEC.309 | 3BL24G26F643 | 62 FLUSH-MOUNT SOCK
GW62259H | BASE FIJA 10° IP66-69 3P+T 125A 230V 9H | 203 | 1 | 1 | 2 | NR | 8011564829954 | 85366990 | 3BL00 | Installation | 3BL | INSTALLATION BLOC | 3BL24G | IEC.309 CLAVIJ/BASES | 3BL24G26F | 60 IEC.309 | 3BL24G26F643 | 62 FLUSH-MOUNT SOCK
GW62260H | BASE FIJA10° IP66-69 3P+N+T 125A 230V 9H | 217.5 | 1 | 1 | 2 | NR | 8011564829961 | 85366990 | 3BL00 | Installation | 3BL | INSTALLATION BLOC | 3BL24G | IEC.309 CLAVIJ/BASES | 3BL24G26F | 60 IEC.309 | 3BL24G26F643 | 62 FLUSH-MOUNT SOCK
GW62261H | BASE FIJA 10° IP66-69 3P+T 125A 400V 6H | 197.5 | 1 | 1 | 2 | NR | 8011564829985 | 85366990 | 3BL00 | Installation | 3BL | INSTALLATION BLOC | 3BL24G | IEC.309 CLAVIJ/BASES | 3BL24G26F | 60 IEC.309 | 3BL24G26F643 | 62 FLUSH-MOUNT SOCK
GW62261PH | BASE FIJA 10° 125A 3P+T 400V 6H CP | 208 | 1 | 1 | 2 | NR | 8011564828612 | 85366990 | 3BL00 | Installation | 3BL | INSTALLATION BLOC | 3BL24G | IEC.309 CLAVIJ/BASES | 3BL24G26F | 60 IEC.309 | 3BL24G26F643 | 62 FLUSH-MOUNT SOCK
GW62262H | BASE FIJA10° IP66-69 3P+N+T 125A 400V 6H | 201 | 1 | 1 | 2 | NR | 8011564829992 | 85366990 | 3BL00 | Installation | 3BL | INSTALLATION BLOC | 3BL24G | IEC.309 CLAVIJ/BASES | 3BL24G26F | 60 IEC.309 | 3BL24G26F643 | 62 FLUSH-MOUNT SOCK
GW62262PH | BASE FIJA 10° 125A 3P+N+T 400V 6H CP | 215.5 | 1 | 1 | 2 | NR | 8011564828629 | 85366990 | 3BL00 | Installation | 3BL | INSTALLATION BLOC | 3BL24G | IEC.309 CLAVIJ/BASES | 3BL24G26F | 60 IEC.309 | 3BL24G26F643 | 62 FLUSH-MOUNT SOCK
GW62263H | BASE FIJA 10° IP66-69 3P+T 125A 500V 7H | 203 | 1 | 1 | 2 | NR | 8011564830011 | 85366990 | 3BL00 | Installation | 3BL | INSTALLATION BLOC | 3BL24G | IEC.309 CLAVIJ/BASES | 3BL24G26F | 60 IEC.309 | 3BL24G26F643 | 62 FLUSH-MOUNT SOCK
GW62264H | BASE FIJA10° IP66-69 3P+N+T 125A 500V 7H | 217.5 | 1 | 1 | 2 | NR | 8011564830028 | 85366990 | 3BL00 | Installation | 3BL | INSTALLATION BLOC | 3BL24G | IEC.309 CLAVIJ/BASES | 3BL24G26F | 60 IEC.309 | 3BL24G26F643 | 62 FLUSH-MOUNT SOCK
GW62265 | BASE FIJA 10° IP44 2P 16A 24V S.R. | 19.45 | 1 | 10 | 40 | NR | 8011564008243 | 85366990 | 3BL00 | Installation | 3BL | INSTALLATION BLOC | 3BL24G | IEC.309 CLAVIJ/BASES | 3BL24G26F | 60 IEC.309 | 3BL24G26F643 | 62 FLUSH-MOUNT SOCK
GW62266 | BASE FIJA 10° IP44 3P 16A 24V S.R. | 23.75 | 1 | 10 | 20 | NR | 8011564008250 | 85366990 | 3BL00 | Installation | 3BL | INSTALLATION BLOC | 3BL24G | IEC.309 CLAVIJ/BASES | 3BL24G26F | 60 IEC.309 | 3BL24G26F643 | 62 FLUSH-MOUNT SOCK
GW62267 | BASE FIJA 10° IP44 2P 16A 42V 12H | 19.45 | 1 | 10 | 20 | NR | 8011564008267 | 85366990 | 3BL00 | Installation | 3BL | INSTALLATION BLOC | 3BL24G | IEC.309 CLAVIJ/BASES | 3BL24G26F | 60 IEC.309 | 3BL24G26F643 | 62 FLUSH-MOUNT SOCK
GW62268 | BASE FIJA 10° IP44 3P 16A 42V 12H | 21.95 | 1 | 10 | 20 | NR | 8011564008274 | 85366990 | 3BL00 | Installation | 3BL | INSTALLATION BLOC | 3BL24G | IEC.309 CLAVIJ/BASES | 3BL24G26F | 60 IEC.309 | 3BL24G26F643 | 62 FLUSH-MOUNT SOCK
GW62269 | BASE FIJA 10° IP44 2P 16A 24/42V 4H | 23.95 | 1 | 10 | 20 | NR | 8011564008298 | 85366990 | 3BL00 | Installation | 3BL | INSTALLATION BLOC | 3BL24G | IEC.309 CLAVIJ/BASES | 3BL24G26F | 60 IEC.309 | 3BL24G26F643 | 62 FLUSH-MOUNT SOCK
GW62270 | BASE FIJA 10° IP44 3P 16A 24/42V 4H | 27.2 | 1 | 10 | 20 | NR | 8011564008304 | 85366990 | 3BL00 | Installation | 3BL | INSTALLATION BLOC | 3BL24G | IEC.309 CLAVIJ/BASES | 3BL24G26F | 60 IEC.309 | 3BL24G26F643 | 62 FLUSH-MOUNT SOCK
GW62271 | BASE FIJA 10° IP44 2P 16A 24/42V 11H | 23.75 | 1 | 10 | 20 | NR | 8011564008311 | 85366990 | 3BL00 | Installation | 3BL | INSTALLATION BLOC | 3BL24G | IEC.309 CLAVIJ/BASES | 3BL24G26F | 60 IEC.309 | 3BL24G26F643 | 62 FLUSH-MOUNT SOCK
GW62272 | BASE FIJA 10° IP44 3P 16A 24/42V 11H | 27.2 | 1 | 10 | 20 | NR | 8011564008328 | 85366990 | 3BL00 | Installation | 3BL | INSTALLATION BLOC | 3BL24G | IEC.309 CLAVIJ/BASES | 3BL24G26F | 60 IEC.309 | 3BL24G26F643 | 62 FLUSH-MOUNT SOCK
GW62273 | BASE FIJA 10° IP44 2P 16A CC | 19.45 | 1 | 10 | 20 | NR | 8011564008281 | 85366990 | 3BL00 | Installation | 3BL | INSTALLATION BLOC | 3BL24G | IEC.309 CLAVIJ/BASES | 3BL24G26F | 60 IEC.309 | 3BL24G26F643 | 62 FLUSH-MOUNT SOCK
GW62274 | BASE FIJA 10° IP44 2P 32A 24V | 21.55 | 1 | 10 | 20 | NR | 8011564008335 | 85366990 | 3BL00 | Installation | 3BL | INSTALLATION BLOC | 3BL24G | IEC.309 CLAVIJ/BASES | 3BL24G26F | 60 IEC.309 | 3BL24G26F643 | 62 FLUSH-MOUNT SOCK
GW62275 | BASE FIJA 10° IP44 3P 32A 24V | 23.65 | 1 | 10 | 20 | NR | 8011564008342 | 85366990 | 3BL00 | Installation | 3BL | INSTALLATION BLOC | 3BL24G | IEC.309 CLAVIJ/BASES | 3BL24G26F | 60 IEC.309 | 3BL24G26F643 | 62 FLUSH-MOUNT SOCK
GW62276 | BASE FIJA 10° IP44 2P 32A 42V | 21.2 | 1 | 10 | 20 | NR | 8011564008359 | 85366990 | 3BL00 | Installation | 3BL | INSTALLATION BLOC | 3BL24G | IEC.309 CLAVIJ/BASES | 3BL24G26F | 60 IEC.309 | 3BL24G26F643 | 62 FLUSH-MOUNT SOCK
GW62277 | BASE FIJA 10° IP44 3P 32A 42V | 23.65 | 1 | 10 | 20 | NR | 8011564008366 | 85366990 | 3BL00 | Installation | 3BL | INSTALLATION BLOC | 3BL24G | IEC.309 CLAVIJ/BASES | 3BL24G26F | 60 IEC.309 | 3BL24G26F643 | 62 FLUSH-MOUNT SOCK
GW62278 | BASE FIJA 10° IP44 2P 32A 24/42V 4H | 23.75 | 1 | 10 | 20 | NR | 8011564008380 | 85366990 | 3BL00 | Installation | 3BL | INSTALLATION BLOC | 3BL24G | IEC.309 CLAVIJ/BASES | 3BL24G26F | 60 IEC.309 | 3BL24G26F643 | 62 FLUSH-MOUNT SOCK
GW62279 | BASE FIJA 10° IP44 3P 32A 24/42V 4H | 27.2 | 1 | 10 | 20 | NR | 8011564008397 | 85366990 | 3BL00 | Installation | 3BL | INSTALLATION BLOC | 3BL24G | IEC.309 CLAVIJ/BASES | 3BL24G26F | 60 IEC.309 | 3BL24G26F643 | 62 FLUSH-MOUNT SOCK
GW62280 | BASE FIJA 10° IP44 2P 32A 24/42V 11H | 23.75 | 1 | 10 | 20 | NR | 8011564008403 | 85366990 | 3BL00 | Installation | 3BL | INSTALLATION BLOC | 3BL24G | IEC.309 CLAVIJ/BASES | 3BL24G26F | 60 IEC.309 | 3BL24G26F643 | 62 FLUSH-MOUNT SOCK
GW62281 | BASE FIJA 10° IP44 3P 32A 24/42V 11H | 26.7 | 1 | 10 | 20 | NR | 8011564008410 | 85366990 | 3BL00 | Installation | 3BL | INSTALLATION BLOC | 3BL24G | IEC.309 CLAVIJ/BASES | 3BL24G26F | 60 IEC.309 | 3BL24G26F643 | 62 FLUSH-MOUNT SOCK
GW62282 | BASE FIJA 10° IP44 2P 32A CC | 21.2 | 1 | 10 | 20 | NR | 8011564008373 | 85366990 | 3BL00 | Installation | 3BL | INSTALLATION BLOC | 3BL24G | IEC.309 CLAVIJ/BASES | 3BL24G26F | 60 IEC.309 | 3BL24G26F643 | 62 FLUSH-MOUNT SOCK
GW62283H | BASE FIJA 10° IP67 3P+T 32A 380/440V 3 | 35 | 1 | 1 | 25 | NR | 8011564799608 | 85366990 | 3BL00 | Installation | 3BL | INSTALLATION BLOC | 3BL24G | IEC.309 CLAVIJ/BASES | 3BL24G26F | 60 IEC.309 | 3BL24G26F643 | 62 FLUSH-MOUNT SOCK
GW62365 | BASE FIJA 10° IP67 2P 16A 24V S. R. | 23.85 | 1 | 10 | 40 | NR | 8011564179363 | 85366990 | 3BL00 | Installation | 3BL | INSTALLATION BLOC | 3BL24G | IEC.309 CLAVIJ/BASES | 3BL24G26F | 60 IEC.309 | 3BL24G26F643 | 62 FLUSH-MOUNT SOCK
GW62366 | BASE FIJA 10° IP67 3P 16A 24V S. R. | 28.55 | 1 | 10 | 20 | NR | 8011564179370 | 85366990 | 3BL00 | Installation | 3BL | INSTALLATION BLOC | 3BL24G | IEC.309 CLAVIJ/BASES | 3BL24G26F | 60 IEC.309 | 3BL24G26F643 | 62 FLUSH-MOUNT SOCK
GW62391 | BASE SCHUKO 2P+T IP68 | 56 | 1 | 10 | 40 | NR | 8011564445611 | 85366990 | 3BL00 | Installation | 3BL | INSTALLATION BLOC | 3BL24G | IEC.309 CLAVIJ/BASES | 3BL24G26F | 60 IEC.309 | 3BL24G26F643 | 62 FLUSH-MOUNT SOCK
GW62392 | BASE SCHUKO IP54 C/TAPA P/QDIN | 13.5 | 1 | 1 | 12 | NR | 8011564753419 | 85366990 | 3BL00 | Installation | 3BL | INSTALLATION BLOC | 3BL24G | IEC.309 CLAVIJ/BASES | 3BL24G26F | 60 IEC.309 | 3BL24G26F643 | 62 FLUSH-MOUNT SOCK
GW62393 | BASE SCHUKO IP54 C/TAPA 50X50 | 7.8 | 1 | 1 | 20 | NR | 8011564833579 | 85366990 | 3BL00 | Installation | 3BL | INSTALLATION BLOC | 3BL24G | IEC.309 CLAVIJ/BASES | 3BL24G26F | 60 IEC.309 | 3BL24G26F643 | 62 FLUSH-MOUNT SOCK
GW62394 | BASE NORMA FRANCESA IP54 C/TAPA 50X50 | 7.8 | 1 | 1 | 20 | NR | 8011564833562 | 85366990 | 3BL00 | Installation | 3BL | INSTALLATION BLOC | 3BL24G | IEC.309 CLAVIJ/BASES | 3BL24G26F | 60 IEC.309 | 3BL24G26F643 | 62 FLUSH-MOUNT SOCK
GW62401 | BASE FIJA 10° SUP. IP44 2P+T 16A 110V | 16.95 | 1 | 1 | 40 | NR | 8011564004870 | 85366990 | 3BL00 | Installation | 3BL | INSTALLATION BLOC | 3BL24G | IEC.309 CLAVIJ/BASES | 3BL24G26F | 60 IEC.309 | 3BL24G26F645 | 62 10° SURF M SOCKET
GW62402 | BASE FIJA 10° SUP. IP44 3P+T 16A 110V | 22.25 | 1 | 1 | 20 | NR | 8011564004887 | 85366990 | 3BL00 | Installation | 3BL | INSTALLATION BLOC | 3BL24G | IEC.309 CLAVIJ/BASES | 3BL24G26F | 60 IEC.309 | 3BL24G26F645 | 62 10° SURF M SOCKET
GW62403 | BASE FIJA 10° SUP. IP44 3P+N+T 16A 110V | 23.75 | 1 | 1 | 20 | NR | 8011564004894 | 85366990 | 3BL00 | Installation | 3BL | INSTALLATION BLOC | 3BL24G | IEC.309 CLAVIJ/BASES | 3BL24G26F | 60 IEC.309 | 3BL24G26F645 | 62 10° SURF M SOCKET
GW62404 | BASE FIJA 10° SUP. IP44 2P+T 16A 230V | 16.65 | 1 | 1 | 40 | NR | 8011564004849 | 85366990 | 3BL00 | Installation | 3BL | INSTALLATION BLOC | 3BL24G | IEC.309 CLAVIJ/BASES | 3BL24G26F | 60 IEC.309 | 3BL24G26F645 | 62 10° SURF M SOCKET
GW62405 | BASE FIJA 10° SUP. IP44 3P+T 16A 230V | 21.55 | 1 | 1 | 20 | NR | 8011564004917 | 85366990 | 3BL00 | Installation | 3BL | INSTALLATION BLOC | 3BL24G | IEC.309 CLAVIJ/BASES | 3BL24G26F | 60 IEC.309 | 3BL24G26F645 | 62 10° SURF M SOCKET
GW62406 | BASE FIJA 10° SUP. IP44 3P+N+T 16A 230V | 23.75 | 1 | 1 | 20 | NR | 8011564004832 | 85366990 | 3BL00 | Installation | 3BL | INSTALLATION BLOC | 3BL24G | IEC.309 CLAVIJ/BASES | 3BL24G26F | 60 IEC.309 | 3BL24G26F645 | 62 10° SURF M SOCKET
GW62407 | BASE FIJA 10° SUP. IP44 2P+T 16A 400V | 20.9 | 1 | 1 | 20 | NR | 8011564004900 | 85366990 | 3BL00 | Installation | 3BL | INSTALLATION BLOC | 3BL24G | IEC.309 CLAVIJ/BASES | 3BL24G26F | 60 IEC.309 | 3BL24G26F645 | 62 10° SURF M SOCKET
GW62408 | BASE FIJA 10° SUP. IP44 3P+T 16A 400V | 17.65 | 1 | 1 | 40 | NR | 8011564004856 | 85366990 | 3BL00 | Installation | 3BL | INSTALLATION BLOC | 3BL24G | IEC.309 CLAVIJ/BASES | 3BL24G26F | 60 IEC.309 | 3BL24G26F645 | 62 10° SURF M SOCKET
GW62409 | BASE FIJA 10° SUP. IP44 3P+N+T 16A 400V | 19.45 | 1 | 1 | 40 | NR | 8011564004863 | 85366990 | 3BL00 | Installation | 3BL | INSTALLATION BLOC | 3BL24G | IEC.309 CLAVIJ/BASES | 3BL24G26F | 60 IEC.309 | 3BL24G26F645 | 62 10° SURF M SOCKET
GW62410 | BASE FIJA 10° SUP. IP44 3P+T 16A 500V | 22.25 | 1 | 1 | 20 | NR | 8011564004924 | 85366990 | 3BL00 | Installation | 3BL | INSTALLATION BLOC | 3BL24G | IEC.309 CLAVIJ/BASES | 3BL24G26F | 60 IEC.309 | 3BL24G26F645 | 62 10° SURF M SOCKET
GW62411 | BASE FIJA 10° SUP. IP44 3P+N+T 16A 500V | 23.55 | 1 | 1 | 20 | NR | 8011564004931 | 85366990 | 3BL00 | Installation | 3BL | INSTALLATION BLOC | 3BL24G | IEC.309 CLAVIJ/BASES | 3BL24G26F | 60 IEC.309 | 3BL24G26F645 | 62 10° SURF M SOCKET
GW62412 | BASE FIJA 10° SUP. IP44 2P+T 32A 110V | 28.45 | 1 | 1 | 16 | NR | 8011564004979 | 85366990 | 3BL00 | Installation | 3BL | INSTALLATION BLOC | 3BL24G | IEC.309 CLAVIJ/BASES | 3BL24G26F | 60 IEC.309 | 3BL24G26F645 | 62 10° SURF M SOCKET
GW62413 | BASE FIJA 10° SUP. IP44 3P+T 32A 110V | 34.3 | 1 | 1 | 16 | NR | 8011564004986 | 85366990 | 3BL00 | Installation | 3BL | INSTALLATION BLOC | 3BL24G | IEC.309 CLAVIJ/BASES | 3BL24G26F | 60 IEC.309 | 3BL24G26F645 | 62 10° SURF M SOCKET
GW62414 | BASE FIJA 10° SUP. IP44 3P+N+T 32A 110V | 36.7 | 1 | 1 | 16 | NR | 8011564004993 | 85366990 | 3BL00 | Installation | 3BL | INSTALLATION BLOC | 3BL24G | IEC.309 CLAVIJ/BASES | 3BL24G26F | 60 IEC.309 | 3BL24G26F645 | 62 10° SURF M SOCKET
GW62415 | BASE FIJA 10° SUP. IP44 2P+T 32A 230V | 25.6 | 1 | 1 | 16 | NR | 8011564004948 | 85366990 | 3BL00 | Installation | 3BL | INSTALLATION BLOC | 3BL24G | IEC.309 CLAVIJ/BASES | 3BL24G26F | 60 IEC.309 | 3BL24G26F645 | 62 10° SURF M SOCKET
GW62416 | BASE FIJA 10° SUP. IP44 3P+T 32A 230V | 34 | 1 | 1 | 16 | NR | 8011564005013 | 85366990 | 3BL00 | Installation | 3BL | INSTALLATION BLOC | 3BL24G | IEC.309 CLAVIJ/BASES | 3BL24G26F | 60 IEC.309 | 3BL24G26F645 | 62 10° SURF M SOCKET
GW62417 | BASE FIJA 10° SUP. IP44 3P+N+T 32A 230V | 36.95 | 1 | 1 | 16 | NR | 8011564005037 | 85366990 | 3BL00 | Installation | 3BL | INSTALLATION BLOC | 3BL24G | IEC.309 CLAVIJ/BASES | 3BL24G26F | 60 IEC.309 | 3BL24G26F645 | 62 10° SURF M SOCKET
GW62418 | BASE FIJA 10° SUP. IP44 2P+T 32A 400V | 32.5 | 1 | 1 | 16 | NR | 8011564005006 | 85366990 | 3BL00 | Installation | 3BL | INSTALLATION BLOC | 3BL24G | IEC.309 CLAVIJ/BASES | 3BL24G26F | 60 IEC.309 | 3BL24G26F645 | 62 10° SURF M SOCKET
GW62419 | BASE FIJA 10° SUP. IP44 3P+T 32A 400V | 28.2 | 1 | 1 | 16 | NR | 8011564004955 | 85366990 | 3BL00 | Installation | 3BL | INSTALLATION BLOC | 3BL24G | IEC.309 CLAVIJ/BASES | 3BL24G26F | 60 IEC.309 | 3BL24G26F645 | 62 10° SURF M SOCKET
GW62420 | BASE FIJA 10° SUP. IP44 3P+N+T 32A 400V | 30.15 | 1 | 1 | 16 | NR | 8011564004962 | 85366990 | 3BL00 | Installation | 3BL | INSTALLATION BLOC | 3BL24G | IEC.309 CLAVIJ/BASES | 3BL24G26F | 60 IEC.309 | 3BL24G26F645 | 62 10° SURF M SOCKET
GW62421 | BASE FIJA 10° SUP. IP44 3P+T 32A 500V | 33.5 | 1 | 1 | 14 | NR | 8011564005020 | 85366990 | 3BL00 | Installation | 3BL | INSTALLATION BLOC | 3BL24G | IEC.309 CLAVIJ/BASES | 3BL24G26F | 60 IEC.309 | 3BL24G26F645 | 62 10° SURF M SOCKET
GW62422 | BASE FIJA 10° SUP. IP44 3P+N+T 32A 500V | 36.45 | 1 | 1 | 14 | NR | 8011564005044 | 85366990 | 3BL00 | Installation | 3BL | INSTALLATION BLOC | 3BL24G | IEC.309 CLAVIJ/BASES | 3BL24G26F | 60 IEC.309 | 3BL24G26F645 | 62 10° SURF M SOCKET
GW62423 | BASE FIJA 10° SUP. IP67 2P+T 16A 110V | 28.55 | 1 | 1 | 20 | NR | 8011564005488 | 85366990 | 3BL00 | Installation | 3BL | INSTALLATION BLOC | 3BL24G | IEC.309 CLAVIJ/BASES | 3BL24G26F | 60 IEC.309 | 3BL24G26F645 | 62 10° SURF M SOCKET
GW62424 | BASE FIJA 10° SUP. IP67 3P+T 16A 110V | 34.7 | 1 | 1 | 20 | NR | 8011564005495 | 85366990 | 3BL00 | Installation | 3BL | INSTALLATION BLOC | 3BL24G | IEC.309 CLAVIJ/BASES | 3BL24G26F | 60 IEC.309 | 3BL24G26F645 | 62 10° SURF M SOCKET
GW62425 | BASE FIJA 10° SUP. IP67 3P+N+T 16A 110V | 36.45 | 1 | 1 | 20 | NR | 8011564005501 | 85366990 | 3BL00 | Installation | 3BL | INSTALLATION BLOC | 3BL24G | IEC.309 CLAVIJ/BASES | 3BL24G26F | 60 IEC.309 | 3BL24G26F645 | 62 10° SURF M SOCKET
GW62426 | BASE FIJA 10° SUP. IP67 2P+T 16A 230V | 25.9 | 1 | 1 | 40 | NR | 8011564005457 | 85366990 | 3BL00 | Installation | 3BL | INSTALLATION BLOC | 3BL24G | IEC.309 CLAVIJ/BASES | 3BL24G26F | 60 IEC.309 | 3BL24G26F645 | 62 10° SURF M SOCKET
GW62427 | BASE FIJA 10° SUP. IP67 3P+T 16A 230V | 35 | 1 | 1 | 20 | NR | 8011564005525 | 85366990 | 3BL00 | Installation | 3BL | INSTALLATION BLOC | 3BL24G | IEC.309 CLAVIJ/BASES | 3BL24G26F | 60 IEC.309 | 3BL24G26F645 | 62 10° SURF M SOCKET
GW62428 | BASE FIJA 10° SUP. IP67 3P+N+T 16A 230V | 36.45 | 1 | 1 | 20 | NR | 8011564005440 | 85366990 | 3BL00 | Installation | 3BL | INSTALLATION BLOC | 3BL24G | IEC.309 CLAVIJ/BASES | 3BL24G26F | 60 IEC.309 | 3BL24G26F645 | 62 10° SURF M SOCKET
GW62429 | BASE FIJA 10° SUP. IP67 2P+T 16A 400V | 32.8 | 1 | 1 | 20 | NR | 8011564005518 | 85366990 | 3BL00 | Installation | 3BL | INSTALLATION BLOC | 3BL24G | IEC.309 CLAVIJ/BASES | 3BL24G26F | 60 IEC.309 | 3BL24G26F645 | 62 10° SURF M SOCKET
GW62430 | BASE FIJA 10° SUP. IP67 3P+T 16A 400V | 28.2 | 1 | 1 | 40 | NR | 8011564005464 | 85366990 | 3BL00 | Installation | 3BL | INSTALLATION BLOC | 3BL24G | IEC.309 CLAVIJ/BASES | 3BL24G26F | 60 IEC.309 | 3BL24G26F645 | 62 10° SURF M SOCKET
GW62431 | BASE FIJA 10° SUP. IP67 3P+N+T 16A 400V | 30.85 | 1 | 1 | 40 | NR | 8011564005471 | 85366990 | 3BL00 | Installation | 3BL | INSTALLATION BLOC | 3BL24G | IEC.309 CLAVIJ/BASES | 3BL24G26F | 60 IEC.309 | 3BL24G26F645 | 62 10° SURF M SOCKET
GW62432 | BASE FIJA 10° SUP. IP67 3P+T 16A 500V | 35 | 1 | 1 | 20 | NR | 8011564005532 | 85366990 | 3BL00 | Installation | 3BL | INSTALLATION BLOC | 3BL24G | IEC.309 CLAVIJ/BASES | 3BL24G26F | 60 IEC.309 | 3BL24G26F645 | 62 10° SURF M SOCKET
GW62433 | BASE FIJA 10° SUP. IP67 3P+N+T 16A 500V | 36.95 | 1 | 1 | 20 | NR | 8011564005549 | 85366990 | 3BL00 | Installation | 3BL | INSTALLATION BLOC | 3BL24G | IEC.309 CLAVIJ/BASES | 3BL24G26F | 60 IEC.309 | 3BL24G26F645 | 62 10° SURF M SOCKET
GW62434 | BASE FIJA 10° SUP. IP67 2P+T 32A 110V | 48 | 1 | 1 | 16 | NR | 8011564005587 | 85366990 | 3BL00 | Installation | 3BL | INSTALLATION BLOC | 3BL24G | IEC.309 CLAVIJ/BASES | 3BL24G26F | 60 IEC.309 | 3BL24G26F645 | 62 10° SURF M SOCKET
GW62435 | BASE FIJA 10° SUP. IP67 3P+T 32A 110V | 49.85 | 1 | 1 | 16 | NR | 8011564005594 | 85366990 | 3BL00 | Installation | 3BL | INSTALLATION BLOC | 3BL24G | IEC.309 CLAVIJ/BASES | 3BL24G26F | 60 IEC.309 | 3BL24G26F645 | 62 10° SURF M SOCKET
GW62436 | BASE FIJA 10° SUP. IP67 3P+N+T 32A 110V | 51.5 | 1 | 1 | 16 | NR | 8011564005600 | 85366990 | 3BL00 | Installation | 3BL | INSTALLATION BLOC | 3BL24G | IEC.309 CLAVIJ/BASES | 3BL24G26F | 60 IEC.309 | 3BL24G26F645 | 62 10° SURF M SOCKET
GW62437 | BASE FIJA 10° SUP. IP67 2P+T 32A 230V | 38.8 | 1 | 1 | 16 | NR | 8011564005556 | 85366990 | 3BL00 | Installation | 3BL | INSTALLATION BLOC | 3BL24G | IEC.309 CLAVIJ/BASES | 3BL24G26F | 60 IEC.309 | 3BL24G26F645 | 62 10° SURF M SOCKET
GW62438 | BASE FIJA 10° SUP. IP67 3P+T 32A 230V | 51.5 | 1 | 1 | 16 | NR | 8011564005624 | 85366990 | 3BL00 | Installation | 3BL | INSTALLATION BLOC | 3BL24G | IEC.309 CLAVIJ/BASES | 3BL24G26F | 60 IEC.309 | 3BL24G26F645 | 62 10° SURF M SOCKET
GW62439 | BASE FIJA 10° SUP. IP67 3P+N+T 32A 230V | 54.5 | 1 | 1 | 16 | NR | 8011564005051 | 85366990 | 3BL00 | Installation | 3BL | INSTALLATION BLOC | 3BL24G | IEC.309 CLAVIJ/BASES | 3BL24G26F | 60 IEC.309 | 3BL24G26F645 | 62 10° SURF M SOCKET
GW62440 | BASE FIJA 10° SUP. IP67 2P+T 32A 400V | 49.85 | 1 | 1 | 16 | NR | 8011564005617 | 85366990 | 3BL00 | Installation | 3BL | INSTALLATION BLOC | 3BL24G | IEC.309 CLAVIJ/BASES | 3BL24G26F | 60 IEC.309 | 3BL24G26F645 | 62 10° SURF M SOCKET
GW62441 | BASE FIJA 10° SUP. IP67 3P+T 32A 400V 6H | 40 | 1 | 1 | 16 | NR | 8011564005563 | 85366990 | 3BL00 | Installation | 3BL | INSTALLATION BLOC | 3BL24G | IEC.309 CLAVIJ/BASES | 3BL24G26F | 60 IEC.309 | 3BL24G26F645 | 62 10° SURF M SOCKET
GW62442 | BASE FIJA 10° SUP. IP67 3P+N+T 32A 400V | 43.35 | 1 | 1 | 16 | NR | 8011564005570 | 85366990 | 3BL00 | Installation | 3BL | INSTALLATION BLOC | 3BL24G | IEC.309 CLAVIJ/BASES | 3BL24G26F | 60 IEC.309 | 3BL24G26F645 | 62 10° SURF M SOCKET
GW62443 | BASE FIJA 10° SUP. IP67 3P+T 32A 500V | 52 | 1 | 1 | 14 | NR | 8011564005631 | 85366990 | 3BL00 | Installation | 3BL | INSTALLATION BLOC | 3BL24G | IEC.309 CLAVIJ/BASES | 3BL24G26F | 60 IEC.309 | 3BL24G26F645 | 62 10° SURF M SOCKET
GW62444 | BASE FIJA10° SUP IP67 3P+N+T 32A 500V 7H | 54.5 | 1 | 1 | 14 | NR | 8011564005068 | 85366990 | 3BL00 | Installation | 3BL | INSTALLATION BLOC | 3BL24G | IEC.309 CLAVIJ/BASES | 3BL24G26F | 60 IEC.309 | 3BL24G26F645 | 62 10° SURF M SOCKET
GW62456 | BASE FIJA 10° SUP. IP44 2P 16A 24V | 28.2 | 1 | 10 | 40 | NR | 8011564008427 | 85366990 | 3BL00 | Installation | 3BL | INSTALLATION BLOC | 3BL24G | IEC.309 CLAVIJ/BASES | 3BL24G26F | 60 IEC.309 | 3BL24G26F645 | 62 10° SURF M SOCKET
GW62457 | BASE FIJA 10° SUP. IP44 3P 16A 24V | 32.9 | 1 | 10 | 20 | NR | 8011564008434 | 85366990 | 3BL00 | Installation | 3BL | INSTALLATION BLOC | 3BL24G | IEC.309 CLAVIJ/BASES | 3BL24G26F | 60 IEC.309 | 3BL24G26F645 | 62 10° SURF M SOCKET
GW62458 | BASE FIJA 10° SUP. IP44 2P 16A 42V | 30.15 | 1 | 10 | 20 | NR | 8011564008441 | 85366990 | 3BL00 | Installation | 3BL | INSTALLATION BLOC | 3BL24G | IEC.309 CLAVIJ/BASES | 3BL24G26F | 60 IEC.309 | 3BL24G26F645 | 62 10° SURF M SOCKET
GW62459 | BASE FIJA 10° SUP. IP44 3P 16A 42V | 32.9 | 1 | 10 | 20 | NR | 8011564008458 | 85366990 | 3BL00 | Installation | 3BL | INSTALLATION BLOC | 3BL24G | IEC.309 CLAVIJ/BASES | 3BL24G26F | 60 IEC.309 | 3BL24G26F645 | 62 10° SURF M SOCKET
GW62460 | BASE FIJA 10° SUP. IP44 2P 16A 24/42V 4H | 32.9 | 1 | 10 | 20 | NR | 8011564008472 | 85366990 | 3BL00 | Installation | 3BL | INSTALLATION BLOC | 3BL24G | IEC.309 CLAVIJ/BASES | 3BL24G26F | 60 IEC.309 | 3BL24G26F645 | 62 10° SURF M SOCKET
GW62461 | BASE FIJA 10° SUP. IP44 3P 16A 24/42V 4H | 35.95 | 1 | 10 | 20 | NR | 8011564008489 | 85366990 | 3BL00 | Installation | 3BL | INSTALLATION BLOC | 3BL24G | IEC.309 CLAVIJ/BASES | 3BL24G26F | 60 IEC.309 | 3BL24G26F645 | 62 10° SURF M SOCKET
GW62462 | BASE FIJA10° SUP. IP44 2P 16A 24/42V 11H | 32.5 | 1 | 10 | 20 | NR | 8011564008496 | 85366990 | 3BL00 | Installation | 3BL | INSTALLATION BLOC | 3BL24G | IEC.309 CLAVIJ/BASES | 3BL24G26F | 60 IEC.309 | 3BL24G26F645 | 62 10° SURF M SOCKET
GW62463 | BASE FIJA10° SUP. IP44 3P 16A 24/42V 11H | 35.95 | 1 | 10 | 20 | NR | 8011564008502 | 85366990 | 3BL00 | Installation | 3BL | INSTALLATION BLOC | 3BL24G | IEC.309 CLAVIJ/BASES | 3BL24G26F | 60 IEC.309 | 3BL24G26F645 | 62 10° SURF M SOCKET
GW62464 | BASE FIJA 10° SUP. IP44 2P 16A CC | 30.15 | 1 | 10 | 20 | NR | 8011564008465 | 85366990 | 3BL00 | Installation | 3BL | INSTALLATION BLOC | 3BL24G | IEC.309 CLAVIJ/BASES | 3BL24G26F | 60 IEC.309 | 3BL24G26F645 | 62 10° SURF M SOCKET
GW62465 | BASE FIJA 10° SUP. IP44 2P 32A 24V | 30.15 | 1 | 10 | 20 | NR | 8011564008519 | 85366990 | 3BL00 | Installation | 3BL | INSTALLATION BLOC | 3BL24G | IEC.309 CLAVIJ/BASES | 3BL24G26F | 60 IEC.309 | 3BL24G26F645 | 62 10° SURF M SOCKET
GW62466 | BASE FIJA 10° SUP. IP44 3P 32A 24V | 32.5 | 1 | 10 | 20 | NR | 8011564008526 | 85366990 | 3BL00 | Installation | 3BL | INSTALLATION BLOC | 3BL24G | IEC.309 CLAVIJ/BASES | 3BL24G26F | 60 IEC.309 | 3BL24G26F645 | 62 10° SURF M SOCKET
GW62467 | BASE FIJA 10° SUP. IP44 2P 32A 42V | 30.15 | 1 | 10 | 20 | NR | 8011564008533 | 85366990 | 3BL00 | Installation | 3BL | INSTALLATION BLOC | 3BL24G | IEC.309 CLAVIJ/BASES | 3BL24G26F | 60 IEC.309 | 3BL24G26F645 | 62 10° SURF M SOCKET
GW62468 | BASE FIJA 10° SUP. IP44 3P 32A 42V | 32.9 | 1 | 10 | 20 | NR | 8011564008540 | 85366990 | 3BL00 | Installation | 3BL | INSTALLATION BLOC | 3BL24G | IEC.309 CLAVIJ/BASES | 3BL24G26F | 60 IEC.309 | 3BL24G26F645 | 62 10° SURF M SOCKET
GW62469 | BASE FIJA 10° SUP. IP44 2P 32A 24/42V 4H | 32.5 | 1 | 10 | 20 | NR | 8011564008564 | 85366990 | 3BL00 | Installation | 3BL | INSTALLATION BLOC | 3BL24G | IEC.309 CLAVIJ/BASES | 3BL24G26F | 60 IEC.309 | 3BL24G26F645 | 62 10° SURF M SOCKET
GW62470 | BASE FIJA 10° SUP. IP44 3P 32A 24/42V 4H | 35.1 | 1 | 10 | 20 | NR | 8011564008571 | 85366990 | 3BL00 | Installation | 3BL | INSTALLATION BLOC | 3BL24G | IEC.309 CLAVIJ/BASES | 3BL24G26F | 60 IEC.309 | 3BL24G26F645 | 62 10° SURF M SOCKET
GW62471 | BASE FIJA10° SUP. IP44 2P 32A 24/42V 11H | 32.5 | 1 | 10 | 20 | NR | 8011564008588 | 85366990 | 3BL00 | Installation | 3BL | INSTALLATION BLOC | 3BL24G | IEC.309 CLAVIJ/BASES | 3BL24G26F | 60 IEC.309 | 3BL24G26F645 | 62 10° SURF M SOCKET
GW62472 | BASE FIJA10° SUP. IP44 3P 32A 24/42V 11H | 35.1 | 1 | 10 | 20 | NR | 8011564008595 | 85366990 | 3BL00 | Installation | 3BL | INSTALLATION BLOC | 3BL24G | IEC.309 CLAVIJ/BASES | 3BL24G26F | 60 IEC.309 | 3BL24G26F645 | 62 10° SURF M SOCKET
GW62473 | BASE FIJA 10° SUP. IP44 2P 32A CC | 30.15 | 1 | 10 | 20 | NR | 8011564008557 | 85366990 | 3BL00 | Installation | 3BL | INSTALLATION BLOC | 3BL24G | IEC.309 CLAVIJ/BASES | 3BL24G26F | 60 IEC.309 | 3BL24G26F645 | 62 10° SURF M SOCKET
GW62474 | BASE FIJA 90° SUP. IP44 2P+T 16A 110V | 19.8 | 1 | 1 | 20 | NR | 8011564004641 | 85366990 | 3BL00 | Installation | 3BL | INSTALLATION BLOC | 3BL24G | IEC.309 CLAVIJ/BASES | 3BL24G26F | 60 IEC.309 | 3BL24G26F647 | 62 90° SURF M SOCKET
GW62475 | BASE FIJA 90° SUP. IP44 3P+T 16A 110V | 25.2 | 1 | 1 | 20 | NR | 8011564004658 | 85366990 | 3BL00 | Installation | 3BL | INSTALLATION BLOC | 3BL24G | IEC.309 CLAVIJ/BASES | 3BL24G26F | 60 IEC.309 | 3BL24G26F647 | 62 90° SURF M SOCKET
GW62476 | BASE FIJA 90° SUP. IP44 3P+N+T 16A 110V | 26.7 | 1 | 1 | 20 | NR | 8011564004665 | 85366990 | 3BL00 | Installation | 3BL | INSTALLATION BLOC | 3BL24G | IEC.309 CLAVIJ/BASES | 3BL24G26F | 60 IEC.309 | 3BL24G26F647 | 62 90° SURF M SOCKET
GW62477 | BASE FIJA 90° SUP. IP44 2P+T 16A 230V | 19.1 | 1 | 1 | 20 | NR | 8011564004610 | 85366990 | 3BL00 | Installation | 3BL | INSTALLATION BLOC | 3BL24G | IEC.309 CLAVIJ/BASES | 3BL24G26F | 60 IEC.309 | 3BL24G26F647 | 62 90° SURF M SOCKET
GW62478 | BASE FIJA 90° SUP. IP44 3P+T 16A 230V | 23.75 | 1 | 1 | 20 | NR | 8011564004689 | 85366990 | 3BL00 | Installation | 3BL | INSTALLATION BLOC | 3BL24G | IEC.309 CLAVIJ/BASES | 3BL24G26F | 60 IEC.309 | 3BL24G26F647 | 62 90° SURF M SOCKET
GW62479 | BASE FIJA 90° SUP. IP44 3P+N+T 16A 230V | 26.45 | 1 | 1 | 20 | NR | 8011564004702 | 85366990 | 3BL00 | Installation | 3BL | INSTALLATION BLOC | 3BL24G | IEC.309 CLAVIJ/BASES | 3BL24G26F | 60 IEC.309 | 3BL24G26F647 | 62 90° SURF M SOCKET
GW62480 | BASE FIJA 90° SUP. IP44 2P+T 16A 400V | 23.55 | 1 | 1 | 20 | NR | 8011564004672 | 85366990 | 3BL00 | Installation | 3BL | INSTALLATION BLOC | 3BL24G | IEC.309 CLAVIJ/BASES | 3BL24G26F | 60 IEC.309 | 3BL24G26F647 | 62 90° SURF M SOCKET
GW62481 | BASE FIJA 90° SUP. IP44 3P+T 16A 400V | 20 | 1 | 1 | 20 | NR | 8011564004627 | 85366990 | 3BL00 | Installation | 3BL | INSTALLATION BLOC | 3BL24G | IEC.309 CLAVIJ/BASES | 3BL24G26F | 60 IEC.309 | 3BL24G26F647 | 62 90° SURF M SOCKET
GW62482 | BASE FIJA 90° SUP. IP44 3P+N+T 16A 400V | 21.1 | 1 | 1 | 20 | NR | 8011564004634 | 85366990 | 3BL00 | Installation | 3BL | INSTALLATION BLOC | 3BL24G | IEC.309 CLAVIJ/BASES | 3BL24G26F | 60 IEC.309 | 3BL24G26F647 | 62 90° SURF M SOCKET
GW62483 | BASE FIJA 90° SUP. IP44 3P+T 16A 500V | 25.2 | 1 | 1 | 20 | NR | 8011564004696 | 85366990 | 3BL00 | Installation | 3BL | INSTALLATION BLOC | 3BL24G | IEC.309 CLAVIJ/BASES | 3BL24G26F | 60 IEC.309 | 3BL24G26F647 | 62 90° SURF M SOCKET
GW62484 | BASE FIJA 90° SUP. IP44 3P+N+T 16A 500V | 26.7 | 1 | 1 | 20 | NR | 8011564004801 | 85366990 | 3BL00 | Installation | 3BL | INSTALLATION BLOC | 3BL24G | IEC.309 CLAVIJ/BASES | 3BL24G26F | 60 IEC.309 | 3BL24G26F647 | 62 90° SURF M SOCKET
GW62485 | BASE FIJA 90° SUP. IP44 2P+T 32A 110V | 32.9 | 1 | 1 | 16 | NR | 8011564004740 | 85366990 | 3BL00 | Installation | 3BL | INSTALLATION BLOC | 3BL24G | IEC.309 CLAVIJ/BASES | 3BL24G26F | 60 IEC.309 | 3BL24G26F647 | 62 90° SURF M SOCKET
GW62486 | BASE FIJA 90° SUP. IP44 3P+T 32A 110V | 36.45 | 1 | 1 | 16 | NR | 8011564004757 | 85366990 | 3BL00 | Installation | 3BL | INSTALLATION BLOC | 3BL24G | IEC.309 CLAVIJ/BASES | 3BL24G26F | 60 IEC.309 | 3BL24G26F647 | 62 90° SURF M SOCKET
GW62487 | BASE FIJA 90° SUP. IP44 3P+N+T 32A 110V | 39.9 | 1 | 1 | 16 | NR | 8011564004764 | 85366990 | 3BL00 | Installation | 3BL | INSTALLATION BLOC | 3BL24G | IEC.309 CLAVIJ/BASES | 3BL24G26F | 60 IEC.309 | 3BL24G26F647 | 62 90° SURF M SOCKET
GW62488 | BASE FIJA 90° SUP. IP44 2P+T 32A 230V | 28.2 | 1 | 1 | 16 | NR | 8011564004719 | 85366990 | 3BL00 | Installation | 3BL | INSTALLATION BLOC | 3BL24G | IEC.309 CLAVIJ/BASES | 3BL24G26F | 60 IEC.309 | 3BL24G26F647 | 62 90° SURF M SOCKET
GW62489 | BASE FIJA 90° SUP. IP44 3P+T 32A 230V | 36.95 | 1 | 1 | 16 | NR | 8011564004788 | 85366990 | 3BL00 | Installation | 3BL | INSTALLATION BLOC | 3BL24G | IEC.309 CLAVIJ/BASES | 3BL24G26F | 60 IEC.309 | 3BL24G26F647 | 62 90° SURF M SOCKET
GW62490 | BASE FIJA 90° SUP. IP44 3P+N+T 32A 230V | 40.6 | 1 | 1 | 16 | NR | 8011564004818 | 85366990 | 3BL00 | Installation | 3BL | INSTALLATION BLOC | 3BL24G | IEC.309 CLAVIJ/BASES | 3BL24G26F | 60 IEC.309 | 3BL24G26F647 | 62 90° SURF M SOCKET
GW62491 | BASE FIJA 90° SUP. IP44 2P+T 32A 400V | 35.1 | 1 | 1 | 16 | NR | 8011564004771 | 85366990 | 3BL00 | Installation | 3BL | INSTALLATION BLOC | 3BL24G | IEC.309 CLAVIJ/BASES | 3BL24G26F | 60 IEC.309 | 3BL24G26F647 | 62 90° SURF M SOCKET
GW62492 | BASE FIJA 90° SUP. IP44 3P+T 32A 400V | 30.15 | 1 | 1 | 16 | NR | 8011564004726 | 85366990 | 3BL00 | Installation | 3BL | INSTALLATION BLOC | 3BL24G | IEC.309 CLAVIJ/BASES | 3BL24G26F | 60 IEC.309 | 3BL24G26F647 | 62 90° SURF M SOCKET
GW62493 | BASE FIJA 90° SUP. IP44 3P+N+T 32A 400V | 31.45 | 1 | 1 | 16 | NR | 8011564004733 | 85366990 | 3BL00 | Installation | 3BL | INSTALLATION BLOC | 3BL24G | IEC.309 CLAVIJ/BASES | 3BL24G26F | 60 IEC.309 | 3BL24G26F647 | 62 90° SURF M SOCKET
GW62494 | BASE FIJA 90° SUP. IP44 3P+T 32A 500V | 36.95 | 1 | 1 | 16 | NR | 8011564004795 | 85366990 | 3BL00 | Installation | 3BL | INSTALLATION BLOC | 3BL24G | IEC.309 CLAVIJ/BASES | 3BL24G26F | 60 IEC.309 | 3BL24G26F647 | 62 90° SURF M SOCKET
GW62495 | BASE FIJA 90° SUP. IP44 3P+N+T 32A 500V | 39.7 | 1 | 1 | 16 | NR | 8011564004825 | 85366990 | 3BL00 | Installation | 3BL | INSTALLATION BLOC | 3BL24G | IEC.309 CLAVIJ/BASES | 3BL24G26F | 60 IEC.309 | 3BL24G26F647 | 62 90° SURF M SOCKET
GW62496 | BASE FIJA 90° SUP. IP67 2P+T 16A 110V | 39.7 | 1 | 1 | 20 | NR | 8011564005105 | 85366990 | 3BL00 | Installation | 3BL | INSTALLATION BLOC | 3BL24G | IEC.309 CLAVIJ/BASES | 3BL24G26F | 60 IEC.309 | 3BL24G26F647 | 62 90° SURF M SOCKET
GW62497 | BASE FIJA 90° SUP. IP67 3P+T 16A 110V | 42.85 | 1 | 1 | 20 | NR | 8011564005112 | 85366990 | 3BL00 | Installation | 3BL | INSTALLATION BLOC | 3BL24G | IEC.309 CLAVIJ/BASES | 3BL24G26F | 60 IEC.309 | 3BL24G26F647 | 62 90° SURF M SOCKET
GW62498 | BASE FIJA 90° SUP. IP67 3P+N+T 16A 110V | 44.75 | 1 | 1 | 20 | NR | 8011564005129 | 85366990 | 3BL00 | Installation | 3BL | INSTALLATION BLOC | 3BL24G | IEC.309 CLAVIJ/BASES | 3BL24G26F | 60 IEC.309 | 3BL24G26F647 | 62 90° SURF M SOCKET
GW62499 | BASE FIJA 90° SUP. IP67 2P+T 16A 230V | 32.9 | 1 | 1 | 20 | NR | 8011564005075 | 85366990 | 3BL00 | Installation | 3BL | INSTALLATION BLOC | 3BL24G | IEC.309 CLAVIJ/BASES | 3BL24G26F | 60 IEC.309 | 3BL24G26F647 | 62 90° SURF M SOCKET
GW62501 | BASE FIJA 90° SUP. IP67 3P+T 16A 230V | 43.35 | 1 | 1 | 20 | NR | 8011564005143 | 85366990 | 3BL00 | Installation | 3BL | INSTALLATION BLOC | 3BL24G | IEC.309 CLAVIJ/BASES | 3BL24G26F | 60 IEC.309 | 3BL24G26F647 | 62 90° SURF M SOCKET
GW62502 | BASE FIJA 90° SUP. IP67 3P+N+T 16A 230V | 45.9 | 1 | 1 | 20 | NR | 8011564005167 | 85366990 | 3BL00 | Installation | 3BL | INSTALLATION BLOC | 3BL24G | IEC.309 CLAVIJ/BASES | 3BL24G26F | 60 IEC.309 | 3BL24G26F647 | 62 90° SURF M SOCKET
GW62503 | BASE FIJA 90° SUP. IP67 2P+T 16A 400V | 41.2 | 1 | 1 | 20 | NR | 8011564005136 | 85366990 | 3BL00 | Installation | 3BL | INSTALLATION BLOC | 3BL24G | IEC.309 CLAVIJ/BASES | 3BL24G26F | 60 IEC.309 | 3BL24G26F647 | 62 90° SURF M SOCKET
GW62504 | BASE FIJA 90° SUP. IP67 3P+T 16A 400V | 35.95 | 1 | 1 | 20 | NR | 8011564005082 | 85366990 | 3BL00 | Installation | 3BL | INSTALLATION BLOC | 3BL24G | IEC.309 CLAVIJ/BASES | 3BL24G26F | 60 IEC.309 | 3BL24G26F647 | 62 90° SURF M SOCKET
GW62505 | BASE FIJA 90° SUP. IP67 3P+N+T 16A 400V | 38.8 | 1 | 1 | 20 | NR | 8011564005099 | 85366990 | 3BL00 | Installation | 3BL | INSTALLATION BLOC | 3BL24G | IEC.309 CLAVIJ/BASES | 3BL24G26F | 60 IEC.309 | 3BL24G26F647 | 62 90° SURF M SOCKET
GW62506 | BASE FIJA 90° SUP. IP67 3P+T 16A 500V | 43.35 | 1 | 1 | 20 | NR | 8011564005150 | 85366990 | 3BL00 | Installation | 3BL | INSTALLATION BLOC | 3BL24G | IEC.309 CLAVIJ/BASES | 3BL24G26F | 60 IEC.309 | 3BL24G26F647 | 62 90° SURF M SOCKET
GW62507 | BASE FIJA 90° SUP. IP67 3P+N+T 16A 500V | 45.9 | 1 | 1 | 20 | NR | 8011564005266 | 85366990 | 3BL00 | Installation | 3BL | INSTALLATION BLOC | 3BL24G | IEC.309 CLAVIJ/BASES | 3BL24G26F | 60 IEC.309 | 3BL24G26F647 | 62 90° SURF M SOCKET
GW62508 | BASE FIJA 90° SUP. IP67 2P+T 32A 110V | 56 | 1 | 1 | 16 | NR | 8011564005204 | 85366990 | 3BL00 | Installation | 3BL | INSTALLATION BLOC | 3BL24G | IEC.309 CLAVIJ/BASES | 3BL24G26F | 60 IEC.309 | 3BL24G26F647 | 62 90° SURF M SOCKET
GW62509 | BASE FIJA 90° SUP. IP67 3P+T 32A 110V | 57.5 | 1 | 1 | 16 | NR | 8011564005211 | 85366990 | 3BL00 | Installation | 3BL | INSTALLATION BLOC | 3BL24G | IEC.309 CLAVIJ/BASES | 3BL24G26F | 60 IEC.309 | 3BL24G26F647 | 62 90° SURF M SOCKET
GW62510 | BASE FIJA 90° SUP. IP67 3P+N+T 32A 110V | 61.5 | 1 | 1 | 16 | NR | 8011564005228 | 85366990 | 3BL00 | Installation | 3BL | INSTALLATION BLOC | 3BL24G | IEC.309 CLAVIJ/BASES | 3BL24G26F | 60 IEC.309 | 3BL24G26F647 | 62 90° SURF M SOCKET
GW62511 | BASE FIJA 90° SUP. IP67 2P+T 32A 230V | 46.1 | 1 | 1 | 16 | NR | 8011564005174 | 85366990 | 3BL00 | Installation | 3BL | INSTALLATION BLOC | 3BL24G | IEC.309 CLAVIJ/BASES | 3BL24G26F | 60 IEC.309 | 3BL24G26F647 | 62 90° SURF M SOCKET
GW62512 | BASE FIJA 90° SUP. IP67 3P+T 32A 230V | 58.5 | 1 | 1 | 16 | NR | 8011564005242 | 85366990 | 3BL00 | Installation | 3BL | INSTALLATION BLOC | 3BL24G | IEC.309 CLAVIJ/BASES | 3BL24G26F | 60 IEC.309 | 3BL24G26F647 | 62 90° SURF M SOCKET
GW62513 | BASE FIJA 90° SUP. IP67 3P+N+T 32A 230V | 64 | 1 | 1 | 16 | NR | 8011564005730 | 85366990 | 3BL00 | Installation | 3BL | INSTALLATION BLOC | 3BL24G | IEC.309 CLAVIJ/BASES | 3BL24G26F | 60 IEC.309 | 3BL24G26F647 | 62 90° SURF M SOCKET
GW62514 | BASE FIJA 90° SUP. IP67 2P+T 32A 400V | 57.5 | 1 | 1 | 16 | NR | 8011564005235 | 85366990 | 3BL00 | Installation | 3BL | INSTALLATION BLOC | 3BL24G | IEC.309 CLAVIJ/BASES | 3BL24G26F | 60 IEC.309 | 3BL24G26F647 | 62 90° SURF M SOCKET
GW62515 | BASE FIJA 90° SUP. IP67 3P+T 32A 400V 6H | 47.7 | 1 | 1 | 16 | NR | 8011564005181 | 85366990 | 3BL00 | Installation | 3BL | INSTALLATION BLOC | 3BL24G | IEC.309 CLAVIJ/BASES | 3BL24G26F | 60 IEC.309 | 3BL24G26F647 | 62 90° SURF M SOCKET
GW62516 | BASE FIJA 90° SUP. IP67 3P+N+T 32A 400V | 52 | 1 | 1 | 16 | NR | 8011564005198 | 85366990 | 3BL00 | Installation | 3BL | INSTALLATION BLOC | 3BL24G | IEC.309 CLAVIJ/BASES | 3BL24G26F | 60 IEC.309 | 3BL24G26F647 | 62 90° SURF M SOCKET
GW62517 | BASE FIJA 90° SUP. IP67 3P+T 32A 500V | 61.5 | 1 | 1 | 16 | NR | 8011564005259 | 85366990 | 3BL00 | Installation | 3BL | INSTALLATION BLOC | 3BL24G | IEC.309 CLAVIJ/BASES | 3BL24G26F | 60 IEC.309 | 3BL24G26F647 | 62 90° SURF M SOCKET
GW62518 | BASE FIJA 90° SUP. IP67 3P+N+T 32A 500V | 65.5 | 1 | 1 | 16 | NR | 8011564005747 | 85366990 | 3BL00 | Installation | 3BL | INSTALLATION BLOC | 3BL24G | IEC.309 CLAVIJ/BASES | 3BL24G26F | 60 IEC.309 | 3BL24G26F647 | 62 90° SURF M SOCKET
GW62530 | BASE FIJA 90° SUP. IP67 3P+T 125A 110V | 253 | 1 | 1 | 2 | NR | 8011564005389 | 85366990 | 3BL00 | Installation | 3BL | INSTALLATION BLOC | 3BL24G | IEC.309 CLAVIJ/BASES | 3BL24G26F | 60 IEC.309 | 3BL24G26F647 | 62 90° SURF M SOCKET
GW62531 | BASE FIJA 90° SUP. IP67 3P+N+T125A 110V | 265.5 | 1 | 1 | 2 | NR | 8011564005396 | 85366990 | 3BL00 | Installation | 3BL | INSTALLATION BLOC | 3BL24G | IEC.309 CLAVIJ/BASES | 3BL24G26F | 60 IEC.309 | 3BL24G26F647 | 62 90° SURF M SOCKET
GW62532 | BASE FIJA 90° SUP. IP67 3P+T 125A 230V | 253 | 1 | 1 | 2 | NR | 8011564005402 | 85366990 | 3BL00 | Installation | 3BL | INSTALLATION BLOC | 3BL24G | IEC.309 CLAVIJ/BASES | 3BL24G26F | 60 IEC.309 | 3BL24G26F647 | 62 90° SURF M SOCKET
GW62533 | BASE FIJA 90° SUP. IP67 3P+N+T125A 230V | 264.5 | 1 | 1 | 2 | NR | 8011564005778 | 85366990 | 3BL00 | Installation | 3BL | INSTALLATION BLOC | 3BL24G | IEC.309 CLAVIJ/BASES | 3BL24G26F | 60 IEC.309 | 3BL24G26F647 | 62 90° SURF M SOCKET
GW62534 | BASE FIJA 90° SUP. IP67 3P+T 125A 400V | 251 | 1 | 1 | 2 | NR | 8011564005365 | 85366990 | 3BL00 | Installation | 3BL | INSTALLATION BLOC | 3BL24G | IEC.309 CLAVIJ/BASES | 3BL24G26F | 60 IEC.309 | 3BL24G26F647 | 62 90° SURF M SOCKET
GW62535 | BASE FIJA 90° SUP. IP67 3P+N+T125A 400V | 244.5 | 1 | 1 | 2 | NR | 8011564005372 | 85366990 | 3BL00 | Installation | 3BL | INSTALLATION BLOC | 3BL24G | IEC.309 CLAVIJ/BASES | 3BL24G26F | 60 IEC.309 | 3BL24G26F647 | 62 90° SURF M SOCKET
GW62536 | BASE FIJA 90° SUP. IP67 3P+T 125A 500V | 253 | 1 | 1 | 2 | NR | 8011564005419 | 85366990 | 3BL00 | Installation | 3BL | INSTALLATION BLOC | 3BL24G | IEC.309 CLAVIJ/BASES | 3BL24G26F | 60 IEC.309 | 3BL24G26F647 | 62 90° SURF M SOCKET
GW62537 | BASE FIJA 90° SUP. IP67 3P+N+T125A 500V | 264.5 | 1 | 1 | 2 | NR | 8011564005785 | 85366990 | 3BL00 | Installation | 3BL | INSTALLATION BLOC | 3BL24G | IEC.309 CLAVIJ/BASES | 3BL24G26F | 60 IEC.309 | 3BL24G26F647 | 62 90° SURF M SOCKET
GW62538 | BASE FIJA 90° SUP. IP44 2P 16A 24V | 32.3 | 1 | 10 | 20 | NR | 8011564008601 | 85366990 | 3BL00 | Installation | 3BL | INSTALLATION BLOC | 3BL24G | IEC.309 CLAVIJ/BASES | 3BL24G26F | 60 IEC.309 | 3BL24G26F647 | 62 90° SURF M SOCKET
GW62539 | BASE FIJA 90° SUP. IP44 3P 16A 24V | 36.95 | 1 | 10 | 20 | NR | 8011564008618 | 85366990 | 3BL00 | Installation | 3BL | INSTALLATION BLOC | 3BL24G | IEC.309 CLAVIJ/BASES | 3BL24G26F | 60 IEC.309 | 3BL24G26F647 | 62 90° SURF M SOCKET
GW62540 | BASE FIJA 90° SUP. IP44 2P 16A 42V | 35 | 1 | 10 | 20 | NR | 8011564008625 | 85366990 | 3BL00 | Installation | 3BL | INSTALLATION BLOC | 3BL24G | IEC.309 CLAVIJ/BASES | 3BL24G26F | 60 IEC.309 | 3BL24G26F647 | 62 90° SURF M SOCKET
GW62541 | BASE FIJA 90° SUP. IP44 3P 16A 42V | 36.95 | 1 | 10 | 20 | NR | 8011564008632 | 85366990 | 3BL00 | Installation | 3BL | INSTALLATION BLOC | 3BL24G | IEC.309 CLAVIJ/BASES | 3BL24G26F | 60 IEC.309 | 3BL24G26F647 | 62 90° SURF M SOCKET
GW62542 | BASE FIJA 90° SUP. IP44 2P 16A 24/42V 4H | 37.25 | 1 | 10 | 20 | NR | 8011564008656 | 85366990 | 3BL00 | Installation | 3BL | INSTALLATION BLOC | 3BL24G | IEC.309 CLAVIJ/BASES | 3BL24G26F | 60 IEC.309 | 3BL24G26F647 | 62 90° SURF M SOCKET
GW62543 | BASE FIJA 90° SUP. IP44 3P 16A 24/42V 4H | 39.9 | 1 | 10 | 20 | NR | 8011564008663 | 85366990 | 3BL00 | Installation | 3BL | INSTALLATION BLOC | 3BL24G | IEC.309 CLAVIJ/BASES | 3BL24G26F | 60 IEC.309 | 3BL24G26F647 | 62 90° SURF M SOCKET
GW62544 | BASE FIJA90° SUP. IP44 2P 16A 24/42V 11H | 37.25 | 1 | 10 | 20 | NR | 8011564008670 | 85366990 | 3BL00 | Installation | 3BL | INSTALLATION BLOC | 3BL24G | IEC.309 CLAVIJ/BASES | 3BL24G26F | 60 IEC.309 | 3BL24G26F647 | 62 90° SURF M SOCKET
GW62545 | BASE FIJA90° SUP. IP44 3P 16A 24/42V 11H | 39.9 | 1 | 10 | 20 | NR | 8011564008687 | 85366990 | 3BL00 | Installation | 3BL | INSTALLATION BLOC | 3BL24G | IEC.309 CLAVIJ/BASES | 3BL24G26F | 60 IEC.309 | 3BL24G26F647 | 62 90° SURF M SOCKET
GW62546 | BASE FIJA 90° SUP. IP44 2P 16A CC | 34.3 | 1 | 10 | 20 | NR | 8011564008649 | 85366990 | 3BL00 | Installation | 3BL | INSTALLATION BLOC | 3BL24G | IEC.309 CLAVIJ/BASES | 3BL24G26F | 60 IEC.309 | 3BL24G26F647 | 62 90° SURF M SOCKET
GW62547 | BASE FIJA 90° SUP. IP44 2P 32A 24V | 35 | 1 | 10 | 20 | NR | 8011564008694 | 85366990 | 3BL00 | Installation | 3BL | INSTALLATION BLOC | 3BL24G | IEC.309 CLAVIJ/BASES | 3BL24G26F | 60 IEC.309 | 3BL24G26F647 | 62 90° SURF M SOCKET
GW62548 | BASE FIJA 90° SUP. IP44 3P 32A 24V | 36.95 | 1 | 10 | 20 | NR | 8011564008700 | 85366990 | 3BL00 | Installation | 3BL | INSTALLATION BLOC | 3BL24G | IEC.309 CLAVIJ/BASES | 3BL24G26F | 60 IEC.309 | 3BL24G26F647 | 62 90° SURF M SOCKET
GW62549 | BASE FIJA 90° SUP. IP44 2P 32A 42V | 35 | 1 | 10 | 20 | NR | 8011564008717 | 85366990 | 3BL00 | Installation | 3BL | INSTALLATION BLOC | 3BL24G | IEC.309 CLAVIJ/BASES | 3BL24G26F | 60 IEC.309 | 3BL24G26F647 | 62 90° SURF M SOCKET
GW62550 | BASE FIJA 90° SUP. IP44 3P 32A 42V | 36.95 | 1 | 10 | 20 | NR | 8011564008724 | 85366990 | 3BL00 | Installation | 3BL | INSTALLATION BLOC | 3BL24G | IEC.309 CLAVIJ/BASES | 3BL24G26F | 60 IEC.309 | 3BL24G26F647 | 62 90° SURF M SOCKET
GW62551 | BASE FIJA 90° SUP. IP44 2P 32A 24/42V 4H | 37.25 | 1 | 10 | 20 | NR | 8011564008748 | 85366990 | 3BL00 | Installation | 3BL | INSTALLATION BLOC | 3BL24G | IEC.309 CLAVIJ/BASES | 3BL24G26F | 60 IEC.309 | 3BL24G26F647 | 62 90° SURF M SOCKET
GW62552 | BASE FIJA 90° SUP. IP44 3P 32A 24/42V 4H | 39.9 | 1 | 10 | 20 | NR | 8011564008755 | 85366990 | 3BL00 | Installation | 3BL | INSTALLATION BLOC | 3BL24G | IEC.309 CLAVIJ/BASES | 3BL24G26F | 60 IEC.309 | 3BL24G26F647 | 62 90° SURF M SOCKET
GW62553 | BASE FIJA90° SUP. IP44 2P 32A 24/42V 11H | 37.25 | 1 | 10 | 20 | NR | 8011564008762 | 85366990 | 3BL00 | Installation | 3BL | INSTALLATION BLOC | 3BL24G | IEC.309 CLAVIJ/BASES | 3BL24G26F | 60 IEC.309 | 3BL24G26F647 | 62 90° SURF M SOCKET
GW62554 | BASE FIJA90° SUP. IP44 3P 32A 24/42V 11H | 39.9 | 1 | 10 | 20 | NR | 8011564008779 | 85366990 | 3BL00 | Installation | 3BL | INSTALLATION BLOC | 3BL24G | IEC.309 CLAVIJ/BASES | 3BL24G26F | 60 IEC.309 | 3BL24G26F647 | 62 90° SURF M SOCKET
GW62555 | BASE FIJA 90° SUP. IP44 2P 32A CC | 35 | 1 | 10 | 20 | NR | 8011564008731 | 85366990 | 3BL00 | Installation | 3BL | INSTALLATION BLOC | 3BL24G | IEC.309 CLAVIJ/BASES | 3BL24G26F | 60 IEC.309 | 3BL24G26F647 | 62 90° SURF M SOCKET
GW62556 | BASE FIJA 10° SUP. IP67 3P+T 32A 400V 3H | 51.5 | 1 | 1 | 16 | NR | 8011564025080 | 85366990 | 3BL00 | Installation | 3BL | INSTALLATION BLOC | 3BL24G | IEC.309 CLAVIJ/BASES | 3BL24G26F | 60 IEC.309 | 3BL24G26F645 | 62 10° SURF M SOCKET
GW62557 | BASE FIJA 90° SUP. IP67 3P+T 32A 400V 3H | 61.5 | 1 | 1 | 16 | NR | 8011564025097 | 85366990 | 3BL00 | Installation | 3BL | INSTALLATION BLOC | 3BL24G | IEC.309 CLAVIJ/BASES | 3BL24G26F | 60 IEC.309 | 3BL24G26F647 | 62 90° SURF M SOCKET
GW62664H | BASE MÓVIL IP66-69 2P+T 125A 110V 4H | 217.5 | 1 | 1 | 2 | NR | 8011564830356 | 85366990 | 3BL00 | Installation | 3BL | INSTALLATION BLOC | 3BL24G | IEC.309 CLAVIJ/BASES | 3BL24G26F | 60 IEC.309 | 3BL24G26F639 | 62 STR TRAIL SOCKET
GW62665H | BASE MÓVIL IP66-69 2P+T 125A 230V 6H | 216.5 | 1 | 1 | 2 | NR | 8011564828728 | 85366990 | 3BL00 | Installation | 3BL | INSTALLATION BLOC | 3BL24G | IEC.309 CLAVIJ/BASES | 3BL24G26F | 60 IEC.309 | 3BL24G26F639 | 62 STR TRAIL SOCKET
GW62666H | BASE MÓVIL IP66-69 2P+T 125A 400V 9H | 201 | 1 | 1 | 2 | NR | 8011564828759 | 85366990 | 3BL00 | Installation | 3BL | INSTALLATION BLOC | 3BL24G | IEC.309 CLAVIJ/BASES | 3BL24G26F | 60 IEC.309 | 3BL24G26F639 | 62 STR TRAIL SOCKET
GW62667H | BASE MÓVIL IP66-69 2P+T 125A 500V 7H | 216.5 | 1 | 1 | 2 | NR | 8011564828780 | 85366990 | 3BL00 | Installation | 3BL | INSTALLATION BLOC | 3BL24G | IEC.309 CLAVIJ/BASES | 3BL24G26F | 60 IEC.309 | 3BL24G26F639 | 62 STR TRAIL SOCKET
GW62668H | BASE MÓVIL IP66-69 3P+T 125A 690V 5H | 237.5 | 1 | 1 | 2 | NR | 8011564829817 | 85366990 | 3BL00 | Installation | 3BL | INSTALLATION BLOC | 3BL24G | IEC.309 CLAVIJ/BASES | 3BL24G26F | 60 IEC.309 | 3BL24G26F639 | 62 STR TRAIL SOCKET
GW62669H | BASE MÓVIL IP66-69 3P+N+T 125A 690V 5H | 253 | 1 | 1 | 2 | NR | 8011564829824 | 85366990 | 3BL00 | Installation | 3BL | INSTALLATION BLOC | 3BL24G | IEC.309 CLAVIJ/BASES | 3BL24G26F | 60 IEC.309 | 3BL24G26F639 | 62 STR TRAIL SOCKET
GW62670H | BASE MÓVIL IP66-69 2P+T 125A >50V 10H | 217.5 | 1 | 1 | 2 | NR | 8011564829831 | 85366990 | 3BL00 | Installation | 3BL | INSTALLATION BLOC | 3BL24G | IEC.309 CLAVIJ/BASES | 3BL24G26F | 60 IEC.309 | 3BL24G26F639 | 62 STR TRAIL SOCKET
GW62671H | BASE MÓVIL IP66-69 3P+T 125A >50V 10H | 237.5 | 1 | 1 | 2 | NR | 8011564829848 | 85366990 | 3BL00 | Installation | 3BL | INSTALLATION BLOC | 3BL24G | IEC.309 CLAVIJ/BASES | 3BL24G26F | 60 IEC.309 | 3BL24G26F639 | 62 STR TRAIL SOCKET
GW62672H | BASE MÓVIL IP66-69 3P+N+T 125A >50V 10H | 253 | 1 | 1 | 2 | NR | 8011564829855 | 85366990 | 3BL00 | Installation | 3BL | INSTALLATION BLOC | 3BL24G | IEC.309 CLAVIJ/BASES | 3BL24G26F | 60 IEC.309 | 3BL24G26F639 | 62 STR TRAIL SOCKET
GW62673H | BASE MÓVIL IP66-69 2P+T 125A >50V 2H | 217.5 | 1 | 1 | 2 | NR | 8011564829862 | 85366990 | 3BL00 | Installation | 3BL | INSTALLATION BLOC | 3BL24G | IEC.309 CLAVIJ/BASES | 3BL24G26F | 60 IEC.309 | 3BL24G26F639 | 62 STR TRAIL SOCKET
GW62674H | BASE MÓVIL IP66-69 3P+T 125A >50V 2H | 237.5 | 1 | 1 | 2 | NR | 8011564829879 | 85366990 | 3BL00 | Installation | 3BL | INSTALLATION BLOC | 3BL24G | IEC.309 CLAVIJ/BASES | 3BL24G26F | 60 IEC.309 | 3BL24G26F639 | 62 STR TRAIL SOCKET
GW62675H | BASE MÓVIL IP66-69 3P+N+T 125A >50V 2H | 253 | 1 | 1 | 2 | NR | 8011564829886 | 85366990 | 3BL00 | Installation | 3BL | INSTALLATION BLOC | 3BL24G | IEC.309 CLAVIJ/BASES | 3BL24G26F | 60 IEC.309 | 3BL24G26F639 | 62 STR TRAIL SOCKET
GW62676H | BASE MÓVIL IP66 3P+T 125A 440÷460V 11H | 237.5 | 1 | 1 | 2 | NR | 8011564829893 | 85366990 | 3BL00 | Installation | 3BL | INSTALLATION BLOC | 3BL24G | IEC.309 CLAVIJ/BASES | 3BL24G26F | 60 IEC.309 | 3BL24G26F639 | 62 STR TRAIL SOCKET
GW62677H | BASE MÓVIL IP66 3P+N+T 125A440÷460V11H | 253 | 1 | 1 | 2 | NR | 8011564829909 | 85366990 | 3BL00 | Installation | 3BL | INSTALLATION BLOC | 3BL24G | IEC.309 CLAVIJ/BASES | 3BL24G26F | 60 IEC.309 | 3BL24G26F639 | 62 STR TRAIL SOCKET
GW62701H | BASE MÓVIL IP44 2P+T 16A 500V 7H | 11.4 | 1 | 1 | 15 | NR | 8011564799615 | 85366990 | 3BL00 | Installation | 3BL | INSTALLATION BLOC | 3BL24G | IEC.309 CLAVIJ/BASES | 3BL24G26F | 60 IEC.309 | 3BL24G26F639 | 62 STR TRAIL SOCKET
GW62702H | BASE MÓVIL IP44 3P+T 16A 690V 5H | 16.85 | 1 | 1 | 15 | NR | 8011564799622 | 85366990 | 3BL00 | Installation | 3BL | INSTALLATION BLOC | 3BL24G | IEC.309 CLAVIJ/BASES | 3BL24G26F | 60 IEC.309 | 3BL24G26F639 | 62 STR TRAIL SOCKET
GW62703H | BASE MÓVIL IP44 3P+N+T 16A 690V 5H | 18.8 | 1 | 1 | 15 | NR | 8011564799639 | 85366990 | 3BL00 | Installation | 3BL | INSTALLATION BLOC | 3BL24G | IEC.309 CLAVIJ/BASES | 3BL24G26F | 60 IEC.309 | 3BL24G26F639 | 62 STR TRAIL SOCKET
GW62704H | BASE MÓVIL IP44 2P+T 16A >50V 10H | 11.4 | 1 | 1 | 15 | NR | 8011564799646 | 85366990 | 3BL00 | Installation | 3BL | INSTALLATION BLOC | 3BL24G | IEC.309 CLAVIJ/BASES | 3BL24G26F | 60 IEC.309 | 3BL24G26F639 | 62 STR TRAIL SOCKET
GW62705H | BASE MÓVIL IP44 3P+T 16A >50V 10H | 16.85 | 1 | 1 | 15 | NR | 8011564799653 | 85366990 | 3BL00 | Installation | 3BL | INSTALLATION BLOC | 3BL24G | IEC.309 CLAVIJ/BASES | 3BL24G26F | 60 IEC.309 | 3BL24G26F639 | 62 STR TRAIL SOCKET
GW62706H | BASE MÓVIL IP44 3P+N+T 16A >50V 10H | 18.8 | 1 | 1 | 15 | NR | 8011564799660 | 85366990 | 3BL00 | Installation | 3BL | INSTALLATION BLOC | 3BL24G | IEC.309 CLAVIJ/BASES | 3BL24G26F | 60 IEC.309 | 3BL24G26F639 | 62 STR TRAIL SOCKET
GW62707H | BASE MÓVIL IP44 2P+T 16A >50V 2H | 11.4 | 1 | 1 | 15 | NR | 8011564799677 | 85366990 | 3BL00 | Installation | 3BL | INSTALLATION BLOC | 3BL24G | IEC.309 CLAVIJ/BASES | 3BL24G26F | 60 IEC.309 | 3BL24G26F639 | 62 STR TRAIL SOCKET
GW62708H | BASE MÓVIL IP44 3P+T 16A >50V 2H | 16.85 | 1 | 1 | 15 | NR | 8011564799684 | 85366990 | 3BL00 | Installation | 3BL | INSTALLATION BLOC | 3BL24G | IEC.309 CLAVIJ/BASES | 3BL24G26F | 60 IEC.309 | 3BL24G26F639 | 62 STR TRAIL SOCKET
GW62709H | BASE MÓVIL IP44 3P+N+T 16A >50V2H | 19.45 | 1 | 1 | 15 | NR | 8011564799691 | 85366990 | 3BL00 | Installation | 3BL | INSTALLATION BLOC | 3BL24G | IEC.309 CLAVIJ/BASES | 3BL24G26F | 60 IEC.309 | 3BL24G26F639 | 62 STR TRAIL SOCKET
GW62710H | BASE MÓVIL IP44 3P+T 16A 440÷460V 11H | 16.85 | 1 | 1 | 15 | NR | 8011564799707 | 85366990 | 3BL00 | Installation | 3BL | INSTALLATION BLOC | 3BL24G | IEC.309 CLAVIJ/BASES | 3BL24G26F | 60 IEC.309 | 3BL24G26F639 | 62 STR TRAIL SOCKET
GW62711H | BASE MÓVIL IP44 3P+N+T 16A 440÷460V11H | 18.8 | 1 | 1 | 15 | NR | 8011564799714 | 85366990 | 3BL00 | Installation | 3BL | INSTALLATION BLOC | 3BL24G | IEC.309 CLAVIJ/BASES | 3BL24G26F | 60 IEC.309 | 3BL24G26F639 | 62 STR TRAIL SOCKET
GW62712H | BASE MÓVIL IP44 3P+T 16A 380/440V 3H | 17.05 | 1 | 1 | 15 | NR | 8011564799721 | 85366990 | 3BL00 | Installation | 3BL | INSTALLATION BLOC | 3BL24G | IEC.309 CLAVIJ/BASES | 3BL24G26F | 60 IEC.309 | 3BL24G26F639 | 62 STR TRAIL SOCKET
GW62713H | BASE MÓVIL IP44 3P+N+T 16A 380/440V 3H | 19.45 | 1 | 1 | 15 | NR | 8011564799738 | 85366990 | 3BL00 | Installation | 3BL | INSTALLATION BLOC | 3BL24G | IEC.309 CLAVIJ/BASES | 3BL24G26F | 60 IEC.309 | 3BL24G26F639 | 62 STR TRAIL SOCKET
GW62714H | BASE MÓVIL IP44 2P+T 16A TRASF.12H | 11.4 | 1 | 1 | 15 | NR | 8011564799745 | 85366990 | 3BL00 | Installation | 3BL | INSTALLATION BLOC | 3BL24G | IEC.309 CLAVIJ/BASES | 3BL24G26F | 60 IEC.309 | 3BL24G26F639 | 62 STR TRAIL SOCKET
GW62715H | BASE MÓVIL IP44 3P+T 16A TRASF.12H | 16.85 | 1 | 1 | 15 | NR | 8011564799752 | 85366990 | 3BL00 | Installation | 3BL | INSTALLATION BLOC | 3BL24G | IEC.309 CLAVIJ/BASES | 3BL24G26F | 60 IEC.309 | 3BL24G26F639 | 62 STR TRAIL SOCKET
GW62716H | BASE MÓVIL IP44 2P+T 16A >50÷250 Vcc3H | 11.4 | 1 | 1 | 15 | NR | 8011564799769 | 85366990 | 3BL00 | Installation | 3BL | INSTALLATION BLOC | 3BL24G | IEC.309 CLAVIJ/BASES | 3BL24G26F | 60 IEC.309 | 3BL24G26F639 | 62 STR TRAIL SOCKET
GW62717H | BASE MÓVIL IP44 2P+T 16A >250Vcc 8H | 11.4 | 1 | 1 | 15 | NR | 8011564799776 | 85366990 | 3BL00 | Installation | 3BL | INSTALLATION BLOC | 3BL24G | IEC.309 CLAVIJ/BASES | 3BL24G26F | 60 IEC.309 | 3BL24G26F639 | 62 STR TRAIL SOCKET
GW62718H | BASE MÓVIL IP44 2P+T 32A 500V 7H | 21.65 | 1 | 1 | 15 | NR | 8011564799783 | 85366990 | 3BL00 | Installation | 3BL | INSTALLATION BLOC | 3BL24G | IEC.309 CLAVIJ/BASES | 3BL24G26F | 60 IEC.309 | 3BL24G26F639 | 62 STR TRAIL SOCKET
GW62719H | BASE MÓVIL IP44 3P+T 32A 690V 5H | 25.9 | 1 | 1 | 15 | NR | 8011564799790 | 85366990 | 3BL00 | Installation | 3BL | INSTALLATION BLOC | 3BL24G | IEC.309 CLAVIJ/BASES | 3BL24G26F | 60 IEC.309 | 3BL24G26F639 | 62 STR TRAIL SOCKET
GW62720H | BASE MÓVIL IP44 3P+N+T 32A 690V 5H | 29.25 | 1 | 1 | 15 | NR | 8011564799806 | 85366990 | 3BL00 | Installation | 3BL | INSTALLATION BLOC | 3BL24G | IEC.309 CLAVIJ/BASES | 3BL24G26F | 60 IEC.309 | 3BL24G26F639 | 62 STR TRAIL SOCKET
GW62721H | BASE MÓVIL IP44 2P+T 32A >50V 10H | 21.65 | 1 | 1 | 15 | NR | 8011564799813 | 85366990 | 3BL00 | Installation | 3BL | INSTALLATION BLOC | 3BL24G | IEC.309 CLAVIJ/BASES | 3BL24G26F | 60 IEC.309 | 3BL24G26F639 | 62 STR TRAIL SOCKET
GW62722H | BASE MÓVIL IP44 3P+T 32A >50V 10H | 25.9 | 1 | 1 | 15 | NR | 8011564799820 | 85366990 | 3BL00 | Installation | 3BL | INSTALLATION BLOC | 3BL24G | IEC.309 CLAVIJ/BASES | 3BL24G26F | 60 IEC.309 | 3BL24G26F639 | 62 STR TRAIL SOCKET
GW62723H | BASE MÓVIL IP44 3P+N+T 32A >50V 10H | 29.25 | 1 | 1 | 15 | NR | 8011564799837 | 85366990 | 3BL00 | Installation | 3BL | INSTALLATION BLOC | 3BL24G | IEC.309 CLAVIJ/BASES | 3BL24G26F | 60 IEC.309 | 3BL24G26F639 | 62 STR TRAIL SOCKET
GW62724H | BASE MÓVIL IP44 2P+T 32A >50V 2H | 21.65 | 1 | 1 | 15 | NR | 8011564799844 | 85366990 | 3BL00 | Installation | 3BL | INSTALLATION BLOC | 3BL24G | IEC.309 CLAVIJ/BASES | 3BL24G26F | 60 IEC.309 | 3BL24G26F639 | 62 STR TRAIL SOCKET
GW62725H | BASE MÓVIL IP44 3P+T 32A >50V 2H | 25.6 | 1 | 1 | 15 | NR | 8011564799851 | 85366990 | 3BL00 | Installation | 3BL | INSTALLATION BLOC | 3BL24G | IEC.309 CLAVIJ/BASES | 3BL24G26F | 60 IEC.309 | 3BL24G26F639 | 62 STR TRAIL SOCKET
GW62726H | BASE MÓVIL IP44 3P+N+T 32A >50V2H | 29.55 | 1 | 1 | 15 | NR | 8011564799868 | 85366990 | 3BL00 | Installation | 3BL | INSTALLATION BLOC | 3BL24G | IEC.309 CLAVIJ/BASES | 3BL24G26F | 60 IEC.309 | 3BL24G26F639 | 62 STR TRAIL SOCKET
GW62727H | BASE MÓVIL IP44 3P+T 32A 440÷460V 11H | 25.6 | 1 | 1 | 15 | NR | 8011564799875 | 85366990 | 3BL00 | Installation | 3BL | INSTALLATION BLOC | 3BL24G | IEC.309 CLAVIJ/BASES | 3BL24G26F | 60 IEC.309 | 3BL24G26F639 | 62 STR TRAIL SOCKET
GW62728H | BASE MÓVIL IP44 3P+N+T 32A 440÷460V11H | 29.25 | 1 | 1 | 15 | NR | 8011564799882 | 85366990 | 3BL00 | Installation | 3BL | INSTALLATION BLOC | 3BL24G | IEC.309 CLAVIJ/BASES | 3BL24G26F | 60 IEC.309 | 3BL24G26F639 | 62 STR TRAIL SOCKET
GW62729H | BASE MÓVIL IP44 3P+T 32A 380/440V 3H | 25.9 | 1 | 1 | 15 | NR | 8011564799899 | 85366990 | 3BL00 | Installation | 3BL | INSTALLATION BLOC | 3BL24G | IEC.309 CLAVIJ/BASES | 3BL24G26F | 60 IEC.309 | 3BL24G26F639 | 62 STR TRAIL SOCKET
GW62730H | BASE MÓVIL IP44 3P+N+T 32A 380/440V 3H | 29.55 | 1 | 1 | 15 | NR | 8011564799905 | 85366990 | 3BL00 | Installation | 3BL | INSTALLATION BLOC | 3BL24G | IEC.309 CLAVIJ/BASES | 3BL24G26F | 60 IEC.309 | 3BL24G26F639 | 62 STR TRAIL SOCKET
GW62731H | BASE MÓVIL IP44 2P+T 32A TRASF.12H | 21.65 | 1 | 1 | 15 | NR | 8011564799912 | 85366990 | 3BL00 | Installation | 3BL | INSTALLATION BLOC | 3BL24G | IEC.309 CLAVIJ/BASES | 3BL24G26F | 60 IEC.309 | 3BL24G26F639 | 62 STR TRAIL SOCKET
GW62732H | BASE MÓVIL IP44 3P+T 32A TRASF.12H | 25.6 | 1 | 1 | 15 | NR | 8011564799929 | 85366990 | 3BL00 | Installation | 3BL | INSTALLATION BLOC | 3BL24G | IEC.309 CLAVIJ/BASES | 3BL24G26F | 60 IEC.309 | 3BL24G26F639 | 62 STR TRAIL SOCKET
GW62733H | BASE MÓVIL IP44 2P+T 32A >50÷250 Vcc3H | 21.65 | 1 | 1 | 15 | NR | 8011564799936 | 85366990 | 3BL00 | Installation | 3BL | INSTALLATION BLOC | 3BL24G | IEC.309 CLAVIJ/BASES | 3BL24G26F | 60 IEC.309 | 3BL24G26F639 | 62 STR TRAIL SOCKET
GW62734H | BASE MÓVIL IP44 2P+T 32A >250Vcc 8H | 21.65 | 1 | 1 | 15 | NR | 8011564799943 | 85366990 | 3BL00 | Installation | 3BL | INSTALLATION BLOC | 3BL24G | IEC.309 CLAVIJ/BASES | 3BL24G26F | 60 IEC.309 | 3BL24G26F639 | 62 STR TRAIL SOCKET
GW62735H | BASE MÓVIL IP67 2P+T 16A 500V 7H | 21.95 | 1 | 1 | 15 | NR | 8011564799950 | 85366990 | 3BL00 | Installation | 3BL | INSTALLATION BLOC | 3BL24G | IEC.309 CLAVIJ/BASES | 3BL24G26F | 60 IEC.309 | 3BL24G26F639 | 62 STR TRAIL SOCKET
GW62736H | BASE MÓVIL IP67 3P+T 16A 690V 5H | 28.2 | 1 | 1 | 15 | NR | 8011564799967 | 85366990 | 3BL00 | Installation | 3BL | INSTALLATION BLOC | 3BL24G | IEC.309 CLAVIJ/BASES | 3BL24G26F | 60 IEC.309 | 3BL24G26F639 | 62 STR TRAIL SOCKET
GW62737H | BASE MÓVIL IP67 3P+N+T 16A 690V 5H | 32.8 | 1 | 1 | 15 | NR | 8011564799974 | 85366990 | 3BL00 | Installation | 3BL | INSTALLATION BLOC | 3BL24G | IEC.309 CLAVIJ/BASES | 3BL24G26F | 60 IEC.309 | 3BL24G26F639 | 62 STR TRAIL SOCKET
GW62738H | BASE MÓVIL IP67 2P+T 16A >50V 10H | 21.95 | 1 | 1 | 15 | NR | 8011564799981 | 85366990 | 3BL00 | Installation | 3BL | INSTALLATION BLOC | 3BL24G | IEC.309 CLAVIJ/BASES | 3BL24G26F | 60 IEC.309 | 3BL24G26F639 | 62 STR TRAIL SOCKET
GW62739H | BASE MÓVIL IP67 3P+T 16A >50V 10H | 28.55 | 1 | 1 | 15 | NR | 8011564799998 | 85366990 | 3BL00 | Installation | 3BL | INSTALLATION BLOC | 3BL24G | IEC.309 CLAVIJ/BASES | 3BL24G26F | 60 IEC.309 | 3BL24G26F639 | 62 STR TRAIL SOCKET
GW62740H | BASE MÓVIL IP67 3P+N+T 16A >50V 10H | 32.8 | 1 | 1 | 15 | NR | 8011564800007 | 85366990 | 3BL00 | Installation | 3BL | INSTALLATION BLOC | 3BL24G | IEC.309 CLAVIJ/BASES | 3BL24G26F | 60 IEC.309 | 3BL24G26F639 | 62 STR TRAIL SOCKET
GW62741H | BASE MÓVIL IP67 2P+T 16A >50V 2H | 21.95 | 1 | 1 | 15 | NR | 8011564800014 | 85366990 | 3BL00 | Installation | 3BL | INSTALLATION BLOC | 3BL24G | IEC.309 CLAVIJ/BASES | 3BL24G26F | 60 IEC.309 | 3BL24G26F639 | 62 STR TRAIL SOCKET
GW62742H | BASE MÓVIL IP67 3P+T 16A >50V 2H | 28.2 | 1 | 1 | 15 | NR | 8011564800021 | 85366990 | 3BL00 | Installation | 3BL | INSTALLATION BLOC | 3BL24G | IEC.309 CLAVIJ/BASES | 3BL24G26F | 60 IEC.309 | 3BL24G26F639 | 62 STR TRAIL SOCKET
GW62743H | BASE MÓVIL IP67 3P+N+T 16A >50V2H | 32.8 | 1 | 1 | 15 | NR | 8011564800038 | 85366990 | 3BL00 | Installation | 3BL | INSTALLATION BLOC | 3BL24G | IEC.309 CLAVIJ/BASES | 3BL24G26F | 60 IEC.309 | 3BL24G26F639 | 62 STR TRAIL SOCKET
GW62744H | BASE MÓVIL IP67 3P+T 16A 440÷460V 11H | 28.55 | 1 | 1 | 15 | NR | 8011564800045 | 85366990 | 3BL00 | Installation | 3BL | INSTALLATION BLOC | 3BL24G | IEC.309 CLAVIJ/BASES | 3BL24G26F | 60 IEC.309 | 3BL24G26F639 | 62 STR TRAIL SOCKET
GW62745H | BASE MÓVIL IP67 3P+N+T 16A 440÷460V11H | 32.8 | 1 | 1 | 15 | NR | 8011564800052 | 85366990 | 3BL00 | Installation | 3BL | INSTALLATION BLOC | 3BL24G | IEC.309 CLAVIJ/BASES | 3BL24G26F | 60 IEC.309 | 3BL24G26F639 | 62 STR TRAIL SOCKET
GW62746H | BASE MÓVIL IP67 3P+T 16A 380/440V 3H | 28.2 | 1 | 1 | 15 | NR | 8011564800069 | 85366990 | 3BL00 | Installation | 3BL | INSTALLATION BLOC | 3BL24G | IEC.309 CLAVIJ/BASES | 3BL24G26F | 60 IEC.309 | 3BL24G26F639 | 62 STR TRAIL SOCKET
GW62747H | BASE MÓVIL IP67 3P+N+T 16A 380/440V 3H | 32.8 | 1 | 1 | 15 | NR | 8011564800076 | 85366990 | 3BL00 | Installation | 3BL | INSTALLATION BLOC | 3BL24G | IEC.309 CLAVIJ/BASES | 3BL24G26F | 60 IEC.309 | 3BL24G26F639 | 62 STR TRAIL SOCKET
GW62748H | BASE MÓVIL IP67 2P+T 16A TRASF.12H | 21.95 | 1 | 1 | 15 | NR | 8011564800083 | 85366990 | 3BL00 | Installation | 3BL | INSTALLATION BLOC | 3BL24G | IEC.309 CLAVIJ/BASES | 3BL24G26F | 60 IEC.309 | 3BL24G26F639 | 62 STR TRAIL SOCKET
GW62749H | BASE MÓVIL IP67 3P+T 16A TRASF.12H | 28.2 | 1 | 1 | 15 | NR | 8011564800090 | 85366990 | 3BL00 | Installation | 3BL | INSTALLATION BLOC | 3BL24G | IEC.309 CLAVIJ/BASES | 3BL24G26F | 60 IEC.309 | 3BL24G26F639 | 62 STR TRAIL SOCKET
GW62750H | BASE MÓVIL IP67 2P+T 16A >50÷250 Vcc3H | 21.95 | 1 | 1 | 15 | NR | 8011564800106 | 85366990 | 3BL00 | Installation | 3BL | INSTALLATION BLOC | 3BL24G | IEC.309 CLAVIJ/BASES | 3BL24G26F | 60 IEC.309 | 3BL24G26F639 | 62 STR TRAIL SOCKET
GW62751H | BASE MÓVIL IP67 2P+T 16A >250Vcc 8H | 21.95 | 1 | 1 | 15 | NR | 8011564800113 | 85366990 | 3BL00 | Installation | 3BL | INSTALLATION BLOC | 3BL24G | IEC.309 CLAVIJ/BASES | 3BL24G26F | 60 IEC.309 | 3BL24G26F639 | 62 STR TRAIL SOCKET
GW62752H | BASE MÓVIL IP67 2P+T 32A 500V 7H | 38.8 | 1 | 1 | 15 | NR | 8011564800120 | 85366990 | 3BL00 | Installation | 3BL | INSTALLATION BLOC | 3BL24G | IEC.309 CLAVIJ/BASES | 3BL24G26F | 60 IEC.309 | 3BL24G26F639 | 62 STR TRAIL SOCKET
GW62753H | BASE MÓVIL IP67 3P+T 32A 690V 5H | 42.75 | 1 | 1 | 15 | NR | 8011564800137 | 85366990 | 3BL00 | Installation | 3BL | INSTALLATION BLOC | 3BL24G | IEC.309 CLAVIJ/BASES | 3BL24G26F | 60 IEC.309 | 3BL24G26F639 | 62 STR TRAIL SOCKET
GW62754H | BASE MÓVIL IP67 3P+N+T 32A 690V 5H | 48.2 | 1 | 1 | 15 | NR | 8011564800144 | 85366990 | 3BL00 | Installation | 3BL | INSTALLATION BLOC | 3BL24G | IEC.309 CLAVIJ/BASES | 3BL24G26F | 60 IEC.309 | 3BL24G26F639 | 62 STR TRAIL SOCKET
GW62755H | BASE MÓVIL IP67 2P+T 32A >50V 10H | 38.8 | 1 | 1 | 15 | NR | 8011564800151 | 85366990 | 3BL00 | Installation | 3BL | INSTALLATION BLOC | 3BL24G | IEC.309 CLAVIJ/BASES | 3BL24G26F | 60 IEC.309 | 3BL24G26F639 | 62 STR TRAIL SOCKET
GW62756H | BASE MÓVIL IP67 3P+T 32A >50V 10H | 43.45 | 1 | 1 | 15 | NR | 8011564800168 | 85366990 | 3BL00 | Installation | 3BL | INSTALLATION BLOC | 3BL24G | IEC.309 CLAVIJ/BASES | 3BL24G26F | 60 IEC.309 | 3BL24G26F639 | 62 STR TRAIL SOCKET
GW62757H | BASE MÓVIL IP67 3P+N+T 32A >50V 10H | 47.4 | 1 | 1 | 15 | NR | 8011564800175 | 85366990 | 3BL00 | Installation | 3BL | INSTALLATION BLOC | 3BL24G | IEC.309 CLAVIJ/BASES | 3BL24G26F | 60 IEC.309 | 3BL24G26F639 | 62 STR TRAIL SOCKET
GW62758H | BASE MÓVIL IP67 2P+T 32A >50V 2H | 38.8 | 1 | 1 | 15 | NR | 8011564800182 | 85366990 | 3BL00 | Installation | 3BL | INSTALLATION BLOC | 3BL24G | IEC.309 CLAVIJ/BASES | 3BL24G26F | 60 IEC.309 | 3BL24G26F639 | 62 STR TRAIL SOCKET
GW62759H | BASE MÓVIL IP67 3P+T 32A >50V 2H | 42.75 | 1 | 1 | 15 | NR | 8011564800199 | 85366990 | 3BL00 | Installation | 3BL | INSTALLATION BLOC | 3BL24G | IEC.309 CLAVIJ/BASES | 3BL24G26F | 60 IEC.309 | 3BL24G26F639 | 62 STR TRAIL SOCKET
GW62760H | BASE MÓVIL IP67 3P+N+T 32A >50V2H | 47.4 | 1 | 1 | 15 | NR | 8011564800205 | 85366990 | 3BL00 | Installation | 3BL | INSTALLATION BLOC | 3BL24G | IEC.309 CLAVIJ/BASES | 3BL24G26F | 60 IEC.309 | 3BL24G26F639 | 62 STR TRAIL SOCKET
GW62761H | BASE MÓVIL IP67 3P+T 32A 440÷460V 11H | 39.5 | 1 | 1 | 15 | NR | 8011564800212 | 85366990 | 3BL00 | Installation | 3BL | INSTALLATION BLOC | 3BL24G | IEC.309 CLAVIJ/BASES | 3BL24G26F | 60 IEC.309 | 3BL24G26F639 | 62 STR TRAIL SOCKET
GW62762H | BASE MÓVIL IP67 3P+N+T 32A 440÷460V11H | 47.4 | 1 | 1 | 15 | NR | 8011564800229 | 85366990 | 3BL00 | Installation | 3BL | INSTALLATION BLOC | 3BL24G | IEC.309 CLAVIJ/BASES | 3BL24G26F | 60 IEC.309 | 3BL24G26F639 | 62 STR TRAIL SOCKET
GW62763H | BASE MÓVIL IP67 3P+N+T 32A 380/440V 3H | 47.4 | 1 | 1 | 15 | NR | 8011564800236 | 85366990 | 3BL00 | Installation | 3BL | INSTALLATION BLOC | 3BL24G | IEC.309 CLAVIJ/BASES | 3BL24G26F | 60 IEC.309 | 3BL24G26F639 | 62 STR TRAIL SOCKET
GW62764H | BASE MÓVIL IP67 2P+T 32A TRASF.12H | 38.8 | 1 | 1 | 15 | NR | 8011564800243 | 85366990 | 3BL00 | Installation | 3BL | INSTALLATION BLOC | 3BL24G | IEC.309 CLAVIJ/BASES | 3BL24G26F | 60 IEC.309 | 3BL24G26F639 | 62 STR TRAIL SOCKET
GW62765H | BASE MÓVIL IP67 3P+T 32A TRASF.12H | 42.75 | 1 | 1 | 15 | NR | 8011564800250 | 85366990 | 3BL00 | Installation | 3BL | INSTALLATION BLOC | 3BL24G | IEC.309 CLAVIJ/BASES | 3BL24G26F | 60 IEC.309 | 3BL24G26F639 | 62 STR TRAIL SOCKET
GW62766H | BASE MÓVIL IP67 2P+T 32A >50÷250 Vcc3H | 38.8 | 1 | 1 | 15 | NR | 8011564800267 | 85366990 | 3BL00 | Installation | 3BL | INSTALLATION BLOC | 3BL24G | IEC.309 CLAVIJ/BASES | 3BL24G26F | 60 IEC.309 | 3BL24G26F639 | 62 STR TRAIL SOCKET
GW62767H | BASE MÓVIL IP67 2P+T 32A >250Vcc 8H | 38.8 | 1 | 1 | 15 | NR | 8011564800274 | 85366990 | 3BL00 | Installation | 3BL | INSTALLATION BLOC | 3BL24G | IEC.309 CLAVIJ/BASES | 3BL24G26F | 60 IEC.309 | 3BL24G26F639 | 62 STR TRAIL SOCKET
GW62801H | BASE EMPOT. 10° IP44 2P+T 16A 500V 7H | 11.4 | 1 | 1 | 15 | NR | 8011564800281 | 85366990 | 3BL00 | Installation | 3BL | INSTALLATION BLOC | 3BL24G | IEC.309 CLAVIJ/BASES | 3BL24G26F | 60 IEC.309 | 3BL24G26F643 | 62 FLUSH-MOUNT SOCK
GW62802H | BASE EMPOT. 10° IP44 3P+T 16A 690V 5H | 15.8 | 1 | 1 | 15 | NR | 8011564800298 | 85366990 | 3BL00 | Installation | 3BL | INSTALLATION BLOC | 3BL24G | IEC.309 CLAVIJ/BASES | 3BL24G26F | 60 IEC.309 | 3BL24G26F643 | 62 FLUSH-MOUNT SOCK
GW62803H | BASE EMPOT. 10° IP44 3P+N+T 16A 690V 5H | 17.95 | 1 | 1 | 15 | NR | 8011564800304 | 85366990 | 3BL00 | Installation | 3BL | INSTALLATION BLOC | 3BL24G | IEC.309 CLAVIJ/BASES | 3BL24G26F | 60 IEC.309 | 3BL24G26F643 | 62 FLUSH-MOUNT SOCK
GW62804H | BASE EMPOT. 10° IP44 2P+T 16A >50V 10H | 11.5 | 1 | 1 | 15 | NR | 8011564800311 | 85366990 | 3BL00 | Installation | 3BL | INSTALLATION BLOC | 3BL24G | IEC.309 CLAVIJ/BASES | 3BL24G26F | 60 IEC.309 | 3BL24G26F643 | 62 FLUSH-MOUNT SOCK
GW62805H | BASE EMPOT. 10° IP44 3P+T 16A >50V 10H | 16.35 | 1 | 1 | 15 | NR | 8011564800328 | 85366990 | 3BL00 | Installation | 3BL | INSTALLATION BLOC | 3BL24G | IEC.309 CLAVIJ/BASES | 3BL24G26F | 60 IEC.309 | 3BL24G26F643 | 62 FLUSH-MOUNT SOCK
GW62806H | BASE EMPOT. 10° IP44 3P+N+T 16A >50V10H | 17.55 | 1 | 1 | 15 | NR | 8011564800335 | 85366990 | 3BL00 | Installation | 3BL | INSTALLATION BLOC | 3BL24G | IEC.309 CLAVIJ/BASES | 3BL24G26F | 60 IEC.309 | 3BL24G26F643 | 62 FLUSH-MOUNT SOCK
GW62807H | BASE EMPOT. 10° IP44 2P+T 16A >50V 2H | 11.4 | 1 | 1 | 15 | NR | 8011564800342 | 85366990 | 3BL00 | Installation | 3BL | INSTALLATION BLOC | 3BL24G | IEC.309 CLAVIJ/BASES | 3BL24G26F | 60 IEC.309 | 3BL24G26F643 | 62 FLUSH-MOUNT SOCK
GW62808H | BASE EMPOT. 10° IP44 3P+T 16A >50V 2H | 15.8 | 1 | 1 | 15 | NR | 8011564800359 | 85366990 | 3BL00 | Installation | 3BL | INSTALLATION BLOC | 3BL24G | IEC.309 CLAVIJ/BASES | 3BL24G26F | 60 IEC.309 | 3BL24G26F643 | 62 FLUSH-MOUNT SOCK
GW62809H | BASE EMPOT. 10° IP44 3P+N+T 16A >50V2H | 17.55 | 1 | 1 | 15 | NR | 8011564800366 | 85366990 | 3BL00 | Installation | 3BL | INSTALLATION BLOC | 3BL24G | IEC.309 CLAVIJ/BASES | 3BL24G26F | 60 IEC.309 | 3BL24G26F643 | 62 FLUSH-MOUNT SOCK
GW62810H | BASE EMPOT. 10° IP44 3P+T 16A 440÷460V 1 | 15.8 | 1 | 1 | 15 | NR | 8011564800373 | 85366990 | 3BL00 | Installation | 3BL | INSTALLATION BLOC | 3BL24G | IEC.309 CLAVIJ/BASES | 3BL24G26F | 60 IEC.309 | 3BL24G26F643 | 62 FLUSH-MOUNT SOCK
GW62811H | BASE EMPOT.10° IP44 3P+N+T 16A 440÷460V | 17.95 | 1 | 1 | 15 | NR | 8011564800380 | 85366990 | 3BL00 | Installation | 3BL | INSTALLATION BLOC | 3BL24G | IEC.309 CLAVIJ/BASES | 3BL24G26F | 60 IEC.309 | 3BL24G26F643 | 62 FLUSH-MOUNT SOCK
GW62812H | BASE EMPOT. 10° IP44 3P+T 16A 380/440V 3 | 15.8 | 1 | 1 | 15 | NR | 8011564800397 | 85366990 | 3BL00 | Installation | 3BL | INSTALLATION BLOC | 3BL24G | IEC.309 CLAVIJ/BASES | 3BL24G26F | 60 IEC.309 | 3BL24G26F643 | 62 FLUSH-MOUNT SOCK
GW62813H | BASE EMPOT. 10° IP44 3P+N+T 16A 380/440V | 17.95 | 1 | 1 | 15 | NR | 8011564800403 | 85366990 | 3BL00 | Installation | 3BL | INSTALLATION BLOC | 3BL24G | IEC.309 CLAVIJ/BASES | 3BL24G26F | 60 IEC.309 | 3BL24G26F643 | 62 FLUSH-MOUNT SOCK
GW62814H | BASE EMPOT.10° IP44 2P+T 16A TRANSF.12H | 11.4 | 1 | 1 | 15 | NR | 8011564800410 | 85366990 | 3BL00 | Installation | 3BL | INSTALLATION BLOC | 3BL24G | IEC.309 CLAVIJ/BASES | 3BL24G26F | 60 IEC.309 | 3BL24G26F643 | 62 FLUSH-MOUNT SOCK
GW62815H | BASE EMPOT.10° IP44 3P+T 16A TRANSF.12H | 15.8 | 1 | 1 | 15 | NR | 8011564800427 | 85366990 | 3BL00 | Installation | 3BL | INSTALLATION BLOC | 3BL24G | IEC.309 CLAVIJ/BASES | 3BL24G26F | 60 IEC.309 | 3BL24G26F643 | 62 FLUSH-MOUNT SOCK
GW62816H | BASE EMPOT. 10° IP44 2P+T 16A >50÷250Vcc | 11.4 | 1 | 1 | 15 | NR | 8011564800434 | 85366990 | 3BL00 | Installation | 3BL | INSTALLATION BLOC | 3BL24G | IEC.309 CLAVIJ/BASES | 3BL24G26F | 60 IEC.309 | 3BL24G26F643 | 62 FLUSH-MOUNT SOCK
GW62817H | BASE EMPOT. 10° IP44 2P+T 16A >250Vcc8H | 11.5 | 1 | 1 | 15 | NR | 8011564800441 | 85366990 | 3BL00 | Installation | 3BL | INSTALLATION BLOC | 3BL24G | IEC.309 CLAVIJ/BASES | 3BL24G26F | 60 IEC.309 | 3BL24G26F643 | 62 FLUSH-MOUNT SOCK
GW62818H | BASE EMPOT. 10° IP44 2P+T 32A 500V 7H | 21.85 | 1 | 1 | 15 | NR | 8011564800458 | 85366990 | 3BL00 | Installation | 3BL | INSTALLATION BLOC | 3BL24G | IEC.309 CLAVIJ/BASES | 3BL24G26F | 60 IEC.309 | 3BL24G26F643 | 62 FLUSH-MOUNT SOCK
GW62819H | BASE EMPOT. 10° IP44 3P+T 32A 690V 5H | 24.45 | 1 | 1 | 15 | NR | 8011564800465 | 85366990 | 3BL00 | Installation | 3BL | INSTALLATION BLOC | 3BL24G | IEC.309 CLAVIJ/BASES | 3BL24G26F | 60 IEC.309 | 3BL24G26F643 | 62 FLUSH-MOUNT SOCK
GW62820H | BASE EMPOT. 10° IP44 3P+N+T 32A 690V 5H | 27.2 | 1 | 1 | 15 | NR | 8011564800472 | 85366990 | 3BL00 | Installation | 3BL | INSTALLATION BLOC | 3BL24G | IEC.309 CLAVIJ/BASES | 3BL24G26F | 60 IEC.309 | 3BL24G26F643 | 62 FLUSH-MOUNT SOCK
GW62821H | BASE EMPOT. 10° IP44 2P+T 32A >50V 10H | 22.25 | 1 | 1 | 15 | NR | 8011564800489 | 85366990 | 3BL00 | Installation | 3BL | INSTALLATION BLOC | 3BL24G | IEC.309 CLAVIJ/BASES | 3BL24G26F | 60 IEC.309 | 3BL24G26F643 | 62 FLUSH-MOUNT SOCK
GW62822H | BASE EMPOT. 10° IP44 3P+T 32A >50V 10H | 25.2 | 1 | 1 | 15 | NR | 8011564800496 | 85366990 | 3BL00 | Installation | 3BL | INSTALLATION BLOC | 3BL24G | IEC.309 CLAVIJ/BASES | 3BL24G26F | 60 IEC.309 | 3BL24G26F643 | 62 FLUSH-MOUNT SOCK
GW62823H | BASE EMPOT. 10° IP44 3P+N+T 32A >50V10H | 27.2 | 1 | 1 | 15 | NR | 8011564800502 | 85366990 | 3BL00 | Installation | 3BL | INSTALLATION BLOC | 3BL24G | IEC.309 CLAVIJ/BASES | 3BL24G26F | 60 IEC.309 | 3BL24G26F643 | 62 FLUSH-MOUNT SOCK
GW62824H | BASE EMPOT. 10° IP44 2P+T 32A >50V 2H | 21.85 | 1 | 1 | 15 | NR | 8011564800519 | 85366990 | 3BL00 | Installation | 3BL | INSTALLATION BLOC | 3BL24G | IEC.309 CLAVIJ/BASES | 3BL24G26F | 60 IEC.309 | 3BL24G26F643 | 62 FLUSH-MOUNT SOCK
GW62825H | BASE EMPOT. 10° IP44 3P+T 32A >50V 2H | 24.45 | 1 | 1 | 15 | NR | 8011564800526 | 85366990 | 3BL00 | Installation | 3BL | INSTALLATION BLOC | 3BL24G | IEC.309 CLAVIJ/BASES | 3BL24G26F | 60 IEC.309 | 3BL24G26F643 | 62 FLUSH-MOUNT SOCK
GW62826H | BASE EMPOT. 10° IP44 3P+N+T 32A >50V2H | 27.2 | 1 | 1 | 15 | NR | 8011564800533 | 85366990 | 3BL00 | Installation | 3BL | INSTALLATION BLOC | 3BL24G | IEC.309 CLAVIJ/BASES | 3BL24G26F | 60 IEC.309 | 3BL24G26F643 | 62 FLUSH-MOUNT SOCK
GW62827H | BASE EMPOT. 10° IP44 3P+T 32A 440÷460V 1 | 24.45 | 1 | 1 | 15 | NR | 8011564800540 | 85366990 | 3BL00 | Installation | 3BL | INSTALLATION BLOC | 3BL24G | IEC.309 CLAVIJ/BASES | 3BL24G26F | 60 IEC.309 | 3BL24G26F643 | 62 FLUSH-MOUNT SOCK
GW62828H | BASE EMPOT.10° IP44 3P+N+T 32A 440-460V | 27.2 | 1 | 1 | 15 | NR | 8011564800557 | 85366990 | 3BL00 | Installation | 3BL | INSTALLATION BLOC | 3BL24G | IEC.309 CLAVIJ/BASES | 3BL24G26F | 60 IEC.309 | 3BL24G26F643 | 62 FLUSH-MOUNT SOCK
GW62829H | BASE EMPOT. 10° IP44 3P+T 32A 380/440V 3 | 24.45 | 1 | 1 | 15 | NR | 8011564800564 | 85366990 | 3BL00 | Installation | 3BL | INSTALLATION BLOC | 3BL24G | IEC.309 CLAVIJ/BASES | 3BL24G26F | 60 IEC.309 | 3BL24G26F643 | 62 FLUSH-MOUNT SOCK
GW62830H | BASE EMPOT. 10° IP44 3P+N+T 32A 380/440V | 27.9 | 1 | 1 | 15 | NR | 8011564800571 | 85366990 | 3BL00 | Installation | 3BL | INSTALLATION BLOC | 3BL24G | IEC.309 CLAVIJ/BASES | 3BL24G26F | 60 IEC.309 | 3BL24G26F643 | 62 FLUSH-MOUNT SOCK
GW62831H | BASE EMPOT.10° IP44 2P+T 32A TRANSF.12H | 21.85 | 1 | 1 | 15 | NR | 8011564800588 | 85366990 | 3BL00 | Installation | 3BL | INSTALLATION BLOC | 3BL24G | IEC.309 CLAVIJ/BASES | 3BL24G26F | 60 IEC.309 | 3BL24G26F643 | 62 FLUSH-MOUNT SOCK
GW62832H | BASE EMPOT.10° IP44 3P+T 32A TRANSF.12H | 24.45 | 1 | 1 | 15 | NR | 8011564800595 | 85366990 | 3BL00 | Installation | 3BL | INSTALLATION BLOC | 3BL24G | IEC.309 CLAVIJ/BASES | 3BL24G26F | 60 IEC.309 | 3BL24G26F643 | 62 FLUSH-MOUNT SOCK
GW62833H | BASE EMPOT. 10° IP44 2P+T 32A >50÷250Vcc | 21.85 | 1 | 1 | 15 | NR | 8011564800601 | 85366990 | 3BL00 | Installation | 3BL | INSTALLATION BLOC | 3BL24G | IEC.309 CLAVIJ/BASES | 3BL24G26F | 60 IEC.309 | 3BL24G26F643 | 62 FLUSH-MOUNT SOCK
GW62834H | BASE EMPOT. 10° IP44 2P+T 32A >250Vcc8H | 22.25 | 1 | 1 | 15 | NR | 8011564800618 | 85366990 | 3BL00 | Installation | 3BL | INSTALLATION BLOC | 3BL24G | IEC.309 CLAVIJ/BASES | 3BL24G26F | 60 IEC.309 | 3BL24G26F643 | 62 FLUSH-MOUNT SOCK
GW62835H | BASE EMPOT. 10° IP67 2P+T 16A 500V 7H | 19.1 | 1 | 1 | 15 | NR | 8011564800625 | 85366990 | 3BL00 | Installation | 3BL | INSTALLATION BLOC | 3BL24G | IEC.309 CLAVIJ/BASES | 3BL24G26F | 60 IEC.309 | 3BL24G26F643 | 62 FLUSH-MOUNT SOCK
GW62836H | BASE EMPOT. 10° IP67 3P+T 16A 690V 5H | 23.55 | 1 | 1 | 15 | NR | 8011564800632 | 85366990 | 3BL00 | Installation | 3BL | INSTALLATION BLOC | 3BL24G | IEC.309 CLAVIJ/BASES | 3BL24G26F | 60 IEC.309 | 3BL24G26F643 | 62 FLUSH-MOUNT SOCK
GW62837H | BASE EMPOT. 10° IP67 3P+N+T 16A 690V 5H | 26.55 | 1 | 1 | 15 | NR | 8011564800649 | 85366990 | 3BL00 | Installation | 3BL | INSTALLATION BLOC | 3BL24G | IEC.309 CLAVIJ/BASES | 3BL24G26F | 60 IEC.309 | 3BL24G26F643 | 62 FLUSH-MOUNT SOCK
GW62838H | BASE EMPOT. 10° IP67 2P+T 16A >50V 10H | 19.1 | 1 | 1 | 15 | NR | 8011564800656 | 85366990 | 3BL00 | Installation | 3BL | INSTALLATION BLOC | 3BL24G | IEC.309 CLAVIJ/BASES | 3BL24G26F | 60 IEC.309 | 3BL24G26F643 | 62 FLUSH-MOUNT SOCK
GW62839H | BASE EMPOT. 10° IP67 3P+T 16A >50V 10H | 23.55 | 1 | 1 | 15 | NR | 8011564800663 | 85366990 | 3BL00 | Installation | 3BL | INSTALLATION BLOC | 3BL24G | IEC.309 CLAVIJ/BASES | 3BL24G26F | 60 IEC.309 | 3BL24G26F643 | 62 FLUSH-MOUNT SOCK
GW62840H | BASE EMPOT. 10° IP67 3P+N+T 16A >50V10H | 26.55 | 1 | 1 | 15 | NR | 8011564800670 | 85366990 | 3BL00 | Installation | 3BL | INSTALLATION BLOC | 3BL24G | IEC.309 CLAVIJ/BASES | 3BL24G26F | 60 IEC.309 | 3BL24G26F643 | 62 FLUSH-MOUNT SOCK
GW62841H | BASE EMPOT. 10° IP67 2P+T 16A >50V 2H | 19.45 | 1 | 1 | 15 | NR | 8011564800687 | 85366990 | 3BL00 | Installation | 3BL | INSTALLATION BLOC | 3BL24G | IEC.309 CLAVIJ/BASES | 3BL24G26F | 60 IEC.309 | 3BL24G26F643 | 62 FLUSH-MOUNT SOCK
GW62842H | BASE EMPOT. 10° IP67 3P+T 16A >50V 2H | 22.8 | 1 | 1 | 15 | NR | 8011564800694 | 85366990 | 3BL00 | Installation | 3BL | INSTALLATION BLOC | 3BL24G | IEC.309 CLAVIJ/BASES | 3BL24G26F | 60 IEC.309 | 3BL24G26F643 | 62 FLUSH-MOUNT SOCK
GW62843H | BASE EMPOT. 10° IP67 3P+N+T 16A >50V2H | 26.9 | 1 | 1 | 15 | NR | 8011564800700 | 85366990 | 3BL00 | Installation | 3BL | INSTALLATION BLOC | 3BL24G | IEC.309 CLAVIJ/BASES | 3BL24G26F | 60 IEC.309 | 3BL24G26F643 | 62 FLUSH-MOUNT SOCK
GW62844H | BASE EMPOT. 10° IP67 3P+T 16A 440÷460V 1 | 22.8 | 1 | 1 | 15 | NR | 8011564800717 | 85366990 | 3BL00 | Installation | 3BL | INSTALLATION BLOC | 3BL24G | IEC.309 CLAVIJ/BASES | 3BL24G26F | 60 IEC.309 | 3BL24G26F643 | 62 FLUSH-MOUNT SOCK
GW62845H | BASE EMPOT.10° IP67 3P+N+T 16A 440÷460V | 26.55 | 1 | 1 | 15 | NR | 8011564800724 | 85366990 | 3BL00 | Installation | 3BL | INSTALLATION BLOC | 3BL24G | IEC.309 CLAVIJ/BASES | 3BL24G26F | 60 IEC.309 | 3BL24G26F643 | 62 FLUSH-MOUNT SOCK
GW62846H | BASE EMPOT. 10° IP67 3P+T 16A 380/440V 3 | 22.8 | 1 | 1 | 15 | NR | 8011564800731 | 85366990 | 3BL00 | Installation | 3BL | INSTALLATION BLOC | 3BL24G | IEC.309 CLAVIJ/BASES | 3BL24G26F | 60 IEC.309 | 3BL24G26F643 | 62 FLUSH-MOUNT SOCK
GW62847H | BASE EMPOT. 10° IP67 3P+N+T 16A 380/440V | 26.55 | 1 | 1 | 15 | NR | 8011564800748 | 85366990 | 3BL00 | Installation | 3BL | INSTALLATION BLOC | 3BL24G | IEC.309 CLAVIJ/BASES | 3BL24G26F | 60 IEC.309 | 3BL24G26F643 | 62 FLUSH-MOUNT SOCK
GW62848H | BASE EMPOT.10° IP67 2P+T 16A TRANSF.12H | 19.45 | 1 | 1 | 15 | NR | 8011564800755 | 85366990 | 3BL00 | Installation | 3BL | INSTALLATION BLOC | 3BL24G | IEC.309 CLAVIJ/BASES | 3BL24G26F | 60 IEC.309 | 3BL24G26F643 | 62 FLUSH-MOUNT SOCK
GW62849H | BASE EMPOT.10° IP67 3P+T 16A TRANSF.12H | 22.8 | 1 | 1 | 15 | NR | 8011564800762 | 85366990 | 3BL00 | Installation | 3BL | INSTALLATION BLOC | 3BL24G | IEC.309 CLAVIJ/BASES | 3BL24G26F | 60 IEC.309 | 3BL24G26F643 | 62 FLUSH-MOUNT SOCK
GW62850H | BASE EMPOT. 10° IP67 2P+T 16A >50÷250Vcc | 19.1 | 1 | 1 | 15 | NR | 8011564800779 | 85366990 | 3BL00 | Installation | 3BL | INSTALLATION BLOC | 3BL24G | IEC.309 CLAVIJ/BASES | 3BL24G26F | 60 IEC.309 | 3BL24G26F643 | 62 FLUSH-MOUNT SOCK
GW62851H | BASE EMPOT. 10° IP67 2P+T 16A >250Vcc8H | 19.1 | 1 | 1 | 15 | NR | 8011564800786 | 85366990 | 3BL00 | Installation | 3BL | INSTALLATION BLOC | 3BL24G | IEC.309 CLAVIJ/BASES | 3BL24G26F | 60 IEC.309 | 3BL24G26F643 | 62 FLUSH-MOUNT SOCK
GW62852H | BASE EMPOT. 10° IP67 2P+T 32A 500V 7H | 32.9 | 1 | 1 | 15 | NR | 8011564800793 | 85366990 | 3BL00 | Installation | 3BL | INSTALLATION BLOC | 3BL24G | IEC.309 CLAVIJ/BASES | 3BL24G26F | 60 IEC.309 | 3BL24G26F643 | 62 FLUSH-MOUNT SOCK
GW62853H | BASE EMPOT. 10° IP67 3P+T 32A 690V 5H | 36.7 | 1 | 1 | 15 | NR | 8011564800809 | 85366990 | 3BL00 | Installation | 3BL | INSTALLATION BLOC | 3BL24G | IEC.309 CLAVIJ/BASES | 3BL24G26F | 60 IEC.309 | 3BL24G26F643 | 62 FLUSH-MOUNT SOCK
GW62854H | BASE EMPOT. 10° IP67 3P+N+T 32A 690V 5H | 40 | 1 | 1 | 15 | NR | 8011564800816 | 85366990 | 3BL00 | Installation | 3BL | INSTALLATION BLOC | 3BL24G | IEC.309 CLAVIJ/BASES | 3BL24G26F | 60 IEC.309 | 3BL24G26F643 | 62 FLUSH-MOUNT SOCK
GW62855H | BASE EMPOT. 10° IP67 2P+T 32A >50V 10H | 32.9 | 1 | 1 | 15 | NR | 8011564800823 | 85366990 | 3BL00 | Installation | 3BL | INSTALLATION BLOC | 3BL24G | IEC.309 CLAVIJ/BASES | 3BL24G26F | 60 IEC.309 | 3BL24G26F643 | 62 FLUSH-MOUNT SOCK
GW62856H | BASE EMPOT. 10° IP67 3P+T 32A >50V 10H | 35.95 | 1 | 1 | 15 | NR | 8011564800830 | 85366990 | 3BL00 | Installation | 3BL | INSTALLATION BLOC | 3BL24G | IEC.309 CLAVIJ/BASES | 3BL24G26F | 60 IEC.309 | 3BL24G26F643 | 62 FLUSH-MOUNT SOCK
GW62857H | BASE EMPOT. 10° IP67 3P+N+T 32A >50V10H | 40 | 1 | 1 | 15 | NR | 8011564800847 | 85366990 | 3BL00 | Installation | 3BL | INSTALLATION BLOC | 3BL24G | IEC.309 CLAVIJ/BASES | 3BL24G26F | 60 IEC.309 | 3BL24G26F643 | 62 FLUSH-MOUNT SOCK
GW62858H | BASE EMPOT. 10° IP67 2P+T 32A >50V 2H | 32.9 | 1 | 1 | 15 | NR | 8011564800854 | 85366990 | 3BL00 | Installation | 3BL | INSTALLATION BLOC | 3BL24G | IEC.309 CLAVIJ/BASES | 3BL24G26F | 60 IEC.309 | 3BL24G26F643 | 62 FLUSH-MOUNT SOCK
GW62859H | BASE EMPOT. 10° IP67 3P+T 32A >50V 2H | 35.95 | 1 | 1 | 15 | NR | 8011564800861 | 85366990 | 3BL00 | Installation | 3BL | INSTALLATION BLOC | 3BL24G | IEC.309 CLAVIJ/BASES | 3BL24G26F | 60 IEC.309 | 3BL24G26F643 | 62 FLUSH-MOUNT SOCK
GW62860H | BASE EMPOT. 10° IP67 3P+N+T 32A >50V2H | 41.1 | 1 | 1 | 15 | NR | 8011564800878 | 85366990 | 3BL00 | Installation | 3BL | INSTALLATION BLOC | 3BL24G | IEC.309 CLAVIJ/BASES | 3BL24G26F | 60 IEC.309 | 3BL24G26F643 | 62 FLUSH-MOUNT SOCK
GW62861H | BASE EMPOT. 10° IP67 3P+T 32A 440÷460V | 34.3 | 1 | 1 | 15 | NR | 8011564800885 | 85366990 | 3BL00 | Installation | 3BL | INSTALLATION BLOC | 3BL24G | IEC.309 CLAVIJ/BASES | 3BL24G26F | 60 IEC.309 | 3BL24G26F643 | 62 FLUSH-MOUNT SOCK
GW62862H | BASE EMPOT.10° IP67 3P+N+T 32A 440÷460V | 41.1 | 1 | 1 | 15 | NR | 8011564800892 | 85366990 | 3BL00 | Installation | 3BL | INSTALLATION BLOC | 3BL24G | IEC.309 CLAVIJ/BASES | 3BL24G26F | 60 IEC.309 | 3BL24G26F643 | 62 FLUSH-MOUNT SOCK
GW62863H | BASE EMPOT. 10° IP67 3P+N+T 32A 380/440V | 41.1 | 1 | 1 | 15 | NR | 8011564800908 | 85366990 | 3BL00 | Installation | 3BL | INSTALLATION BLOC | 3BL24G | IEC.309 CLAVIJ/BASES | 3BL24G26F | 60 IEC.309 | 3BL24G26F643 | 62 FLUSH-MOUNT SOCK
GW62864H | BASE EMPOT.10° IP67 2P+T 32A TRANSF.12H | 32.9 | 1 | 1 | 15 | NR | 8011564800915 | 85366990 | 3BL00 | Installation | 3BL | INSTALLATION BLOC | 3BL24G | IEC.309 CLAVIJ/BASES | 3BL24G26F | 60 IEC.309 | 3BL24G26F643 | 62 FLUSH-MOUNT SOCK
GW62865H | BASE EMPOT.10° IP67 3P+T 32A TRANSF.12H | 35.95 | 1 | 1 | 15 | NR | 8011564800922 | 85366990 | 3BL00 | Installation | 3BL | INSTALLATION BLOC | 3BL24G | IEC.309 CLAVIJ/BASES | 3BL24G26F | 60 IEC.309 | 3BL24G26F643 | 62 FLUSH-MOUNT SOCK
GW62866H | BASE EMPOT. 10° IP67 2P+T 32A >50÷250Vcc | 33.7 | 1 | 1 | 15 | NR | 8011564800939 | 85366990 | 3BL00 | Installation | 3BL | INSTALLATION BLOC | 3BL24G | IEC.309 CLAVIJ/BASES | 3BL24G26F | 60 IEC.309 | 3BL24G26F643 | 62 FLUSH-MOUNT SOCK
GW62867H | BASE EMPOT. 10° IP67 2P+T 32A >250Vcc8H | 32.9 | 1 | 1 | 15 | NR | 8011564800946 | 85366990 | 3BL00 | Installation | 3BL | INSTALLATION BLOC | 3BL24G | IEC.309 CLAVIJ/BASES | 3BL24G26F | 60 IEC.309 | 3BL24G26F643 | 62 FLUSH-MOUNT SOCK
GW62965H | BASE EMPOT.10°IP66-69 2P+T 125A 110V 4H | 180 | 1 | 1 | 2 | NR | 8011564829916 | 85366990 | 3BL00 | Installation | 3BL | INSTALLATION BLOC | 3BL24G | IEC.309 CLAVIJ/BASES | 3BL24G26F | 60 IEC.309 | 3BL24G26F643 | 62 FLUSH-MOUNT SOCK
GW62966H | BASE EMPOT.10°IP66-69 2P+T 125A 230V 6H | 179 | 1 | 1 | 2 | NR | 8011564829947 | 85366990 | 3BL00 | Installation | 3BL | INSTALLATION BLOC | 3BL24G | IEC.309 CLAVIJ/BASES | 3BL24G26F | 60 IEC.309 | 3BL24G26F643 | 62 FLUSH-MOUNT SOCK
GW62967H | BASE EMPOT.10°IP66-69 2P+T 125A 400V 9H | 180 | 1 | 1 | 2 | NR | 8011564829978 | 85366990 | 3BL00 | Installation | 3BL | INSTALLATION BLOC | 3BL24G | IEC.309 CLAVIJ/BASES | 3BL24G26F | 60 IEC.309 | 3BL24G26F643 | 62 FLUSH-MOUNT SOCK
GW62968H | BASE EMPOT.10°IP66-69 2P+T 125A 500V 7H | 180 | 1 | 1 | 2 | NR | 8011564830004 | 85366990 | 3BL00 | Installation | 3BL | INSTALLATION BLOC | 3BL24G | IEC.309 CLAVIJ/BASES | 3BL24G26F | 60 IEC.309 | 3BL24G26F643 | 62 FLUSH-MOUNT SOCK
GW62969H | BASE EMPOT.10°IP66-69 3P+T 125A 690V 5H | 197.5 | 1 | 1 | 2 | NR | 8011564830035 | 85366990 | 3BL00 | Installation | 3BL | INSTALLATION BLOC | 3BL24G | IEC.309 CLAVIJ/BASES | 3BL24G26F | 60 IEC.309 | 3BL24G26F643 | 62 FLUSH-MOUNT SOCK
GW62970H | BASE EMPOT.10°IP66-69 3P+N+T 125A 690V 5 | 217.5 | 1 | 1 | 2 | NR | 8011564830042 | 85366990 | 3BL00 | Installation | 3BL | INSTALLATION BLOC | 3BL24G | IEC.309 CLAVIJ/BASES | 3BL24G26F | 60 IEC.309 | 3BL24G26F643 | 62 FLUSH-MOUNT SOCK
GW62971H | BASE EMPOT.10°IP66-69 2P+T 125A 50V 10H | 180 | 1 | 1 | 2 | NR | 8011564830059 | 85366990 | 3BL00 | Installation | 3BL | INSTALLATION BLOC | 3BL24G | IEC.309 CLAVIJ/BASES | 3BL24G26F | 60 IEC.309 | 3BL24G26F643 | 62 FLUSH-MOUNT SOCK
GW62972H | BASE EMPOT.10°IP66-69 3P+T 125A 50V 10H | 197.5 | 1 | 1 | 2 | NR | 8011564830066 | 85366990 | 3BL00 | Installation | 3BL | INSTALLATION BLOC | 3BL24G | IEC.309 CLAVIJ/BASES | 3BL24G26F | 60 IEC.309 | 3BL24G26F643 | 62 FLUSH-MOUNT SOCK
GW62973H | BASE EMPOT.10°IP66-69 3P+N+T 125A 50V 1 | 217.5 | 1 | 1 | 2 | NR | 8011564830073 | 85366990 | 3BL00 | Installation | 3BL | INSTALLATION BLOC | 3BL24G | IEC.309 CLAVIJ/BASES | 3BL24G26F | 60 IEC.309 | 3BL24G26F643 | 62 FLUSH-MOUNT SOCK
GW62974H | BASE EMPOT.10°IP66-69 2P+T 125A 50V 2H | 180 | 1 | 1 | 2 | NR | 8011564830080 | 85366990 | 3BL00 | Installation | 3BL | INSTALLATION BLOC | 3BL24G | IEC.309 CLAVIJ/BASES | 3BL24G26F | 60 IEC.309 | 3BL24G26F643 | 62 FLUSH-MOUNT SOCK
GW62975H | BASE EMPOT.10°IP66-69 3P+T 125A 50V 2H | 197.5 | 1 | 1 | 2 | NR | 8011564830097 | 85366990 | 3BL00 | Installation | 3BL | INSTALLATION BLOC | 3BL24G | IEC.309 CLAVIJ/BASES | 3BL24G26F | 60 IEC.309 | 3BL24G26F643 | 62 FLUSH-MOUNT SOCK
GW62976H | BASE EMPOT.10°IP66-69 3P+N+T 125A 50V 2 | 217.5 | 1 | 1 | 2 | NR | 8011564830103 | 85366990 | 3BL00 | Installation | 3BL | INSTALLATION BLOC | 3BL24G | IEC.309 CLAVIJ/BASES | 3BL24G26F | 60 IEC.309 | 3BL24G26F643 | 62 FLUSH-MOUNT SOCK
GW62977H | BASE EMPOT.10°IP66-69 3P+T 125A 440÷460V | 197.5 | 1 | 1 | 2 | NR | 8011564830110 | 85366990 | 3BL00 | Installation | 3BL | INSTALLATION BLOC | 3BL24G | IEC.309 CLAVIJ/BASES | 3BL24G26F | 60 IEC.309 | 3BL24G26F643 | 62 FLUSH-MOUNT SOCK
GW62978H | BASE EMPOT.10°IP66 3P+N+T 125A 440÷460V | 217.5 | 1 | 1 | 2 | NR | 8011564830127 | 85366990 | 3BL00 | Installation | 3BL | INSTALLATION BLOC | 3BL24G | IEC.309 CLAVIJ/BASES | 3BL24G26F | 60 IEC.309 | 3BL24G26F643 | 62 FLUSH-MOUNT SOCK
GW63013H | BASE MÓVIL IP44/54 2P+T 63A 110V 4H | 99 | 1 | 1 | 4 | NR | 8011564829367 | 85366990 | 3BL00 | Installation | 3BL | INSTALLATION BLOC | 3BL24G | IEC.309 CLAVIJ/BASES | 3BL24G26F | 60 IEC.309 | 3BL24G26F639 | 62 STR TRAIL SOCKET
GW63014H | BASE MÓVIL IP44/54 3P+T 63A 110V 4H | 112 | 1 | 1 | 4 | NR | 8011564829374 | 85366990 | 3BL00 | Installation | 3BL | INSTALLATION BLOC | 3BL24G | IEC.309 CLAVIJ/BASES | 3BL24G26F | 60 IEC.309 | 3BL24G26F639 | 62 STR TRAIL SOCKET
GW63015H | BASE MÓVIL IP44/54 3P+N+T 63A 110V 4H | 114 | 1 | 1 | 4 | NR | 8011564829381 | 85366990 | 3BL00 | Installation | 3BL | INSTALLATION BLOC | 3BL24G | IEC.309 CLAVIJ/BASES | 3BL24G26F | 60 IEC.309 | 3BL24G26F639 | 62 STR TRAIL SOCKET
GW63016H | BASE MÓVIL IP44/54 2P+T 63A 230V 6H | 91.5 | 1 | 1 | 4 | NR | 8011564829398 | 85366990 | 3BL00 | Installation | 3BL | INSTALLATION BLOC | 3BL24G | IEC.309 CLAVIJ/BASES | 3BL24G26F | 60 IEC.309 | 3BL24G26F639 | 62 STR TRAIL SOCKET
GW63017H | BASE MÓVIL IP44/54 3P+T 63A 230V 9H | 111 | 1 | 1 | 4 | NR | 8011564829404 | 85366990 | 3BL00 | Installation | 3BL | INSTALLATION BLOC | 3BL24G | IEC.309 CLAVIJ/BASES | 3BL24G26F | 60 IEC.309 | 3BL24G26F639 | 62 STR TRAIL SOCKET
GW63018H | BASE MÓVIL IP44/54 3P+N+T 63A 230V 9H | 114 | 1 | 1 | 4 | NR | 8011564829411 | 85366990 | 3BL00 | Installation | 3BL | INSTALLATION BLOC | 3BL24G | IEC.309 CLAVIJ/BASES | 3BL24G26F | 60 IEC.309 | 3BL24G26F639 | 62 STR TRAIL SOCKET
GW63019H | BASE MÓVIL IP44/54 2P+T 63A 400V 9H | 104 | 1 | 1 | 4 | NR | 8011564829428 | 85366990 | 3BL00 | Installation | 3BL | INSTALLATION BLOC | 3BL24G | IEC.309 CLAVIJ/BASES | 3BL24G26F | 60 IEC.309 | 3BL24G26F639 | 62 STR TRAIL SOCKET
GW63020H | BASE MÓVIL IP44/54 3P+T 63A 400V 6H | 98 | 1 | 1 | 4 | NR | 8011564829435 | 85366990 | 3BL00 | Installation | 3BL | INSTALLATION BLOC | 3BL24G | IEC.309 CLAVIJ/BASES | 3BL24G26F | 60 IEC.309 | 3BL24G26F639 | 62 STR TRAIL SOCKET
GW63021H | BASE MÓVIL IP44/54 3P+N+T 63A 400V 6H | 100 | 1 | 1 | 4 | NR | 8011564829442 | 85366990 | 3BL00 | Installation | 3BL | INSTALLATION BLOC | 3BL24G | IEC.309 CLAVIJ/BASES | 3BL24G26F | 60 IEC.309 | 3BL24G26F639 | 62 STR TRAIL SOCKET
GW63045H | BASE MÓVIL IP66-69 2P+T 63A 110V 4H | 113 | 1 | 1 | 4 | NR | 8011564829121 | 85366990 | 3BL00 | Installation | 3BL | INSTALLATION BLOC | 3BL24G | IEC.309 CLAVIJ/BASES | 3BL24G26F | 60 IEC.309 | 3BL24G26F639 | 62 STR TRAIL SOCKET
GW63046H | BASE MÓVIL IP66-69 3P+T 63A 110V 4H | 124.5 | 1 | 1 | 4 | NR | 8011564829138 | 85366990 | 3BL00 | Installation | 3BL | INSTALLATION BLOC | 3BL24G | IEC.309 CLAVIJ/BASES | 3BL24G26F | 60 IEC.309 | 3BL24G26F639 | 62 STR TRAIL SOCKET
GW63047H | BASE MÓVIL IP66-69 3P+N+T 63A 110V 4H | 126.5 | 1 | 1 | 4 | NR | 8011564829145 | 85366990 | 3BL00 | Installation | 3BL | INSTALLATION BLOC | 3BL24G | IEC.309 CLAVIJ/BASES | 3BL24G26F | 60 IEC.309 | 3BL24G26F639 | 62 STR TRAIL SOCKET
GW63048H | BASE MÓVIL IP66-69 2P+T 63A 230V 6H | 100.5 | 1 | 1 | 4 | NR | 8011564829152 | 85366990 | 3BL00 | Installation | 3BL | INSTALLATION BLOC | 3BL24G | IEC.309 CLAVIJ/BASES | 3BL24G26F | 60 IEC.309 | 3BL24G26F639 | 62 STR TRAIL SOCKET
GW63048PH | BASE MÓVIL IP66-69 2P+T 63A 230V 6H CP | 104.5 | 1 | 1 | 4 | NR | 8011564828360 | 85366990 | 3BL00 | Installation | 3BL | INSTALLATION BLOC | 3BL24G | IEC.309 CLAVIJ/BASES | 3BL24G26F | 60 IEC.309 | 3BL24G26F639 | 62 STR TRAIL SOCKET
GW63049H | BASE MÓVIL IP66-69 3P+T 63A 230V 9H | 124.5 | 1 | 1 | 4 | NR | 8011564829169 | 85366990 | 3BL00 | Installation | 3BL | INSTALLATION BLOC | 3BL24G | IEC.309 CLAVIJ/BASES | 3BL24G26F | 60 IEC.309 | 3BL24G26F639 | 62 STR TRAIL SOCKET
GW63050H | BASE MÓVIL IP66-69 3P+N+T 63A 230V 9H | 128.5 | 1 | 1 | 4 | NR | 8011564829176 | 85366990 | 3BL00 | Installation | 3BL | INSTALLATION BLOC | 3BL24G | IEC.309 CLAVIJ/BASES | 3BL24G26F | 60 IEC.309 | 3BL24G26F639 | 62 STR TRAIL SOCKET
GW63051H | BASE MÓVIL IP66-69 2P+T 63A 400V 9H | 117 | 1 | 1 | 4 | NR | 8011564829183 | 85366990 | 3BL00 | Installation | 3BL | INSTALLATION BLOC | 3BL24G | IEC.309 CLAVIJ/BASES | 3BL24G26F | 60 IEC.309 | 3BL24G26F639 | 62 STR TRAIL SOCKET
GW63052H | BASE MÓVIL IP66-69 3P+T 63A 400V 6H | 108.5 | 1 | 1 | 4 | NR | 8011564829190 | 85366990 | 3BL00 | Installation | 3BL | INSTALLATION BLOC | 3BL24G | IEC.309 CLAVIJ/BASES | 3BL24G26F | 60 IEC.309 | 3BL24G26F639 | 62 STR TRAIL SOCKET
GW63052PH | BASE MÓVIL IP66-69 3P+T 63A 400V 6H CP | 113 | 1 | 1 | 4 | NR | 8011564828377 | 85366990 | 3BL00 | Installation | 3BL | INSTALLATION BLOC | 3BL24G | IEC.309 CLAVIJ/BASES | 3BL24G26F | 60 IEC.309 | 3BL24G26F639 | 62 STR TRAIL SOCKET
GW63053H | BASE MÓVIL IP66-69 3P+N+T 63A 400V 6H | 112 | 1 | 1 | 4 | NR | 8011564829206 | 85366990 | 3BL00 | Installation | 3BL | INSTALLATION BLOC | 3BL24G | IEC.309 CLAVIJ/BASES | 3BL24G26F | 60 IEC.309 | 3BL24G26F639 | 62 STR TRAIL SOCKET
GW63053PH | BASE MÓVIL IP66-69 3P+N+T 63A 400V 6H CP | 116 | 1 | 1 | 4 | NR | 8011564828384 | 85366990 | 3BL00 | Installation | 3BL | INSTALLATION BLOC | 3BL24G | IEC.309 CLAVIJ/BASES | 3BL24G26F | 60 IEC.309 | 3BL24G26F639 | 62 STR TRAIL SOCKET
GW63054H | BASE MÓVIL IP66-69 3P+T 63A 500V 7H | 124.5 | 1 | 1 | 4 | NR | 8011564829220 | 85366990 | 3BL00 | Installation | 3BL | INSTALLATION BLOC | 3BL24G | IEC.309 CLAVIJ/BASES | 3BL24G26F | 60 IEC.309 | 3BL24G26F639 | 62 STR TRAIL SOCKET
GW63055H | BASE MÓVIL IP66-69 3P+N+T 63A 500V 7H | 124.5 | 1 | 1 | 4 | NR | 8011564829237 | 85366990 | 3BL00 | Installation | 3BL | INSTALLATION BLOC | 3BL24G | IEC.309 CLAVIJ/BASES | 3BL24G26F | 60 IEC.309 | 3BL24G26F639 | 62 STR TRAIL SOCKET
GW63056H | BASE MÓVIL IP66-69 2P+T 63A 500V 7H | 111 | 1 | 1 | 4 | NR | 8011564829213 | 85366990 | 3BL00 | Installation | 3BL | INSTALLATION BLOC | 3BL24G | IEC.309 CLAVIJ/BASES | 3BL24G26F | 60 IEC.309 | 3BL24G26F639 | 62 STR TRAIL SOCKET
GW63057H | BASE MÓVIL IP66-69 3P+T 63A 690V 5H | 122.5 | 1 | 1 | 4 | NR | 8011564829244 | 85366990 | 3BL00 | Installation | 3BL | INSTALLATION BLOC | 3BL24G | IEC.309 CLAVIJ/BASES | 3BL24G26F | 60 IEC.309 | 3BL24G26F639 | 62 STR TRAIL SOCKET
GW63058H | BASE MÓVIL IP66-69 3P+N+T 63A 690V 5H | 124.5 | 1 | 1 | 4 | NR | 8011564829251 | 85366990 | 3BL00 | Installation | 3BL | INSTALLATION BLOC | 3BL24G | IEC.309 CLAVIJ/BASES | 3BL24G26F | 60 IEC.309 | 3BL24G26F639 | 62 STR TRAIL SOCKET
GW63059H | BASE MÓVIL IP66-69 2P+T 63A >50V 10H | 111 | 1 | 1 | 4 | NR | 8011564829268 | 85366990 | 3BL00 | Installation | 3BL | INSTALLATION BLOC | 3BL24G | IEC.309 CLAVIJ/BASES | 3BL24G26F | 60 IEC.309 | 3BL24G26F639 | 62 STR TRAIL SOCKET
GW63060H | BASE MÓVIL IP66-69 3P+T 63A >50V 10H | 122.5 | 1 | 1 | 4 | NR | 8011564829275 | 85366990 | 3BL00 | Installation | 3BL | INSTALLATION BLOC | 3BL24G | IEC.309 CLAVIJ/BASES | 3BL24G26F | 60 IEC.309 | 3BL24G26F639 | 62 STR TRAIL SOCKET
GW63061H | BASE MÓVIL IP66-69 3P+N+T 63A >50V 10H | 124.5 | 1 | 1 | 4 | NR | 8011564829282 | 85366990 | 3BL00 | Installation | 3BL | INSTALLATION BLOC | 3BL24G | IEC.309 CLAVIJ/BASES | 3BL24G26F | 60 IEC.309 | 3BL24G26F639 | 62 STR TRAIL SOCKET
GW63062H | BASE MÓVIL IP66-69 2P+T 63A >50V 2H | 111 | 1 | 1 | 4 | NR | 8011564829299 | 85366990 | 3BL00 | Installation | 3BL | INSTALLATION BLOC | 3BL24G | IEC.309 CLAVIJ/BASES | 3BL24G26F | 60 IEC.309 | 3BL24G26F639 | 62 STR TRAIL SOCKET
GW63063H | BASE MÓVIL IP66-69 3P+T 63A >50V 2H | 122.5 | 1 | 1 | 4 | NR | 8011564829305 | 85366990 | 3BL00 | Installation | 3BL | INSTALLATION BLOC | 3BL24G | IEC.309 CLAVIJ/BASES | 3BL24G26F | 60 IEC.309 | 3BL24G26F639 | 62 STR TRAIL SOCKET
GW63064H | BASE MÓVIL IP66-69 3P+N+T 63A >50V 2H | 124.5 | 1 | 1 | 4 | NR | 8011564829312 | 85366990 | 3BL00 | Installation | 3BL | INSTALLATION BLOC | 3BL24G | IEC.309 CLAVIJ/BASES | 3BL24G26F | 60 IEC.309 | 3BL24G26F639 | 62 STR TRAIL SOCKET
GW63065H | BASE MÓVIL IP66-69 3P+T 63A 440÷460V 11H | 122.5 | 1 | 1 | 4 | NR | 8011564829329 | 85366990 | 3BL00 | Installation | 3BL | INSTALLATION BLOC | 3BL24G | IEC.309 CLAVIJ/BASES | 3BL24G26F | 60 IEC.309 | 3BL24G26F639 | 62 STR TRAIL SOCKET
GW63066H | BASE MÓV. IP66-69 3P+N+T 63A 440÷460V11H | 124.5 | 1 | 1 | 4 | NR | 8011564829336 | 85366990 | 3BL00 | Installation | 3BL | INSTALLATION BLOC | 3BL24G | IEC.309 CLAVIJ/BASES | 3BL24G26F | 60 IEC.309 | 3BL24G26F639 | 62 STR TRAIL SOCKET
GW63067H | BASE MÓV. IP66-69 2P+T 63A >50÷250Vcc 3H | 111 | 1 | 1 | 4 | NR | 8011564829343 | 85366990 | 3BL00 | Installation | 3BL | INSTALLATION BLOC | 3BL24G | IEC.309 CLAVIJ/BASES | 3BL24G26F | 60 IEC.309 | 3BL24G26F639 | 62 STR TRAIL SOCKET
GW63068H | BASE MÓVIL IP66-69 2P+T 63A >250Vcc 8H | 111 | 1 | 1 | 4 | NR | 8011564829350 | 85366990 | 3BL00 | Installation | 3BL | INSTALLATION BLOC | 3BL24G | IEC.309 CLAVIJ/BASES | 3BL24G26F | 60 IEC.309 | 3BL24G26F639 | 62 STR TRAIL SOCKET
GW63213H | BASE FIJA 10° IP44/54 2P+T 63A 110V 4H | 77 | 1 | 1 | 4 | NR | 8011564829039 | 85366990 | 3BL00 | Installation | 3BL | INSTALLATION BLOC | 3BL24G | IEC.309 CLAVIJ/BASES | 3BL24G26F | 60 IEC.309 | 3BL24G26F643 | 62 FLUSH-MOUNT SOCK
GW63214H | BASE FIJA 10° IP44/54 3P+T 63A 110V 4H | 88.5 | 1 | 1 | 4 | NR | 8011564829046 | 85366990 | 3BL00 | Installation | 3BL | INSTALLATION BLOC | 3BL24G | IEC.309 CLAVIJ/BASES | 3BL24G26F | 60 IEC.309 | 3BL24G26F643 | 62 FLUSH-MOUNT SOCK
GW63215H | BASE FIJA 10° IP44/54 3P+N+T 63A 110V 4H | 92 | 1 | 1 | 4 | NR | 8011564829053 | 85366990 | 3BL00 | Installation | 3BL | INSTALLATION BLOC | 3BL24G | IEC.309 CLAVIJ/BASES | 3BL24G26F | 60 IEC.309 | 3BL24G26F643 | 62 FLUSH-MOUNT SOCK
GW63216H | BASE FIJA 10° IP44/54 2P+T 63A 230V 6H | 75.5 | 1 | 1 | 4 | NR | 8011564829060 | 85366990 | 3BL00 | Installation | 3BL | INSTALLATION BLOC | 3BL24G | IEC.309 CLAVIJ/BASES | 3BL24G26F | 60 IEC.309 | 3BL24G26F643 | 62 FLUSH-MOUNT SOCK
GW63217H | BASE FIJA 10° IP44/54 3P+T 63A 230V 9H | 88 | 1 | 1 | 4 | NR | 8011564829077 | 85366990 | 3BL00 | Installation | 3BL | INSTALLATION BLOC | 3BL24G | IEC.309 CLAVIJ/BASES | 3BL24G26F | 60 IEC.309 | 3BL24G26F643 | 62 FLUSH-MOUNT SOCK
GW63218H | BASE FIJA 10° IP44/54 3P+N+T 63A 230V 9H | 90.5 | 1 | 1 | 4 | NR | 8011564829084 | 85366990 | 3BL00 | Installation | 3BL | INSTALLATION BLOC | 3BL24G | IEC.309 CLAVIJ/BASES | 3BL24G26F | 60 IEC.309 | 3BL24G26F643 | 62 FLUSH-MOUNT SOCK
GW63219H | BASE FIJA 10° IP44/54 2P+T 63A 400V 9H | 80.5 | 1 | 1 | 4 | NR | 8011564829091 | 85366990 | 3BL00 | Installation | 3BL | INSTALLATION BLOC | 3BL24G | IEC.309 CLAVIJ/BASES | 3BL24G26F | 60 IEC.309 | 3BL24G26F643 | 62 FLUSH-MOUNT SOCK
GW63220H | BASE FIJA 10° IP44/54 3P+T 63A 400V 6H | 78 | 1 | 1 | 4 | NR | 8011564829107 | 85366990 | 3BL00 | Installation | 3BL | INSTALLATION BLOC | 3BL24G | IEC.309 CLAVIJ/BASES | 3BL24G26F | 60 IEC.309 | 3BL24G26F643 | 62 FLUSH-MOUNT SOCK
GW63221H | BASE FIJA 10° IP44/54 3P+N+T 63A 400V 6H | 81.5 | 1 | 1 | 4 | NR | 8011564829114 | 85366990 | 3BL00 | Installation | 3BL | INSTALLATION BLOC | 3BL24G | IEC.309 CLAVIJ/BASES | 3BL24G26F | 60 IEC.309 | 3BL24G26F643 | 62 FLUSH-MOUNT SOCK
GW63246H | BASE FIJA 10° IP66-69 2P+T 63A 110V 4H | 87 | 1 | 1 | 4 | NR | 8011564828599 | 85366990 | 3BL00 | Installation | 3BL | INSTALLATION BLOC | 3BL24G | IEC.309 CLAVIJ/BASES | 3BL24G26F | 60 IEC.309 | 3BL24G26F643 | 62 FLUSH-MOUNT SOCK
GW63247H | BASE FIJA 10° IP66-69 3P+T 63A 110V 4H | 100 | 1 | 1 | 4 | NR | 8011564828605 | 85366990 | 3BL00 | Installation | 3BL | INSTALLATION BLOC | 3BL24G | IEC.309 CLAVIJ/BASES | 3BL24G26F | 60 IEC.309 | 3BL24G26F643 | 62 FLUSH-MOUNT SOCK
GW63248H | BASE FIJA 10° IP66-69 3P+N+T 63A 110V 4H | 102 | 1 | 1 | 4 | NR | 8011564828810 | 85366990 | 3BL00 | Installation | 3BL | INSTALLATION BLOC | 3BL24G | IEC.309 CLAVIJ/BASES | 3BL24G26F | 60 IEC.309 | 3BL24G26F643 | 62 FLUSH-MOUNT SOCK
GW63249H | BASE FIJA 10° IP66-69 2P+T 63A 230V 6H | 83.5 | 1 | 1 | 4 | NR | 8011564828827 | 85366990 | 3BL00 | Installation | 3BL | INSTALLATION BLOC | 3BL24G | IEC.309 CLAVIJ/BASES | 3BL24G26F | 60 IEC.309 | 3BL24G26F643 | 62 FLUSH-MOUNT SOCK
GW63249PH | BASE FIJA 10° IP66-69 2P+T 63A 230V 6H C | 87 | 1 | 1 | 4 | NR | 8011564828322 | 85366990 | 3BL00 | Installation | 3BL | INSTALLATION BLOC | 3BL24G | IEC.309 CLAVIJ/BASES | 3BL24G26F | 60 IEC.309 | 3BL24G26F643 | 62 FLUSH-MOUNT SOCK
GW63250H | BASE FIJA 10° IP66-69 3P+T 63A 230V 9H | 98 | 1 | 1 | 4 | NR | 8011564828834 | 85366990 | 3BL00 | Installation | 3BL | INSTALLATION BLOC | 3BL24G | IEC.309 CLAVIJ/BASES | 3BL24G26F | 60 IEC.309 | 3BL24G26F643 | 62 FLUSH-MOUNT SOCK
GW63251H | BASE FIJA 10° IP66-69 3P+N+T 63A 230V 9H | 103 | 1 | 1 | 4 | NR | 8011564828841 | 85366990 | 3BL00 | Installation | 3BL | INSTALLATION BLOC | 3BL24G | IEC.309 CLAVIJ/BASES | 3BL24G26F | 60 IEC.309 | 3BL24G26F643 | 62 FLUSH-MOUNT SOCK
GW63252H | BASE FIJA 10° IP66-69 2P+T 63A 400V 9H | 89 | 1 | 1 | 4 | NR | 8011564828858 | 85366990 | 3BL00 | Installation | 3BL | INSTALLATION BLOC | 3BL24G | IEC.309 CLAVIJ/BASES | 3BL24G26F | 60 IEC.309 | 3BL24G26F643 | 62 FLUSH-MOUNT SOCK
GW63253H | BASE FIJA 10° IP66-69 3P+T 63A 400V 6H | 86 | 1 | 1 | 4 | NR | 8011564828865 | 85366990 | 3BL00 | Installation | 3BL | INSTALLATION BLOC | 3BL24G | IEC.309 CLAVIJ/BASES | 3BL24G26F | 60 IEC.309 | 3BL24G26F643 | 62 FLUSH-MOUNT SOCK
GW63253PH | BASE FIJA 10° IP66-69 3P+T 63A 400V 6H C | 89.5 | 1 | 1 | 4 | NR | 8011564828346 | 85366990 | 3BL00 | Installation | 3BL | INSTALLATION BLOC | 3BL24G | IEC.309 CLAVIJ/BASES | 3BL24G26F | 60 IEC.309 | 3BL24G26F643 | 62 FLUSH-MOUNT SOCK
GW63254H | BASE FIJA 10° IP69 3P+N+T 63A 400V 6H | 89.5 | 1 | 1 | 4 | NR | 8011564828872 | 85366990 | 3BL00 | Installation | 3BL | INSTALLATION BLOC | 3BL24G | IEC.309 CLAVIJ/BASES | 3BL24G26F | 60 IEC.309 | 3BL24G26F643 | 62 FLUSH-MOUNT SOCK
GW63254PH | BASE FIJA 10° IP69 3P+N+T 63A 400V 6H PC | 93 | 1 | 1 | 4 | NR | 8011564828353 | 85366990 | 3BL00 | Installation | 3BL | INSTALLATION BLOC | 3BL24G | IEC.309 CLAVIJ/BASES | 3BL24G26F | 60 IEC.309 | 3BL24G26F643 | 62 FLUSH-MOUNT SOCK
GW63255H | BASE FIJA 10° IP66-69 3P+T 63A 500V 7H | 99.5 | 1 | 1 | 4 | NR | 8011564828896 | 85366990 | 3BL00 | Installation | 3BL | INSTALLATION BLOC | 3BL24G | IEC.309 CLAVIJ/BASES | 3BL24G26F | 60 IEC.309 | 3BL24G26F643 | 62 FLUSH-MOUNT SOCK
GW63256H | BASE FIJA 10° IP66-69 3P+N+T 63A 500V 7H | 103 | 1 | 1 | 4 | NR | 8011564828902 | 85366990 | 3BL00 | Installation | 3BL | INSTALLATION BLOC | 3BL24G | IEC.309 CLAVIJ/BASES | 3BL24G26F | 60 IEC.309 | 3BL24G26F643 | 62 FLUSH-MOUNT SOCK
GW63257H | BASE FIJA 10° IP66-69 2P+T 63A 500V 7H | 85.5 | 1 | 1 | 4 | NR | 8011564828889 | 85366990 | 3BL00 | Installation | 3BL | INSTALLATION BLOC | 3BL24G | IEC.309 CLAVIJ/BASES | 3BL24G26F | 60 IEC.309 | 3BL24G26F643 | 62 FLUSH-MOUNT SOCK
GW63258H | BASE FIJA 10° IP66-69 3P+T 63A 690V 5H | 98 | 1 | 1 | 4 | NR | 8011564828919 | 85366990 | 3BL00 | Installation | 3BL | INSTALLATION BLOC | 3BL24G | IEC.309 CLAVIJ/BASES | 3BL24G26F | 60 IEC.309 | 3BL24G26F643 | 62 FLUSH-MOUNT SOCK
GW63259H | BASE FIJA 10° IP66-69 3P+N+T 63A 690V 5H | 100.5 | 1 | 1 | 4 | NR | 8011564828926 | 85366990 | 3BL00 | Installation | 3BL | INSTALLATION BLOC | 3BL24G | IEC.309 CLAVIJ/BASES | 3BL24G26F | 60 IEC.309 | 3BL24G26F643 | 62 FLUSH-MOUNT SOCK
GW63260H | BASE FIJA 10° IP66-69 2P+T 63A >50V 10H | 85.5 | 1 | 1 | 4 | NR | 8011564828933 | 85366990 | 3BL00 | Installation | 3BL | INSTALLATION BLOC | 3BL24G | IEC.309 CLAVIJ/BASES | 3BL24G26F | 60 IEC.309 | 3BL24G26F643 | 62 FLUSH-MOUNT SOCK
GW63261H | BASE FIJA 10° IP66-69 3P+T 63A >50V 10H | 98 | 1 | 1 | 4 | NR | 8011564828940 | 85366990 | 3BL00 | Installation | 3BL | INSTALLATION BLOC | 3BL24G | IEC.309 CLAVIJ/BASES | 3BL24G26F | 60 IEC.309 | 3BL24G26F643 | 62 FLUSH-MOUNT SOCK
GW63262H | BASE FIJA 10° IP66-69 3P+N+T 63A >50V 10 | 100.5 | 1 | 1 | 4 | NR | 8011564828957 | 85366990 | 3BL00 | Installation | 3BL | INSTALLATION BLOC | 3BL24G | IEC.309 CLAVIJ/BASES | 3BL24G26F | 60 IEC.309 | 3BL24G26F643 | 62 FLUSH-MOUNT SOCK
GW63263H | BASE FIJA 10° IP66-69 2P+T 63A >50V 2H | 85.5 | 1 | 1 | 4 | NR | 8011564828964 | 85366990 | 3BL00 | Installation | 3BL | INSTALLATION BLOC | 3BL24G | IEC.309 CLAVIJ/BASES | 3BL24G26F | 60 IEC.309 | 3BL24G26F643 | 62 FLUSH-MOUNT SOCK
GW63264H | BASE FIJA 10° IP66-69 3P+T 63A >50V 2H | 98 | 1 | 1 | 4 | NR | 8011564828971 | 85366990 | 3BL00 | Installation | 3BL | INSTALLATION BLOC | 3BL24G | IEC.309 CLAVIJ/BASES | 3BL24G26F | 60 IEC.309 | 3BL24G26F643 | 62 FLUSH-MOUNT SOCK
GW63265H | BASE FIJA 10° IP66-69 3P+N+T 63A >50V 2H | 100.5 | 1 | 1 | 4 | NR | 8011564828988 | 85366990 | 3BL00 | Installation | 3BL | INSTALLATION BLOC | 3BL24G | IEC.309 CLAVIJ/BASES | 3BL24G26F | 60 IEC.309 | 3BL24G26F643 | 62 FLUSH-MOUNT SOCK
GW63266H | BASE FIJA 10° IP66-69 3P+T 63A 440÷460V | 98 | 1 | 1 | 4 | NR | 8011564828995 | 85366990 | 3BL00 | Installation | 3BL | INSTALLATION BLOC | 3BL24G | IEC.309 CLAVIJ/BASES | 3BL24G26F | 60 IEC.309 | 3BL24G26F643 | 62 FLUSH-MOUNT SOCK
GW63267H | BASE FIJA 10° IP66-69 3P+N+T 63A440÷460V | 100.5 | 1 | 1 | 4 | NR | 8011564829008 | 85366990 | 3BL00 | Installation | 3BL | INSTALLATION BLOC | 3BL24G | IEC.309 CLAVIJ/BASES | 3BL24G26F | 60 IEC.309 | 3BL24G26F643 | 62 FLUSH-MOUNT SOCK
GW63268H | BASE FIJA 10° IP66-69 2P+T 63A >50÷250Vc | 85.5 | 1 | 1 | 4 | NR | 8011564829015 | 85366990 | 3BL00 | Installation | 3BL | INSTALLATION BLOC | 3BL24G | IEC.309 CLAVIJ/BASES | 3BL24G26F | 60 IEC.309 | 3BL24G26F643 | 62 FLUSH-MOUNT SOCK
GW63269H | BASE FIJA 10° IP66-69 2P+T 63A >250Vcc 8 | 85.5 | 1 | 1 | 4 | NR | 8011564829022 | 85366990 | 3BL00 | Installation | 3BL | INSTALLATION BLOC | 3BL24G | IEC.309 CLAVIJ/BASES | 3BL24G26F | 60 IEC.309 | 3BL24G26F643 | 62 FLUSH-MOUNT SOCK
GW63445 | BASE FIJA 10° SUP. IP67 2P+T 63A 110V | 106.5 | 1 | 2 | 4 | NR | 8011564023918 | 85366990 | 3BL00 | Installation | 3BL | INSTALLATION BLOC | 3BL24G | IEC.309 CLAVIJ/BASES | 3BL24G26F | 60 IEC.309 | 3BL24G26F645 | 62 10° SURF M SOCKET
GW63446 | BASE FIJA 10° SUP. IP67 3P+T 63A 110V | 118 | 1 | 2 | 4 | NR | 8011564023901 | 85366990 | 3BL00 | Installation | 3BL | INSTALLATION BLOC | 3BL24G | IEC.309 CLAVIJ/BASES | 3BL24G26F | 60 IEC.309 | 3BL24G26F645 | 62 10° SURF M SOCKET
GW63447 | BASE FIJA 10° SUP. IP67 3P+N+T 63A 110V | 123.5 | 1 | 2 | 4 | NR | 8011564023895 | 85366990 | 3BL00 | Installation | 3BL | INSTALLATION BLOC | 3BL24G | IEC.309 CLAVIJ/BASES | 3BL24G26F | 60 IEC.309 | 3BL24G26F645 | 62 10° SURF M SOCKET
GW63448 | BASE FIJA 10° SUP. IP67 2P+T 63A 230V | 102 | 1 | 2 | 4 | NR | 8011564023888 | 85366990 | 3BL00 | Installation | 3BL | INSTALLATION BLOC | 3BL24G | IEC.309 CLAVIJ/BASES | 3BL24G26F | 60 IEC.309 | 3BL24G26F645 | 62 10° SURF M SOCKET
GW63449 | BASE FIJA 10° SUP. IP67 3P+T 63A 230V | 116 | 1 | 2 | 4 | NR | 8011564023871 | 85366990 | 3BL00 | Installation | 3BL | INSTALLATION BLOC | 3BL24G | IEC.309 CLAVIJ/BASES | 3BL24G26F | 60 IEC.309 | 3BL24G26F645 | 62 10° SURF M SOCKET
GW63450 | BASE FIJA 10° SUP. IP67 3P+N+T 63A 230V | 120.5 | 1 | 2 | 4 | NR | 8011564023864 | 85366990 | 3BL00 | Installation | 3BL | INSTALLATION BLOC | 3BL24G | IEC.309 CLAVIJ/BASES | 3BL24G26F | 60 IEC.309 | 3BL24G26F645 | 62 10° SURF M SOCKET
GW63451 | BASE FIJA 10° SUP. IP67 2P+T 63A 400V | 110 | 1 | 2 | 4 | NR | 8011564023857 | 85366990 | 3BL00 | Installation | 3BL | INSTALLATION BLOC | 3BL24G | IEC.309 CLAVIJ/BASES | 3BL24G26F | 60 IEC.309 | 3BL24G26F645 | 62 10° SURF M SOCKET
GW63452 | BASE FIJA 10° SUP. IP67 3P+T 63A 400V | 111 | 1 | 2 | 4 | NR | 8011564023840 | 85366990 | 3BL00 | Installation | 3BL | INSTALLATION BLOC | 3BL24G | IEC.309 CLAVIJ/BASES | 3BL24G26F | 60 IEC.309 | 3BL24G26F645 | 62 10° SURF M SOCKET
GW63453 | BASE FIJA 10° SUP. IP67 3P+N+T 63A 400V | 106.5 | 1 | 2 | 4 | NR | 8011564023833 | 85366990 | 3BL00 | Installation | 3BL | INSTALLATION BLOC | 3BL24G | IEC.309 CLAVIJ/BASES | 3BL24G26F | 60 IEC.309 | 3BL24G26F645 | 62 10° SURF M SOCKET
GW63454 | BASE FIJA 10° SUP. IP67 3P+T 63A 500V | 117 | 1 | 2 | 4 | NR | 8011564023826 | 85366990 | 3BL00 | Installation | 3BL | INSTALLATION BLOC | 3BL24G | IEC.309 CLAVIJ/BASES | 3BL24G26F | 60 IEC.309 | 3BL24G26F645 | 62 10° SURF M SOCKET
GW63455 | BASE FIJA 10° SUP. IP67 3P+N+T 63A 500V | 122.5 | 1 | 2 | 4 | NR | 8011564023819 | 85366990 | 3BL00 | Installation | 3BL | INSTALLATION BLOC | 3BL24G | IEC.309 CLAVIJ/BASES | 3BL24G26F | 60 IEC.309 | 3BL24G26F645 | 62 10° SURF M SOCKET
GW63519 | BASE FIJA 90° SUP. IP67 2P+T 63A 110V | 117 | 1 | 2 | 4 | NR | 8011564024069 | 85366990 | 3BL00 | Installation | 3BL | INSTALLATION BLOC | 3BL24G | IEC.309 CLAVIJ/BASES | 3BL24G26F | 60 IEC.309 | 3BL24G26F647 | 62 90° SURF M SOCKET
GW63520 | BASE FIJA 90° SUP. IP67 3P+T 63A 110V | 130.5 | 1 | 2 | 4 | NR | 8011564024076 | 85366990 | 3BL00 | Installation | 3BL | INSTALLATION BLOC | 3BL24G | IEC.309 CLAVIJ/BASES | 3BL24G26F | 60 IEC.309 | 3BL24G26F647 | 62 90° SURF M SOCKET
GW63521 | BASE FIJA 90° SUP. IP67 3P+N+T 63A 110V | 134 | 1 | 2 | 4 | NR | 8011564024083 | 85366990 | 3BL00 | Installation | 3BL | INSTALLATION BLOC | 3BL24G | IEC.309 CLAVIJ/BASES | 3BL24G26F | 60 IEC.309 | 3BL24G26F647 | 62 90° SURF M SOCKET
GW63522 | BASE FIJA 90° SUP. IP67 2P+T 63A 230V | 115 | 1 | 2 | 4 | NR | 8011564024090 | 85366990 | 3BL00 | Installation | 3BL | INSTALLATION BLOC | 3BL24G | IEC.309 CLAVIJ/BASES | 3BL24G26F | 60 IEC.309 | 3BL24G26F647 | 62 90° SURF M SOCKET
GW63523 | BASE FIJA 90° SUP. IP67 3P+T 63A 230V | 133 | 1 | 2 | 4 | NR | 8011564024106 | 85366990 | 3BL00 | Installation | 3BL | INSTALLATION BLOC | 3BL24G | IEC.309 CLAVIJ/BASES | 3BL24G26F | 60 IEC.309 | 3BL24G26F647 | 62 90° SURF M SOCKET
GW63524 | BASE FIJA 90° SUP. IP67 3P+N+T 63A 230V | 134 | 1 | 2 | 4 | NR | 8011564024113 | 85366990 | 3BL00 | Installation | 3BL | INSTALLATION BLOC | 3BL24G | IEC.309 CLAVIJ/BASES | 3BL24G26F | 60 IEC.309 | 3BL24G26F647 | 62 90° SURF M SOCKET
GW63525 | BASE FIJA 90° SUP. IP67 2P+T 63A 400V | 122.5 | 1 | 2 | 4 | NR | 8011564024120 | 85366990 | 3BL00 | Installation | 3BL | INSTALLATION BLOC | 3BL24G | IEC.309 CLAVIJ/BASES | 3BL24G26F | 60 IEC.309 | 3BL24G26F647 | 62 90° SURF M SOCKET
GW63526 | BASE FIJA 90° SUP. IP67 3P+T 63A 400V | 115 | 1 | 2 | 4 | NR | 8011564024137 | 85366990 | 3BL00 | Installation | 3BL | INSTALLATION BLOC | 3BL24G | IEC.309 CLAVIJ/BASES | 3BL24G26F | 60 IEC.309 | 3BL24G26F647 | 62 90° SURF M SOCKET
GW63527 | BASE FIJA 90° SUP. IP67 3P+N+T 63A 400V | 117 | 1 | 2 | 4 | NR | 8011564024144 | 85366990 | 3BL00 | Installation | 3BL | INSTALLATION BLOC | 3BL24G | IEC.309 CLAVIJ/BASES | 3BL24G26F | 60 IEC.309 | 3BL24G26F647 | 62 90° SURF M SOCKET
GW63528 | BASE FIJA 90° SUP. IP67 3P+T 63A 500V | 133 | 1 | 2 | 4 | NR | 8011564024151 | 85366990 | 3BL00 | Installation | 3BL | INSTALLATION BLOC | 3BL24G | IEC.309 CLAVIJ/BASES | 3BL24G26F | 60 IEC.309 | 3BL24G26F647 | 62 90° SURF M SOCKET
GW63529 | BASE FIJA 90° SUP. IP67 3P+N+T 63A 500V | 134 | 1 | 2 | 4 | NR | 8011564024168 | 85366990 | 3BL00 | Installation | 3BL | INSTALLATION BLOC | 3BL24G | IEC.309 CLAVIJ/BASES | 3BL24G26F | 60 IEC.309 | 3BL24G26F647 | 62 90° SURF M SOCKET
GW64008 | MULTIPLICADOR IP67 2x 2P+T 16A 110V 4H | 83.5 | 1 | 5 | 20 | NR | 8011564007611 | 85366990 | 3BL00 | Installation | 3BL | INSTALLATION BLOC | 3BL24G | IEC.309 CLAVIJ/BASES | 3BL24G27F | 64 IEC.309 MULTIP. | 3BL24G27F651 | 64 TRIPLE SOCKET OUT
GW64010 | MULTIPLICADOR IP67 2x 2P+T 16A 230V 6H | 76 | 1 | 5 | 20 | NR | 8011564007581 | 85366990 | 3BL00 | Installation | 3BL | INSTALLATION BLOC | 3BL24G | IEC.309 CLAVIJ/BASES | 3BL24G27F | 64 IEC.309 MULTIP. | 3BL24G27F651 | 64 TRIPLE SOCKET OUT
GW64011 | MULTIPLICADOR IP67 2x 3P+T 16A 230V 9H | 100.5 | 1 | 5 | 10 | NR | 8011564007635 | 85366990 | 3BL00 | Installation | 3BL | INSTALLATION BLOC | 3BL24G | IEC.309 CLAVIJ/BASES | 3BL24G27F | 64 IEC.309 MULTIP. | 3BL24G27F651 | 64 TRIPLE SOCKET OUT
GW64012 | MULTIPLICADOR IP67 2x 3P+N+T 16A 230V | 113 | 1 | 5 | 10 | NR | 8011564007642 | 85366990 | 3BL00 | Installation | 3BL | INSTALLATION BLOC | 3BL24G | IEC.309 CLAVIJ/BASES | 3BL24G27F | 64 IEC.309 MULTIP. | 3BL24G27F651 | 64 TRIPLE SOCKET OUT
GW64013 | MULTIPLICADOR IP67 2x 3P+T 16A 400V | 88 | 1 | 5 | 10 | NR | 8011564007598 | 85366990 | 3BL00 | Installation | 3BL | INSTALLATION BLOC | 3BL24G | IEC.309 CLAVIJ/BASES | 3BL24G27F | 64 IEC.309 MULTIP. | 3BL24G27F651 | 64 TRIPLE SOCKET OUT
GW64014 | MULTIPLICADOR IP67 2x 3P+N+T 16A 400V | 99.5 | 1 | 5 | 10 | NR | 8011564007604 | 85366990 | 3BL00 | Installation | 3BL | INSTALLATION BLOC | 3BL24G | IEC.309 CLAVIJ/BASES | 3BL24G27F | 64 IEC.309 MULTIP. | 3BL24G27F651 | 64 TRIPLE SOCKET OUT
GW64022 | MULTIPLICADOR IP67 3x 2P+T 16A 110V 4H | 112 | 1 | 5 | 10 | NR | 8011564007895 | 85366990 | 3BL00 | Installation | 3BL | INSTALLATION BLOC | 3BL24G | IEC.309 CLAVIJ/BASES | 3BL24G27F | 64 IEC.309 MULTIP. | 3BL24G27F651 | 64 TRIPLE SOCKET OUT
GW64023 | MULTIPLICADOR IP67 3x 3P+T 16A 110V 4H | 126.5 | 1 | 5 | 10 | NR | 8011564007901 | 85366990 | 3BL00 | Installation | 3BL | INSTALLATION BLOC | 3BL24G | IEC.309 CLAVIJ/BASES | 3BL24G27F | 64 IEC.309 MULTIP. | 3BL24G27F651 | 64 TRIPLE SOCKET OUT
GW64024 | MULTIPLICADOR IP67 3x 2P+T 16A 230V 6H | 99 | 1 | 5 | 10 | NR | 8011564007864 | 85366990 | 3BL00 | Installation | 3BL | INSTALLATION BLOC | 3BL24G | IEC.309 CLAVIJ/BASES | 3BL24G27F | 64 IEC.309 MULTIP. | 3BL24G27F651 | 64 TRIPLE SOCKET OUT
GW64025 | MULTIPLICADOR IP67 3x 3P+T 16A 230V 9H | 126.5 | 1 | 5 | 10 | NR | 8011564007918 | 85366990 | 3BL00 | Installation | 3BL | INSTALLATION BLOC | 3BL24G | IEC.309 CLAVIJ/BASES | 3BL24G27F | 64 IEC.309 MULTIP. | 3BL24G27F651 | 64 TRIPLE SOCKET OUT
GW64026 | MULTIPLICADOR IP67 3x 3P+N+T 16A 230V | 153.5 | 1 | 5 | 10 | NR | 8011564007925 | 85366990 | 3BL00 | Installation | 3BL | INSTALLATION BLOC | 3BL24G | IEC.309 CLAVIJ/BASES | 3BL24G27F | 64 IEC.309 MULTIP. | 3BL24G27F651 | 64 TRIPLE SOCKET OUT
GW64027 | MULTIPLICADOR IP67 3x 3P+T 16A 400V | 114 | 1 | 5 | 10 | NR | 8011564007871 | 85366990 | 3BL00 | Installation | 3BL | INSTALLATION BLOC | 3BL24G | IEC.309 CLAVIJ/BASES | 3BL24G27F | 64 IEC.309 MULTIP. | 3BL24G27F651 | 64 TRIPLE SOCKET OUT
GW64028 | MULTIPLICADOR IP67 3x 3P+N+T 16A 400V | 135 | 1 | 5 | 10 | NR | 8011564007888 | 85366990 | 3BL00 | Installation | 3BL | INSTALLATION BLOC | 3BL24G | IEC.309 CLAVIJ/BASES | 3BL24G27F | 64 IEC.309 MULTIP. | 3BL24G27F651 | 64 TRIPLE SOCKET OUT
GW64050 | MULT. IP67 3x 2P+T 16A 110V CON CABLE | 182 | 1 | 1 | 6 | NR | 8011564007963 | 85366990 | 3BL00 | Installation | 3BL | INSTALLATION BLOC | 3BL24G | IEC.309 CLAVIJ/BASES | 3BL24G27F | 64 IEC.309 MULTIP. | 3BL24G27F651 | 64 TRIPLE SOCKET OUT
GW64052 | MULT. IP67 3x 2P+T 16A 230V CON CABLE | 171.5 | 1 | 1 | 6 | NR | 8011564007932 | 85366990 | 3BL00 | Installation | 3BL | INSTALLATION BLOC | 3BL24G | IEC.309 CLAVIJ/BASES | 3BL24G27F | 64 IEC.309 MULTIP. | 3BL24G27F651 | 64 TRIPLE SOCKET OUT
GW64055 | MULT. IP67 3x 3P+T 16A 400V CON CABLE | 193.5 | 1 | 1 | 3 | NR | 8011564007949 | 85366990 | 3BL00 | Installation | 3BL | INSTALLATION BLOC | 3BL24G | IEC.309 CLAVIJ/BASES | 3BL24G27F | 64 IEC.309 MULTIP. | 3BL24G27F651 | 64 TRIPLE SOCKET OUT
GW64056 | MULT. IP67 3x 3P+N+T 16A 400V CON CABLE | 225 | 1 | 1 | 3 | NR | 8011564007956 | 85366990 | 3BL00 | Installation | 3BL | INSTALLATION BLOC | 3BL24G | IEC.309 CLAVIJ/BASES | 3BL24G27F | 64 IEC.309 MULTIP. | 3BL24G27F651 | 64 TRIPLE SOCKET OUT
GW64059 | ADAPT. IP67 3P+N+T 16A 2S.2P+T/1U.3P+N+T | 162 | 1 | 5 | 10 | NR | 8011564024397 | 85366990 | 3BL00 | Installation | 3BL | INSTALLATION BLOC | 3BL24G | IEC.309 CLAVIJ/BASES | 3BL24G27F | 64 IEC.309 MULTIP. | 3BL24G27F653 | 64 IND. SOCK ADAPTOR
GW64060 | ADAPT. IP67 3P+N+T16A S.2P+T/3P+T/3P+N+T | 174.5 | 1 | 5 | 10 | NR | 8011564024380 | 85366990 | 3BL00 | Installation | 3BL | INSTALLATION BLOC | 3BL24G | IEC.309 CLAVIJ/BASES | 3BL24G27F | 64 IEC.309 MULTIP. | 3BL24G27F653 | 64 IND. SOCK ADAPTOR
GW64061 | ADAPT. IP67 3P+N+T32A S.2P+T/3P+T/3P+N+T | 243.5 | 1 | 1 | 5 | NR | 8011564024366 | 85366990 | 3BL00 | Installation | 3BL | INSTALLATION BLOC | 3BL24G | IEC.309 CLAVIJ/BASES | 3BL24G27F | 64 IEC.309 MULTIP. | 3BL24G27F653 | 64 IND. SOCK ADAPTOR
GW64062 | ADAPTADOR IP67 2P+T 32A 3S.2P+T 16A 6H | 150.5 | 1 | 5 | 10 | NR | 8011564024434 | 85366990 | 3BL00 | Installation | 3BL | INSTALLATION BLOC | 3BL24G | IEC.309 CLAVIJ/BASES | 3BL24G27F | 64 IEC.309 MULTIP. | 3BL24G27F653 | 64 IND. SOCK ADAPTOR
GW64063 | ADAPTADOR IP67 3P+N+T32A 3.SAL 16A | 185 | 1 | 5 | 10 | NR | 8011564024441 | 85366990 | 3BL00 | Installation | 3BL | INSTALLATION BLOC | 3BL24G | IEC.309 CLAVIJ/BASES | 3BL24G27F | 64 IEC.309 MULTIP. | 3BL24G27F653 | 64 IND. SOCK ADAPTOR
GW64064 | ADAPT. IP67 3P+N+T32A 1.SAL 16A 2x 32A | 198.5 | 1 | 1 | 5 | NR | 8011564024410 | 85366990 | 3BL00 | Installation | 3BL | INSTALLATION BLOC | 3BL24G | IEC.309 CLAVIJ/BASES | 3BL24G27F | 64 IEC.309 MULTIP. | 3BL24G27F653 | 64 IND. SOCK ADAPTOR
GW64065 | ADAPT. IP67 3P+N+T 63A 2.SAL32A 1x 63A | 399.5 | 1 | 1 | 2 | NR | 8011564024427 | 85366990 | 3BL00 | Installation | 3BL | INSTALLATION BLOC | 3BL24G | IEC.309 CLAVIJ/BASES | 3BL24G27F | 64 IEC.309 MULTIP. | 3BL24G27F653 | 64 IND. SOCK ADAPTOR
GW64066 | INVERSOR 3P+T 16A 400V | 49.85 | 1 | 10 | 20 | NR | 8011564024564 | 85366990 | 3BL00 | Installation | 3BL | INSTALLATION BLOC | 3BL24G | IEC.309 CLAVIJ/BASES | 3BL24G27F | 64 IEC.309 MULTIP. | 3BL24G27F653 | 64 IND. SOCK ADAPTOR
GW64067 | INVERSOR 3P+N+T 16A 400V | 57 | 1 | 10 | 20 | NR | 8011564024571 | 85366990 | 3BL00 | Installation | 3BL | INSTALLATION BLOC | 3BL24G | IEC.309 CLAVIJ/BASES | 3BL24G27F | 64 IEC.309 MULTIP. | 3BL24G27F653 | 64 IND. SOCK ADAPTOR
GW64068 | MULTIPLICADOR IP67 3x 3P+T 32A 400V 6H | 198.5 | 1 | 1 | 4 | NR | 8011564024489 | 85366990 | 3BL00 | Installation | 3BL | INSTALLATION BLOC | 3BL24G | IEC.309 CLAVIJ/BASES | 3BL24G27F | 64 IEC.309 MULTIP. | 3BL24G27F651 | 64 TRIPLE SOCKET OUT
GW64203 | ADAPT. 16A-2P+T-230V/2P+T-10/16A B.FR. | 29.7 | 1 | 10 | 40 | NR | 8011564008021 | 85366990 | 3BL00 | Installation | 3BL | INSTALLATION BLOC | 3BL24G | IEC.309 CLAVIJ/BASES | 3BL24G27F | 64 IEC.309 MULTIP. | 3BL24G27F655 | 64 IND/DOM SOCK ADAP
GW64204 | ADAPTADOR IC 2P+T 16A 230V-2P+T 13A ING | 35.45 | 1 | 10 | 40 | NR | 8011564008038 | 85366990 | 3BL00 | Installation | 3BL | INSTALLATION BLOC | 3BL24G | IEC.309 CLAVIJ/BASES | 3BL24G27F | 64 IEC.309 MULTIP. | 3BL24G27F655 | 64 IND/DOM SOCK ADAP
GW64206 | ADAPTADOR IC 2P+T 16A 230V 6H -2M SYSTEM | 17.25 | 1 | 10 | 40 | NR | 8011564008052 | 85366990 | 3BL00 | Installation | 3BL | INSTALLATION BLOC | 3BL24G | IEC.309 CLAVIJ/BASES | 3BL24G27F | 64 IEC.309 MULTIP. | 3BL24G27F655 | 64 IND/DOM SOCK ADAP
GW64207 | ADAPTADOR IC 3P+N+T 400V -2M SYSTEM | 24.75 | 1 | 10 | 40 | NR | 8011564024229 | 85366990 | 3BL00 | Installation | 3BL | INSTALLATION BLOC | 3BL24G | IEC.309 CLAVIJ/BASES | 3BL24G27F | 64 IEC.309 MULTIP. | 3BL24G27F655 | 64 IND/DOM SOCK ADAP
GW64208 | ADAPT. CI S17 2P+T 16A 250V-2P+T 16A 6H | 34.4 | 1 | 10 | 40 | NR | 8011564024502 | 85366990 | 3BL00 | Installation | 3BL | INSTALLATION BLOC | 3BL24G | IEC.309 CLAVIJ/BASES | 3BL24G27F | 64 IEC.309 MULTIP. | 3BL24G27F655 | 64 IND/DOM SOCK ADAP
GW64209 | ADAPT. CI UNEL/FR.2P+T 16A -2P+T 16A 6H | 41.8 | 1 | 10 | 40 | NR | 8011564024496 | 85366990 | 3BL00 | Installation | 3BL | INSTALLATION BLOC | 3BL24G | IEC.309 CLAVIJ/BASES | 3BL24G27F | 64 IEC.309 MULTIP. | 3BL24G27F655 | 64 IND/DOM SOCK ADAP
GW64210 | ADAPT.IC 2P+T 16A 230V 6H/2P+T 16A SCH | 29.7 | 1 | 10 | 40 | NR | 8011564065802 | 85366990 | 3BL00 | Installation | 3BL | INSTALLATION BLOC | 3BL24G | IEC.309 CLAVIJ/BASES | 3BL24G27F | 64 IEC.309 MULTIP. | 3BL24G27F655 | 64 IND/DOM SOCK ADAP
GW64211 | ADAPTADOR IC 2P+T 16A 230V-2 2P+T BIVAL. | 37.45 | 1 | 10 | 40 | NR | 8011564024052 | 85366990 | 3BL00 | Installation | 3BL | INSTALLATION BLOC | 3BL24G | IEC.309 CLAVIJ/BASES | 3BL24G27F | 64 IEC.309 MULTIP. | 3BL24G27F655 | 64 IND/DOM SOCK ADAP
GW64212 | ADAPT.IC 2P+T 16A 230V-2P+T UNEL/BIV. | 29.8 | 1 | 10 | 40 | NR | 8011564024038 | 85366990 | 3BL00 | Installation | 3BL | INSTALLATION BLOC | 3BL24G | IEC.309 CLAVIJ/BASES | 3BL24G27F | 64 IEC.309 MULTIP. | 3BL24G27F655 | 64 IND/DOM SOCK ADAP
GW64216 | ADAPTADOR IC 3P+N+T 400V-2 2P+T BIVAL | 51 | 1 | 10 | 40 | NR | 8011564024298 | 85366990 | 3BL00 | Installation | 3BL | INSTALLATION BLOC | 3BL24G | IEC.309 CLAVIJ/BASES | 3BL24G27F | 64 IEC.309 MULTIP. | 3BL24G27F655 | 64 IND/DOM SOCK ADAP
GW64217 | ADAPTADOR IC 3P+N+T 400V-2P+T UNEL/BIV. | 47.4 | 1 | 10 | 40 | NR | 8011564024304 | 85366990 | 3BL00 | Installation | 3BL | INSTALLATION BLOC | 3BL24G | IEC.309 CLAVIJ/BASES | 3BL24G27F | 64 IEC.309 MULTIP. | 3BL24G27F655 | 64 IND/DOM SOCK ADAP
GW64221 | ADAPTADOR IC 2P+T 230V-BIVALEN | 94.5 | 1 | 5 | 20 | NR | 8011564024359 | 85366990 | 3BL00 | Installation | 3BL | INSTALLATION BLOC | 3BL24G | IEC.309 CLAVIJ/BASES | 3BL24G27F | 64 IEC.309 MULTIP. | 3BL24G27F655 | 64 IND/DOM SOCK ADAP
GW64222 | ADAPTADOR IC 2P+T 230V-UNEL/BIV. | 88 | 1 | 5 | 20 | NR | 8011564024342 | 85366990 | 3BL00 | Installation | 3BL | INSTALLATION BLOC | 3BL24G | IEC.309 CLAVIJ/BASES | 3BL24G27F | 64 IEC.309 MULTIP. | 3BL24G27F655 | 64 IND/DOM SOCK ADAP
GW64223 | ADAPTADOR IC 2P+T 230V-2M SYSTEM | 68.5 | 1 | 5 | 20 | NR | 8011564024212 | 85366990 | 3BL00 | Installation | 3BL | INSTALLATION BLOC | 3BL24G | IEC.309 CLAVIJ/BASES | 3BL24G27F | 64 IEC.309 MULTIP. | 3BL24G27F655 | 64 IND/DOM SOCK ADAP
GW64231 | ADAPTADOR IC 2P+T 230V-UNEL/2xBIVALENTE | 123.5 | 1 | 5 | 20 | NR | 8011564024526 | 85366990 | 3BL00 | Installation | 3BL | INSTALLATION BLOC | 3BL24G | IEC.309 CLAVIJ/BASES | 3BL24G27F | 64 IEC.309 MULTIP. | 3BL24G27F655 | 64 IND/DOM SOCK ADAP
GW64232 | ADAPTADOR IC 2P+T 230V-4M SYSTEM | 77 | 1 | 5 | 20 | NR | 8011564024250 | 85366990 | 3BL00 | Installation | 3BL | INSTALLATION BLOC | 3BL24G | IEC.309 CLAVIJ/BASES | 3BL24G27F | 64 IEC.309 MULTIP. | 3BL24G27F655 | 64 IND/DOM SOCK ADAP
GW64236 | ADAPTADOR IC 3P+N+T 400V-UNEL/BIV.2 BIV. | 144.5 | 1 | 5 | 10 | NR | 8011564024519 | 85366990 | 3BL00 | Installation | 3BL | INSTALLATION BLOC | 3BL24G | IEC.309 CLAVIJ/BASES | 3BL24G27F | 64 IEC.309 MULTIP. | 3BL24G27F655 | 64 IND/DOM SOCK ADAP
GW64237 | ADAPTADOR IC 3P+N+T 400V-4M SYSTEM | 94.5 | 1 | 5 | 10 | NR | 8011564024243 | 85366990 | 3BL00 | Installation | 3BL | INSTALLATION BLOC | 3BL24G | IEC.309 CLAVIJ/BASES | 3BL24G27F | 64 IEC.309 MULTIP. | 3BL24G27F655 | 64 IND/DOM SOCK ADAP
GW64256 | ADAPTADOR IC 3P+N+T 400V-UNEL/B.2BIV.CAB | 198.5 | 1 | 1 | 3 | NR | 8011564024533 | 85366990 | 3BL00 | Installation | 3BL | INSTALLATION BLOC | 3BL24G | IEC.309 CLAVIJ/BASES | 3BL24G27F | 64 IEC.309 MULTIP. | 3BL24G27F655 | 64 IND/DOM SOCK ADAP
GW64263 | ADAPTADOR CI 2BIV/UNEL.B/2P+T 16A 6H CAB | 167.5 | 1 | 1 | 6 | NR | 8011564024458 | 85366990 | 3BL00 | Installation | 3BL | INSTALLATION BLOC | 3BL24G | IEC.309 CLAVIJ/BASES | 3BL24G27F | 64 IEC.309 MULTIP. | 3BL24G27F655 | 64 IND/DOM SOCK ADAP
GW64265 | ADAPTADOR PRED.-2+2 M.SYS/2P+T 16A | 52.5 | 1 | 5 | 20 | NR | 8011564024540 | 85366990 | 3BL00 | Installation | 3BL | INSTALLATION BLOC | 3BL24G | IEC.309 CLAVIJ/BASES | 3BL24G27F | 64 IEC.309 MULTIP. | 3BL24G27F655 | 64 IND/DOM SOCK ADAP
GW66001 | BASE INTER. C/F. HZ 2P+T 16A 110V | 73.5 | 1 | 1 | 12 | NR | 8011564005792 | 85366990 | 3BL00 | Installation | 3BL | INSTALLATION BLOC | 3BL24G | IEC.309 CLAVIJ/BASES | 3BL24G29F | BASES INTERBLOQ. | 3BL24G29F661 | IB SOCKET IP44 SBF
GW66002 | BASE INTERBL. C/F. HZ 3P+T 16A 110V | 92.5 | 1 | 1 | 12 | NR | 8011564005853 | 85366990 | 3BL00 | Installation | 3BL | INSTALLATION BLOC | 3BL24G | IEC.309 CLAVIJ/BASES | 3BL24G29F | BASES INTERBLOQ. | 3BL24G29F661 | IB SOCKET IP44 SBF
GW66003 | BASE INTERBL. C/F. HZ .3P+N+T 16A 110V | 104.5 | 1 | 1 | 12 | NR | 8011564005877 | 85366990 | 3BL00 | Installation | 3BL | INSTALLATION BLOC | 3BL24G | IEC.309 CLAVIJ/BASES | 3BL24G29F | BASES INTERBLOQ. | 3BL24G29F661 | IB SOCKET IP44 SBF
GW66004 | BASE INTERBL. C/F. HZ 2P+T 16A 230V | 73 | 1 | 1 | 12 | NR | 8011564005808 | 85366990 | 3BL00 | Installation | 3BL | INSTALLATION BLOC | 3BL24G | IEC.309 CLAVIJ/BASES | 3BL24G29F | BASES INTERBLOQ. | 3BL24G29F661 | IB SOCKET IP44 SBF
GW66005 | BASE INTERBL. C/F. HZ 3P+T 16A 230V | 91 | 1 | 1 | 12 | NR | 8011564005815 | 85366990 | 3BL00 | Installation | 3BL | INSTALLATION BLOC | 3BL24G | IEC.309 CLAVIJ/BASES | 3BL24G29F | BASES INTERBLOQ. | 3BL24G29F661 | IB SOCKET IP44 SBF
GW66006 | BASE INTERBL. C/F. HZ 3P+N+T 16A 230V | 104 | 1 | 1 | 12 | NR | 8011564005884 | 85366990 | 3BL00 | Installation | 3BL | INSTALLATION BLOC | 3BL24G | IEC.309 CLAVIJ/BASES | 3BL24G29F | BASES INTERBLOQ. | 3BL24G29F661 | IB SOCKET IP44 SBF
GW66007 | BASE INTERBL. C/F. HZ 2P+T 16A 400V | 85 | 1 | 1 | 12 | NR | 8011564005846 | 85366990 | 3BL00 | Installation | 3BL | INSTALLATION BLOC | 3BL24G | IEC.309 CLAVIJ/BASES | 3BL24G29F | BASES INTERBLOQ. | 3BL24G29F661 | IB SOCKET IP44 SBF
GW66008 | BASE INTERBL. C/F. HZ 3P+T 16A 400V | 78.5 | 1 | 1 | 12 | NR | 8011564005822 | 85366990 | 3BL00 | Installation | 3BL | INSTALLATION BLOC | 3BL24G | IEC.309 CLAVIJ/BASES | 3BL24G29F | BASES INTERBLOQ. | 3BL24G29F661 | IB SOCKET IP44 SBF
GW66009 | BASE INTERBL. C/F. HZ 3P+N+T 16A 400V | 87 | 1 | 1 | 12 | NR | 8011564005839 | 85366990 | 3BL00 | Installation | 3BL | INSTALLATION BLOC | 3BL24G | IEC.309 CLAVIJ/BASES | 3BL24G29F | BASES INTERBLOQ. | 3BL24G29F661 | IB SOCKET IP44 SBF
GW66010 | BASE INTERBL. C/F. HZ 3P+T 16A 500V | 94 | 1 | 1 | 12 | NR | 8011564005860 | 85366990 | 3BL00 | Installation | 3BL | INSTALLATION BLOC | 3BL24G | IEC.309 CLAVIJ/BASES | 3BL24G29F | BASES INTERBLOQ. | 3BL24G29F661 | IB SOCKET IP44 SBF
GW66011 | BASE INTERBL. C/F. HZ 3P+N+T 16A 500V | 104 | 1 | 1 | 12 | NR | 8011564006096 | 85366990 | 3BL00 | Installation | 3BL | INSTALLATION BLOC | 3BL24G | IEC.309 CLAVIJ/BASES | 3BL24G29F | BASES INTERBLOQ. | 3BL24G29F661 | IB SOCKET IP44 SBF
GW66012 | BASE INTERBL. C/F. HZ 2P+T 32A 110V | 94 | 1 | 1 | 12 | NR | 8011564006140 | 85366990 | 3BL00 | Installation | 3BL | INSTALLATION BLOC | 3BL24G | IEC.309 CLAVIJ/BASES | 3BL24G29F | BASES INTERBLOQ. | 3BL24G29F661 | IB SOCKET IP44 SBF
GW66013 | BASE INTERBL. C/F. HZ 3P+T 32A 110V | 113 | 1 | 1 | 12 | NR | 8011564006164 | 85366990 | 3BL00 | Installation | 3BL | INSTALLATION BLOC | 3BL24G | IEC.309 CLAVIJ/BASES | 3BL24G29F | BASES INTERBLOQ. | 3BL24G29F661 | IB SOCKET IP44 SBF
GW66014 | BASE INTERBL. C/F. HZ 3P+N+T 32A 110V | 123.5 | 1 | 1 | 12 | NR | 8011564006195 | 85366990 | 3BL00 | Installation | 3BL | INSTALLATION BLOC | 3BL24G | IEC.309 CLAVIJ/BASES | 3BL24G29F | BASES INTERBLOQ. | 3BL24G29F661 | IB SOCKET IP44 SBF
GW66015 | BASE INTERBL. C/F. HZ 2P+T 32A 230V | 84.5 | 1 | 1 | 12 | NR | 8011564006102 | 85366990 | 3BL00 | Installation | 3BL | INSTALLATION BLOC | 3BL24G | IEC.309 CLAVIJ/BASES | 3BL24G29F | BASES INTERBLOQ. | 3BL24G29F661 | IB SOCKET IP44 SBF
GW66016 | BASE INTERBL. C/F. HZ 3P+T 32A 230V | 113 | 1 | 1 | 12 | NR | 8011564006171 | 85366990 | 3BL00 | Installation | 3BL | INSTALLATION BLOC | 3BL24G | IEC.309 CLAVIJ/BASES | 3BL24G29F | BASES INTERBLOQ. | 3BL24G29F661 | IB SOCKET IP44 SBF
GW66017 | BASE INTERBL. C/F. HZ 3P+N+T 32A 230V | 123.5 | 1 | 1 | 12 | NR | 8011564006201 | 85366990 | 3BL00 | Installation | 3BL | INSTALLATION BLOC | 3BL24G | IEC.309 CLAVIJ/BASES | 3BL24G29F | BASES INTERBLOQ. | 3BL24G29F661 | IB SOCKET IP44 SBF
GW66018 | BASE INTERBL. C/F. HZ 2P+T 32A 400V | 101 | 1 | 1 | 12 | NR | 8011564006157 | 85366990 | 3BL00 | Installation | 3BL | INSTALLATION BLOC | 3BL24G | IEC.309 CLAVIJ/BASES | 3BL24G29F | BASES INTERBLOQ. | 3BL24G29F661 | IB SOCKET IP44 SBF
GW66019 | BASE INTERBL. C/F. HZ 3P+T 32A 400V | 94.5 | 1 | 1 | 12 | NR | 8011564006126 | 85366990 | 3BL00 | Installation | 3BL | INSTALLATION BLOC | 3BL24G | IEC.309 CLAVIJ/BASES | 3BL24G29F | BASES INTERBLOQ. | 3BL24G29F661 | IB SOCKET IP44 SBF
GW66020 | BASE INTERBL. C/F. HZ 3P+N+T 32A 400V | 105.5 | 1 | 1 | 12 | NR | 8011564006133 | 85366990 | 3BL00 | Installation | 3BL | INSTALLATION BLOC | 3BL24G | IEC.309 CLAVIJ/BASES | 3BL24G29F | BASES INTERBLOQ. | 3BL24G29F661 | IB SOCKET IP44 SBF
GW66021 | BASE INTERBL. C/F. HZ 3P+T 32A 500V | 114 | 1 | 1 | 12 | NR | 8011564006188 | 85366990 | 3BL00 | Installation | 3BL | INSTALLATION BLOC | 3BL24G | IEC.309 CLAVIJ/BASES | 3BL24G29F | BASES INTERBLOQ. | 3BL24G29F661 | IB SOCKET IP44 SBF
GW66022 | BASE INTERBL. C/F. HZ 3P+N+T 32A 500V | 125.5 | 1 | 1 | 12 | NR | 8011564006218 | 85366990 | 3BL00 | Installation | 3BL | INSTALLATION BLOC | 3BL24G | IEC.309 CLAVIJ/BASES | 3BL24G29F | BASES INTERBLOQ. | 3BL24G29F661 | IB SOCKET IP44 SBF
GW66023 | BASE INTERBL. C/F. HZ 2P+T 16A 110V CBF | 115 | 1 | 1 | 12 | NR | 8011564005891 | 85366990 | 3BL00 | Installation | 3BL | INSTALLATION BLOC | 3BL24G | IEC.309 CLAVIJ/BASES | 3BL24G29F | BASES INTERBLOQ. | 3BL24G29F663 | IB SOCKET IP44 CBF
GW66024 | BASE INTERBL. C/F. HZ 3P+T 16A 110V CBF | 145.5 | 1 | 1 | 12 | NR | 8011564005952 | 85366990 | 3BL00 | Installation | 3BL | INSTALLATION BLOC | 3BL24G | IEC.309 CLAVIJ/BASES | 3BL24G29F | BASES INTERBLOQ. | 3BL24G29F663 | IB SOCKET IP44 CBF
GW66025 | BASE INTER. C/F. HZ .3P+N+T 16A 110V CBF | 156 | 1 | 1 | 12 | NR | 8011564005976 | 85366990 | 3BL00 | Installation | 3BL | INSTALLATION BLOC | 3BL24G | IEC.309 CLAVIJ/BASES | 3BL24G29F | BASES INTERBLOQ. | 3BL24G29F663 | IB SOCKET IP44 CBF
GW66026 | BASE INTERBL. C/F. HZ 2P+T 16A 230V CBF | 105.5 | 1 | 1 | 12 | NR | 8011564005907 | 85366990 | 3BL00 | Installation | 3BL | INSTALLATION BLOC | 3BL24G | IEC.309 CLAVIJ/BASES | 3BL24G29F | BASES INTERBLOQ. | 3BL24G29F663 | IB SOCKET IP44 CBF
GW66027 | BASE INTERBL. C/F. HZ 3P+T 16A 230V CBF | 143 | 1 | 1 | 12 | NR | 8011564005914 | 85366990 | 3BL00 | Installation | 3BL | INSTALLATION BLOC | 3BL24G | IEC.309 CLAVIJ/BASES | 3BL24G29F | BASES INTERBLOQ. | 3BL24G29F663 | IB SOCKET IP44 CBF
GW66028 | BASE INTERB. C/F. HZ 3P+N+T 16A 230V CBF | 153.5 | 1 | 1 | 12 | NR | 8011564005983 | 85366990 | 3BL00 | Installation | 3BL | INSTALLATION BLOC | 3BL24G | IEC.309 CLAVIJ/BASES | 3BL24G29F | BASES INTERBLOQ. | 3BL24G29F663 | IB SOCKET IP44 CBF
GW66029 | BASE INTERBL. C/F. HZ 2P+T 16A 400V CBF | 124.5 | 1 | 1 | 12 | NR | 8011564005945 | 85366990 | 3BL00 | Installation | 3BL | INSTALLATION BLOC | 3BL24G | IEC.309 CLAVIJ/BASES | 3BL24G29F | BASES INTERBLOQ. | 3BL24G29F663 | IB SOCKET IP44 CBF
GW66030 | BASE INTERBL. C/F. HZ 3P+T 16A 400V CBF | 123.5 | 1 | 1 | 12 | NR | 8011564005921 | 85366990 | 3BL00 | Installation | 3BL | INSTALLATION BLOC | 3BL24G | IEC.309 CLAVIJ/BASES | 3BL24G29F | BASES INTERBLOQ. | 3BL24G29F663 | IB SOCKET IP44 CBF
GW66031 | BASE INTERB. C/F. HZ 3P+N+T 16A 400V CBF | 131.5 | 1 | 1 | 12 | NR | 8011564005938 | 85366990 | 3BL00 | Installation | 3BL | INSTALLATION BLOC | 3BL24G | IEC.309 CLAVIJ/BASES | 3BL24G29F | BASES INTERBLOQ. | 3BL24G29F663 | IB SOCKET IP44 CBF
GW66032 | BASE INTERBL. C/F. HZ 3P+T 16A 500V CBF | 153.5 | 1 | 1 | 12 | NR | 8011564005969 | 85366990 | 3BL00 | Installation | 3BL | INSTALLATION BLOC | 3BL24G | IEC.309 CLAVIJ/BASES | 3BL24G29F | BASES INTERBLOQ. | 3BL24G29F663 | IB SOCKET IP44 CBF
GW66033 | BASE INTERB. C/F. HZ 3P+N+T 16A 500V CBF | 162 | 1 | 1 | 12 | NR | 8011564005990 | 85366990 | 3BL00 | Installation | 3BL | INSTALLATION BLOC | 3BL24G | IEC.309 CLAVIJ/BASES | 3BL24G29F | BASES INTERBLOQ. | 3BL24G29F663 | IB SOCKET IP44 CBF
GW66034 | BASE INTERBL. C/F. HZ 2P+T 32A 110V CBF | 163 | 1 | 1 | 12 | NR | 8011564006010 | 85366990 | 3BL00 | Installation | 3BL | INSTALLATION BLOC | 3BL24G | IEC.309 CLAVIJ/BASES | 3BL24G29F | BASES INTERBLOQ. | 3BL24G29F663 | IB SOCKET IP44 CBF
GW66035 | BASE INTERBL. C/F. HZ 3P+T 32A 110V CBF | 207 | 1 | 1 | 12 | NR | 8011564006058 | 85366990 | 3BL00 | Installation | 3BL | INSTALLATION BLOC | 3BL24G | IEC.309 CLAVIJ/BASES | 3BL24G29F | BASES INTERBLOQ. | 3BL24G29F663 | IB SOCKET IP44 CBF
GW66036 | BASE INTERB. C/F. HZ 3P+N+T 32A 110V CBF | 223.5 | 1 | 1 | 12 | NR | 8011564006089 | 85366990 | 3BL00 | Installation | 3BL | INSTALLATION BLOC | 3BL24G | IEC.309 CLAVIJ/BASES | 3BL24G29F | BASES INTERBLOQ. | 3BL24G29F663 | IB SOCKET IP44 CBF
GW66037 | BASE INTERBL. C/F. HZ 2P+T 32A 230V CBF | 158 | 1 | 1 | 12 | NR | 8011564006003 | 85366990 | 3BL00 | Installation | 3BL | INSTALLATION BLOC | 3BL24G | IEC.309 CLAVIJ/BASES | 3BL24G29F | BASES INTERBLOQ. | 3BL24G29F663 | IB SOCKET IP44 CBF
GW66038 | BASE INTERBL. C/F. HZ 3P+T 32A 230V CBF | 213.5 | 1 | 1 | 12 | NR | 8011564006065 | 85366990 | 3BL00 | Installation | 3BL | INSTALLATION BLOC | 3BL24G | IEC.309 CLAVIJ/BASES | 3BL24G29F | BASES INTERBLOQ. | 3BL24G29F663 | IB SOCKET IP44 CBF
GW66039 | BASE INTERB. C/F. HZ 3P+N+T 32A 230V CBF | 223.5 | 1 | 1 | 12 | NR | 8011564006119 | 85366990 | 3BL00 | Installation | 3BL | INSTALLATION BLOC | 3BL24G | IEC.309 CLAVIJ/BASES | 3BL24G29F | BASES INTERBLOQ. | 3BL24G29F663 | IB SOCKET IP44 CBF
GW66040 | BASE INTERBL. C/F. HZ 2P+T 32A 400V CBF | 174.5 | 1 | 1 | 12 | NR | 8011564006041 | 85366990 | 3BL00 | Installation | 3BL | INSTALLATION BLOC | 3BL24G | IEC.309 CLAVIJ/BASES | 3BL24G29F | BASES INTERBLOQ. | 3BL24G29F663 | IB SOCKET IP44 CBF
GW66041 | BASE INTERBL. C/F. HZ 3P+T 32A 400V CBF | 192.5 | 1 | 1 | 12 | NR | 8011564006027 | 85366990 | 3BL00 | Installation | 3BL | INSTALLATION BLOC | 3BL24G | IEC.309 CLAVIJ/BASES | 3BL24G29F | BASES INTERBLOQ. | 3BL24G29F663 | IB SOCKET IP44 CBF
GW66042 | BASE INTERB. C/F. HZ 3P+N+T 32A 400V CBF | 188 | 1 | 1 | 12 | NR | 8011564006034 | 85366990 | 3BL00 | Installation | 3BL | INSTALLATION BLOC | 3BL24G | IEC.309 CLAVIJ/BASES | 3BL24G29F | BASES INTERBLOQ. | 3BL24G29F663 | IB SOCKET IP44 CBF
GW66043 | BASE INTERBL. C/F. HZ 3P+T 32A 500V CBF | 209 | 1 | 1 | 12 | NR | 8011564006072 | 85366990 | 3BL00 | Installation | 3BL | INSTALLATION BLOC | 3BL24G | IEC.309 CLAVIJ/BASES | 3BL24G29F | BASES INTERBLOQ. | 3BL24G29F663 | IB SOCKET IP44 CBF
GW66044 | BASE INTERB. C/F. HZ 3P+N+T 32A 500V CBF | 223.5 | 1 | 1 | 12 | NR | 8011564006225 | 85366990 | 3BL00 | Installation | 3BL | INSTALLATION BLOC | 3BL24G | IEC.309 CLAVIJ/BASES | 3BL24G29F | BASES INTERBLOQ. | 3BL24G29F663 | IB SOCKET IP44 CBF
GW66051N | BASE AUTOMATIKA C/F. 2P+T 16A 110V 4H MT | 187 | 1 | 1 | 12 | NR | 8011564740815 | 85366990 | 3BL00 | Installation | 3BL | INSTALLATION BLOC | 3BL24G | IEC.309 CLAVIJ/BASES | 3BL24G29F | BASES INTERBLOQ. | 3BL24G29F668 | IB SOCKET IP67 MCBS
GW66052N | BASE AUTOMATIKA C/F. 3P+T 16A 110V 4H MT | 235.5 | 1 | 1 | 12 | NR | 8011564740822 | 85366990 | 3BL00 | Installation | 3BL | INSTALLATION BLOC | 3BL24G | IEC.309 CLAVIJ/BASES | 3BL24G29F | BASES INTERBLOQ. | 3BL24G29F668 | IB SOCKET IP67 MCBS
GW66053N | BASE AUTOMAT. C/F 3P+N+T 16A 110V 4H MT | 262.5 | 1 | 1 | 12 | NR | 8011564740839 | 85366990 | 3BL00 | Installation | 3BL | INSTALLATION BLOC | 3BL24G | IEC.309 CLAVIJ/BASES | 3BL24G29F | BASES INTERBLOQ. | 3BL24G29F668 | IB SOCKET IP67 MCBS
GW66054N | BASE AUTOMATIKA C/F. 2P+T 16A 230V 6H MT | 162 | 1 | 1 | 12 | NR | 8011564742482 | 85366990 | 3BL00 | Installation | 3BL | INSTALLATION BLOC | 3BL24G | IEC.309 CLAVIJ/BASES | 3BL24G29F | BASES INTERBLOQ. | 3BL24G29F668 | IB SOCKET IP67 MCBS
GW66055N | BASE AUTOMATIKA C/F. 3P+T 16A 230V 9H MT | 242.5 | 1 | 1 | 12 | NR | 8011564740846 | 85366990 | 3BL00 | Installation | 3BL | INSTALLATION BLOC | 3BL24G | IEC.309 CLAVIJ/BASES | 3BL24G29F | BASES INTERBLOQ. | 3BL24G29F668 | IB SOCKET IP67 MCBS
GW66056N | BASE AUTOMAT. C/F. 3P+N+T 16A 230V 9H MT | 271 | 1 | 1 | 12 | NR | 8011564740853 | 85366990 | 3BL00 | Installation | 3BL | INSTALLATION BLOC | 3BL24G | IEC.309 CLAVIJ/BASES | 3BL24G29F | BASES INTERBLOQ. | 3BL24G29F668 | IB SOCKET IP67 MCBS
GW66057N | BASE AUTOMATIKA C/F. 2P+T 16A 400V 9H MT | 192.5 | 1 | 1 | 12 | NR | 8011564740860 | 85366990 | 3BL00 | Installation | 3BL | INSTALLATION BLOC | 3BL24G | IEC.309 CLAVIJ/BASES | 3BL24G29F | BASES INTERBLOQ. | 3BL24G29F668 | IB SOCKET IP67 MCBS
GW66058N | BASE AUTOMATIKA C/F. 3P+T 16A 400V 6H MT | 203 | 1 | 1 | 12 | NR | 8011564740877 | 85366990 | 3BL00 | Installation | 3BL | INSTALLATION BLOC | 3BL24G | IEC.309 CLAVIJ/BASES | 3BL24G29F | BASES INTERBLOQ. | 3BL24G29F668 | IB SOCKET IP67 MCBS
GW66059N | BASE AUTOMAT. C/F 3P+N+T 16A 400V 6H MT | 232 | 1 | 1 | 12 | NR | 8011564742499 | 85366990 | 3BL00 | Installation | 3BL | INSTALLATION BLOC | 3BL24G | IEC.309 CLAVIJ/BASES | 3BL24G29F | BASES INTERBLOQ. | 3BL24G29F668 | IB SOCKET IP67 MCBS
GW66062N | BASE AUTOMATIKA C/F. 2P+T 32A 110V 4H MT | 242.5 | 1 | 1 | 12 | NR | 8011564740884 | 85366990 | 3BL00 | Installation | 3BL | INSTALLATION BLOC | 3BL24G | IEC.309 CLAVIJ/BASES | 3BL24G29F | BASES INTERBLOQ. | 3BL24G29F668 | IB SOCKET IP67 MCBS
GW66063N | BASE AUTOMATIKA C/F. 3P+T 32A 110V 4H MT | 313.5 | 1 | 1 | 12 | NR | 8011564740891 | 85366990 | 3BL00 | Installation | 3BL | INSTALLATION BLOC | 3BL24G | IEC.309 CLAVIJ/BASES | 3BL24G29F | BASES INTERBLOQ. | 3BL24G29F668 | IB SOCKET IP67 MCBS
GW66064N | BASE AUTOMAT. C/F 3P+N+T 32A 110V 4H MT | 354.5 | 1 | 1 | 12 | NR | 8011564740907 | 85366990 | 3BL00 | Installation | 3BL | INSTALLATION BLOC | 3BL24G | IEC.309 CLAVIJ/BASES | 3BL24G29F | BASES INTERBLOQ. | 3BL24G29F668 | IB SOCKET IP67 MCBS
GW66065N | BASE AUTOMATIKA C/F. 2P+T 32A 230V 6H MT | 227 | 1 | 1 | 12 | NR | 8011564742505 | 85366990 | 3BL00 | Installation | 3BL | INSTALLATION BLOC | 3BL24G | IEC.309 CLAVIJ/BASES | 3BL24G29F | BASES INTERBLOQ. | 3BL24G29F668 | IB SOCKET IP67 MCBS
GW66066N | BASE AUTOMAT. C/F. 3P+T 32A 230V 9H MT | 330.5 | 1 | 1 | 12 | NR | 8011564740914 | 85366990 | 3BL00 | Installation | 3BL | INSTALLATION BLOC | 3BL24G | IEC.309 CLAVIJ/BASES | 3BL24G29F | BASES INTERBLOQ. | 3BL24G29F668 | IB SOCKET IP67 MCBS
GW66067N | BASE AUTOMAT. C/F. 3P+N+T 32A 230V 9H MT | 367 | 1 | 1 | 12 | NR | 8011564740921 | 85366990 | 3BL00 | Installation | 3BL | INSTALLATION BLOC | 3BL24G | IEC.309 CLAVIJ/BASES | 3BL24G29F | BASES INTERBLOQ. | 3BL24G29F668 | IB SOCKET IP67 MCBS
GW66068N | BASE AUTOMATIKA C/F. 2P+T 32A 400V 9H MT | 250 | 1 | 1 | 12 | NR | 8011564740938 | 85366990 | 3BL00 | Installation | 3BL | INSTALLATION BLOC | 3BL24G | IEC.309 CLAVIJ/BASES | 3BL24G29F | BASES INTERBLOQ. | 3BL24G29F668 | IB SOCKET IP67 MCBS
GW66069N | BASE AUTOMATIKA C/F. 3P+T 32A 400V 6H MT | 276 | 1 | 1 | 12 | NR | 8011564740945 | 85366990 | 3BL00 | Installation | 3BL | INSTALLATION BLOC | 3BL24G | IEC.309 CLAVIJ/BASES | 3BL24G29F | BASES INTERBLOQ. | 3BL24G29F668 | IB SOCKET IP67 MCBS
GW66070N | BASE AUTOMAT. C/F 3P+N+T 32A 400V 6H MT | 309.5 | 1 | 1 | 12 | NR | 8011564740952 | 85366990 | 3BL00 | Installation | 3BL | INSTALLATION BLOC | 3BL24G | IEC.309 CLAVIJ/BASES | 3BL24G29F | BASES INTERBLOQ. | 3BL24G29F668 | IB SOCKET IP67 MCBS
GW66101 | BASE INTERBL. S/F. HZ 2P+T 16A 110V | 71.5 | 1 | 1 | 12 | NR | 8011564029071 | 85366990 | 3BL00 | Installation | 3BL | INSTALLATION BLOC | 3BL24G | IEC.309 CLAVIJ/BASES | 3BL24G29F | BASES INTERBLOQ. | 3BL24G29F661 | IB SOCKET IP44 SBF
GW66102 | BASE INTERBL. S/F. HZ 3P+T 16A 110V | 87.5 | 1 | 1 | 12 | NR | 8011564029088 | 85366990 | 3BL00 | Installation | 3BL | INSTALLATION BLOC | 3BL24G | IEC.309 CLAVIJ/BASES | 3BL24G29F | BASES INTERBLOQ. | 3BL24G29F661 | IB SOCKET IP44 SBF
GW66103 | BASE INTERBL. S/F. HZ 3P+N+T 16A 110V | 96 | 1 | 1 | 12 | NR | 8011564029095 | 85366990 | 3BL00 | Installation | 3BL | INSTALLATION BLOC | 3BL24G | IEC.309 CLAVIJ/BASES | 3BL24G29F | BASES INTERBLOQ. | 3BL24G29F661 | IB SOCKET IP44 SBF
GW66104 | BASE INTERBL. S/F. HZ 2P+T 16A 230V | 64 | 1 | 1 | 12 | NR | 8011564029101 | 85366990 | 3BL00 | Installation | 3BL | INSTALLATION BLOC | 3BL24G | IEC.309 CLAVIJ/BASES | 3BL24G29F | BASES INTERBLOQ. | 3BL24G29F661 | IB SOCKET IP44 SBF
GW66105 | BASE INTERBL. S/F. HZ 3P+T 16A 230V | 84 | 1 | 1 | 12 | NR | 8011564029118 | 85366990 | 3BL00 | Installation | 3BL | INSTALLATION BLOC | 3BL24G | IEC.309 CLAVIJ/BASES | 3BL24G29F | BASES INTERBLOQ. | 3BL24G29F661 | IB SOCKET IP44 SBF
GW66106 | BASE INTERBL. S/F. HZ 3P+N+T 16A 230V | 97.5 | 1 | 1 | 12 | NR | 8011564029125 | 85366990 | 3BL00 | Installation | 3BL | INSTALLATION BLOC | 3BL24G | IEC.309 CLAVIJ/BASES | 3BL24G29F | BASES INTERBLOQ. | 3BL24G29F661 | IB SOCKET IP44 SBF
GW66107 | BASE INTERBL. S/F. HZ 2P+T 16A 400V | 78.5 | 1 | 1 | 12 | NR | 8011564029132 | 85366990 | 3BL00 | Installation | 3BL | INSTALLATION BLOC | 3BL24G | IEC.309 CLAVIJ/BASES | 3BL24G29F | BASES INTERBLOQ. | 3BL24G29F661 | IB SOCKET IP44 SBF
GW66108 | BASE INTERBL. S/F. HZ 3P+T 16A 400V | 71.5 | 1 | 1 | 12 | NR | 8011564029149 | 85366990 | 3BL00 | Installation | 3BL | INSTALLATION BLOC | 3BL24G | IEC.309 CLAVIJ/BASES | 3BL24G29F | BASES INTERBLOQ. | 3BL24G29F661 | IB SOCKET IP44 SBF
GW66109 | BASE INTERBL. S/F. HZ 3P+N+T 16A 400V | 80.5 | 1 | 1 | 12 | NR | 8011564029156 | 85366990 | 3BL00 | Installation | 3BL | INSTALLATION BLOC | 3BL24G | IEC.309 CLAVIJ/BASES | 3BL24G29F | BASES INTERBLOQ. | 3BL24G29F661 | IB SOCKET IP44 SBF
GW66110 | BASE INTERBL. S/F. HZ 3P+T 16A 500V | 87 | 1 | 1 | 12 | NR | 8011564029163 | 85366990 | 3BL00 | Installation | 3BL | INSTALLATION BLOC | 3BL24G | IEC.309 CLAVIJ/BASES | 3BL24G29F | BASES INTERBLOQ. | 3BL24G29F661 | IB SOCKET IP44 SBF
GW66111 | BASE INTERBL. S/F. HZ 3P+N+T 16A 500V | 97.5 | 1 | 1 | 12 | NR | 8011564029170 | 85366990 | 3BL00 | Installation | 3BL | INSTALLATION BLOC | 3BL24G | IEC.309 CLAVIJ/BASES | 3BL24G29F | BASES INTERBLOQ. | 3BL24G29F661 | IB SOCKET IP44 SBF
GW66112 | BASE INTERBL. S/F. HZ 2P+T 32A 110V | 88.5 | 1 | 1 | 12 | NR | 8011564029187 | 85366990 | 3BL00 | Installation | 3BL | INSTALLATION BLOC | 3BL24G | IEC.309 CLAVIJ/BASES | 3BL24G29F | BASES INTERBLOQ. | 3BL24G29F661 | IB SOCKET IP44 SBF
GW66113 | BASE INTERBL. S/F. HZ 3P+T 32A 110V | 105.5 | 1 | 1 | 12 | NR | 8011564029194 | 85366990 | 3BL00 | Installation | 3BL | INSTALLATION BLOC | 3BL24G | IEC.309 CLAVIJ/BASES | 3BL24G29F | BASES INTERBLOQ. | 3BL24G29F661 | IB SOCKET IP44 SBF
GW66114 | BASE INTERBL. S/F. HZ 3P+N+T 32A 110V | 118 | 1 | 1 | 12 | NR | 8011564029200 | 85366990 | 3BL00 | Installation | 3BL | INSTALLATION BLOC | 3BL24G | IEC.309 CLAVIJ/BASES | 3BL24G29F | BASES INTERBLOQ. | 3BL24G29F661 | IB SOCKET IP44 SBF
GW66115 | BASE INTERBL. S/F. HZ 2P+T 32A 230V | 75.5 | 1 | 1 | 12 | NR | 8011564029217 | 85366990 | 3BL00 | Installation | 3BL | INSTALLATION BLOC | 3BL24G | IEC.309 CLAVIJ/BASES | 3BL24G29F | BASES INTERBLOQ. | 3BL24G29F661 | IB SOCKET IP44 SBF
GW66116 | BASE INTERBL. S/F. HZ 3P+T 32A 230V | 105.5 | 1 | 1 | 12 | NR | 8011564029224 | 85366990 | 3BL00 | Installation | 3BL | INSTALLATION BLOC | 3BL24G | IEC.309 CLAVIJ/BASES | 3BL24G29F | BASES INTERBLOQ. | 3BL24G29F661 | IB SOCKET IP44 SBF
GW66117 | BASE INTERBL. S/F. HZ 3P+N+T 32A 230V | 115 | 1 | 1 | 12 | NR | 8011564029231 | 85366990 | 3BL00 | Installation | 3BL | INSTALLATION BLOC | 3BL24G | IEC.309 CLAVIJ/BASES | 3BL24G29F | BASES INTERBLOQ. | 3BL24G29F661 | IB SOCKET IP44 SBF
GW66118 | BASE INTERBL. S/F. HZ 2P+T 32A 400V | 91.5 | 1 | 1 | 12 | NR | 8011564029248 | 85366990 | 3BL00 | Installation | 3BL | INSTALLATION BLOC | 3BL24G | IEC.309 CLAVIJ/BASES | 3BL24G29F | BASES INTERBLOQ. | 3BL24G29F661 | IB SOCKET IP44 SBF
GW66119 | BASE INTERBL. S/F. HZ 3P+T 32A 400V | 86.5 | 1 | 1 | 12 | NR | 8011564029255 | 85366990 | 3BL00 | Installation | 3BL | INSTALLATION BLOC | 3BL24G | IEC.309 CLAVIJ/BASES | 3BL24G29F | BASES INTERBLOQ. | 3BL24G29F661 | IB SOCKET IP44 SBF
GW66120 | BASE INTERBL. S/F. HZ 3P+N+T 32A 400V | 97 | 1 | 1 | 12 | NR | 8011564029262 | 85366990 | 3BL00 | Installation | 3BL | INSTALLATION BLOC | 3BL24G | IEC.309 CLAVIJ/BASES | 3BL24G29F | BASES INTERBLOQ. | 3BL24G29F661 | IB SOCKET IP44 SBF
GW66121 | BASE INTERBL. S/F. HZ 3P+T 32A 500V | 103 | 1 | 1 | 12 | NR | 8011564029279 | 85366990 | 3BL00 | Installation | 3BL | INSTALLATION BLOC | 3BL24G | IEC.309 CLAVIJ/BASES | 3BL24G29F | BASES INTERBLOQ. | 3BL24G29F661 | IB SOCKET IP44 SBF
GW66122 | BASE INTERBL. S/F. HZ 3P+N+T 32A 500V | 115 | 1 | 1 | 12 | NR | 8011564029286 | 85366990 | 3BL00 | Installation | 3BL | INSTALLATION BLOC | 3BL24G | IEC.309 CLAVIJ/BASES | 3BL24G29F | BASES INTERBLOQ. | 3BL24G29F661 | IB SOCKET IP44 SBF
GW66123 | BASE INTERBL. S/F. HZ 2P+T 16A 110V CBF | 104 | 1 | 1 | 12 | NR | 8011564029293 | 85366990 | 3BL00 | Installation | 3BL | INSTALLATION BLOC | 3BL24G | IEC.309 CLAVIJ/BASES | 3BL24G29F | BASES INTERBLOQ. | 3BL24G29F663 | IB SOCKET IP44 CBF
GW66124 | BASE INTERBL. S/F. HZ 3P+T 16A 110V CBF | 133 | 1 | 1 | 12 | NR | 8011564029309 | 85366990 | 3BL00 | Installation | 3BL | INSTALLATION BLOC | 3BL24G | IEC.309 CLAVIJ/BASES | 3BL24G29F | BASES INTERBLOQ. | 3BL24G29F663 | IB SOCKET IP44 CBF
GW66125 | BASE INTER. S/F. HZ .3P+N+T 16A 110V CBF | 143 | 1 | 1 | 12 | NR | 8011564029316 | 85366990 | 3BL00 | Installation | 3BL | INSTALLATION BLOC | 3BL24G | IEC.309 CLAVIJ/BASES | 3BL24G29F | BASES INTERBLOQ. | 3BL24G29F663 | IB SOCKET IP44 CBF
GW66126 | BASE INTERBL. S/F. HZ 2P+T 16A 230V CBF | 94.5 | 1 | 1 | 12 | NR | 8011564029323 | 85366990 | 3BL00 | Installation | 3BL | INSTALLATION BLOC | 3BL24G | IEC.309 CLAVIJ/BASES | 3BL24G29F | BASES INTERBLOQ. | 3BL24G29F663 | IB SOCKET IP44 CBF
GW66127 | BASE INTERBL. S/F. HZ 3P+T 16A 230V CBF | 131.5 | 1 | 1 | 12 | NR | 8011564029330 | 85366990 | 3BL00 | Installation | 3BL | INSTALLATION BLOC | 3BL24G | IEC.309 CLAVIJ/BASES | 3BL24G29F | BASES INTERBLOQ. | 3BL24G29F663 | IB SOCKET IP44 CBF
GW66128 | BASE INTERB. S/F. HZ 3P+N+T 16A 230V CBF | 143 | 1 | 1 | 12 | NR | 8011564029347 | 85366990 | 3BL00 | Installation | 3BL | INSTALLATION BLOC | 3BL24G | IEC.309 CLAVIJ/BASES | 3BL24G29F | BASES INTERBLOQ. | 3BL24G29F663 | IB SOCKET IP44 CBF
GW66129 | BASE INTERBL. S/F. HZ 2P+T 16A 400V CBF | 113 | 1 | 1 | 12 | NR | 8011564029354 | 85366990 | 3BL00 | Installation | 3BL | INSTALLATION BLOC | 3BL24G | IEC.309 CLAVIJ/BASES | 3BL24G29F | BASES INTERBLOQ. | 3BL24G29F663 | IB SOCKET IP44 CBF
GW66130 | BASE INTERBL. S/F. HZ 3P+T 16A 400V CBF | 113 | 1 | 1 | 12 | NR | 8011564029361 | 85366990 | 3BL00 | Installation | 3BL | INSTALLATION BLOC | 3BL24G | IEC.309 CLAVIJ/BASES | 3BL24G29F | BASES INTERBLOQ. | 3BL24G29F663 | IB SOCKET IP44 CBF
GW66131 | BASE INTERB. S/F. HZ 3P+N+T 16A 400V CBF | 121.5 | 1 | 1 | 12 | NR | 8011564029378 | 85366990 | 3BL00 | Installation | 3BL | INSTALLATION BLOC | 3BL24G | IEC.309 CLAVIJ/BASES | 3BL24G29F | BASES INTERBLOQ. | 3BL24G29F663 | IB SOCKET IP44 CBF
GW66132 | BASE INTERBL. S/F. HZ 3P+T 16A 500V CBF | 147.5 | 1 | 1 | 12 | NR | 8011564029385 | 85366990 | 3BL00 | Installation | 3BL | INSTALLATION BLOC | 3BL24G | IEC.309 CLAVIJ/BASES | 3BL24G29F | BASES INTERBLOQ. | 3BL24G29F663 | IB SOCKET IP44 CBF
GW66133 | BASE INTERB. S/F. HZ 3P+N+T 16A 500V CBF | 156 | 1 | 1 | 12 | NR | 8011564029392 | 85366990 | 3BL00 | Installation | 3BL | INSTALLATION BLOC | 3BL24G | IEC.309 CLAVIJ/BASES | 3BL24G29F | BASES INTERBLOQ. | 3BL24G29F663 | IB SOCKET IP44 CBF
GW66134 | BASE INTERBL. S/F. HZ 2P+T 32A 110V CBF | 156 | 1 | 1 | 12 | NR | 8011564029408 | 85366990 | 3BL00 | Installation | 3BL | INSTALLATION BLOC | 3BL24G | IEC.309 CLAVIJ/BASES | 3BL24G29F | BASES INTERBLOQ. | 3BL24G29F663 | IB SOCKET IP44 CBF
GW66135 | BASE INTERBL. S/F. HZ 3P+T 32A 110V CBF | 197.5 | 1 | 1 | 12 | NR | 8011564029415 | 85366990 | 3BL00 | Installation | 3BL | INSTALLATION BLOC | 3BL24G | IEC.309 CLAVIJ/BASES | 3BL24G29F | BASES INTERBLOQ. | 3BL24G29F663 | IB SOCKET IP44 CBF
GW66136 | BASE INTERB. S/F. HZ 3P+N+T 32A 110V CBF | 214.5 | 1 | 1 | 12 | NR | 8011564029422 | 85366990 | 3BL00 | Installation | 3BL | INSTALLATION BLOC | 3BL24G | IEC.309 CLAVIJ/BASES | 3BL24G29F | BASES INTERBLOQ. | 3BL24G29F663 | IB SOCKET IP44 CBF
GW66137 | BASE INTERBL. S/F. HZ 2P+T 32A 230V CBF | 148.5 | 1 | 1 | 12 | NR | 8011564029439 | 85366990 | 3BL00 | Installation | 3BL | INSTALLATION BLOC | 3BL24G | IEC.309 CLAVIJ/BASES | 3BL24G29F | BASES INTERBLOQ. | 3BL24G29F663 | IB SOCKET IP44 CBF
GW66138 | BASE INTERBL. S/F. HZ 3P+T 32A 230V CBF | 202 | 1 | 1 | 12 | NR | 8011564029446 | 85366990 | 3BL00 | Installation | 3BL | INSTALLATION BLOC | 3BL24G | IEC.309 CLAVIJ/BASES | 3BL24G29F | BASES INTERBLOQ. | 3BL24G29F663 | IB SOCKET IP44 CBF
GW66139 | BASE INTERB. S/F. HZ 3P+N+T 32A 230V CBF | 214.5 | 1 | 1 | 12 | NR | 8011564029453 | 85366990 | 3BL00 | Installation | 3BL | INSTALLATION BLOC | 3BL24G | IEC.309 CLAVIJ/BASES | 3BL24G29F | BASES INTERBLOQ. | 3BL24G29F663 | IB SOCKET IP44 CBF
GW66140 | BASE INTERBL. S/F. HZ 2P+T 32A 400V CBF | 165 | 1 | 1 | 12 | NR | 8011564029460 | 85366990 | 3BL00 | Installation | 3BL | INSTALLATION BLOC | 3BL24G | IEC.309 CLAVIJ/BASES | 3BL24G29F | BASES INTERBLOQ. | 3BL24G29F663 | IB SOCKET IP44 CBF
GW66141 | BASE INTERBL. S/F. HZ 3P+T 32A 400V CBF | 169.5 | 1 | 1 | 12 | NR | 8011564029477 | 85366990 | 3BL00 | Installation | 3BL | INSTALLATION BLOC | 3BL24G | IEC.309 CLAVIJ/BASES | 3BL24G29F | BASES INTERBLOQ. | 3BL24G29F663 | IB SOCKET IP44 CBF
GW66142 | BASE INTERB. S/F. HZ 3P+N+T 32A 400V CBF | 182 | 1 | 1 | 12 | NR | 8011564029484 | 85366990 | 3BL00 | Installation | 3BL | INSTALLATION BLOC | 3BL24G | IEC.309 CLAVIJ/BASES | 3BL24G29F | BASES INTERBLOQ. | 3BL24G29F663 | IB SOCKET IP44 CBF
GW66143 | BASE INTERBL. S/F. HZ 3P+T 32A 500V CBF | 203 | 1 | 1 | 12 | NR | 8011564029491 | 85366990 | 3BL00 | Installation | 3BL | INSTALLATION BLOC | 3BL24G | IEC.309 CLAVIJ/BASES | 3BL24G29F | BASES INTERBLOQ. | 3BL24G29F663 | IB SOCKET IP44 CBF
GW66144 | BASE INTERB. S/F. HZ 3P+N+T 32A 500V CBF | 214.5 | 1 | 1 | 12 | NR | 8011564029507 | 85366990 | 3BL00 | Installation | 3BL | INSTALLATION BLOC | 3BL24G | IEC.309 CLAVIJ/BASES | 3BL24G29F | BASES INTERBLOQ. | 3BL24G29F663 | IB SOCKET IP44 CBF
GW66151N | BASE AUTOMATIKA S/F. 2P+T 16A 110V 4H MT | 169.5 | 1 | 1 | 12 | NR | 8011564740969 | 85366990 | 3BL00 | Installation | 3BL | INSTALLATION BLOC | 3BL24G | IEC.309 CLAVIJ/BASES | 3BL24G29F | BASES INTERBLOQ. | 3BL24G29F668 | IB SOCKET IP67 MCBS
GW66152N | BASE AUTOMATIKA S/F. 3P+T 16A 110V 4H MT | 214.5 | 1 | 1 | 12 | NR | 8011564740976 | 85366990 | 3BL00 | Installation | 3BL | INSTALLATION BLOC | 3BL24G | IEC.309 CLAVIJ/BASES | 3BL24G29F | BASES INTERBLOQ. | 3BL24G29F668 | IB SOCKET IP67 MCBS
GW66153N | BASE AUTOMAT. S/F. 3P+N+T 16A 110V 4H MT | 242.5 | 1 | 1 | 12 | NR | 8011564740983 | 85366990 | 3BL00 | Installation | 3BL | INSTALLATION BLOC | 3BL24G | IEC.309 CLAVIJ/BASES | 3BL24G29F | BASES INTERBLOQ. | 3BL24G29F668 | IB SOCKET IP67 MCBS
GW66154N | BASE AUTOMATIKA S/F. 2P+T 16A 230V 6H MT | 146.5 | 1 | 1 | 12 | NR | 8011564740990 | 85366990 | 3BL00 | Installation | 3BL | INSTALLATION BLOC | 3BL24G | IEC.309 CLAVIJ/BASES | 3BL24G29F | BASES INTERBLOQ. | 3BL24G29F668 | IB SOCKET IP67 MCBS
GW66155N | BASE AUTOMATIKA S/F. 3P+T 16A 230V 9H MT | 221.5 | 1 | 1 | 12 | NR | 8011564741003 | 85366990 | 3BL00 | Installation | 3BL | INSTALLATION BLOC | 3BL24G | IEC.309 CLAVIJ/BASES | 3BL24G29F | BASES INTERBLOQ. | 3BL24G29F668 | IB SOCKET IP67 MCBS
GW66156N | BASE AUTOMAT. S/F 3P+N+T 16A 230V 9H MT | 245.5 | 1 | 1 | 12 | NR | 8011564741010 | 85366990 | 3BL00 | Installation | 3BL | INSTALLATION BLOC | 3BL24G | IEC.309 CLAVIJ/BASES | 3BL24G29F | BASES INTERBLOQ. | 3BL24G29F668 | IB SOCKET IP67 MCBS
GW66157N | BASE AUTOMATIKA S/F. 2P+T 16A 400V 9H MT | 173.5 | 1 | 1 | 12 | NR | 8011564741027 | 85366990 | 3BL00 | Installation | 3BL | INSTALLATION BLOC | 3BL24G | IEC.309 CLAVIJ/BASES | 3BL24G29F | BASES INTERBLOQ. | 3BL24G29F668 | IB SOCKET IP67 MCBS
GW66158N | BASE AUTOMATIKA S/F. 3P+T 16A 400V 6H MT | 184 | 1 | 1 | 12 | NR | 8011564741034 | 85366990 | 3BL00 | Installation | 3BL | INSTALLATION BLOC | 3BL24G | IEC.309 CLAVIJ/BASES | 3BL24G29F | BASES INTERBLOQ. | 3BL24G29F668 | IB SOCKET IP67 MCBS
GW66159N | BASE AUTOMAT. S/F 3P+N+T 16A 400V 6H MT | 209 | 1 | 1 | 12 | NR | 8011564741041 | 85366990 | 3BL00 | Installation | 3BL | INSTALLATION BLOC | 3BL24G | IEC.309 CLAVIJ/BASES | 3BL24G29F | BASES INTERBLOQ. | 3BL24G29F668 | IB SOCKET IP67 MCBS
GW66162N | BASE AUTOMATIKA S/F. 2P+T 32A 110V 4H MT | 223.5 | 1 | 1 | 12 | NR | 8011564741058 | 85366990 | 3BL00 | Installation | 3BL | INSTALLATION BLOC | 3BL24G | IEC.309 CLAVIJ/BASES | 3BL24G29F | BASES INTERBLOQ. | 3BL24G29F668 | IB SOCKET IP67 MCBS
GW66163N | BASE AUTOMATIKA S/F. 3P+T 32A 110V 4H MT | 294 | 1 | 1 | 12 | NR | 8011564741065 | 85366990 | 3BL00 | Installation | 3BL | INSTALLATION BLOC | 3BL24G | IEC.309 CLAVIJ/BASES | 3BL24G29F | BASES INTERBLOQ. | 3BL24G29F668 | IB SOCKET IP67 MCBS
GW66164N | BASE AUTOMAT. S/F. 3P+N+T 32A 110V 4H MT | 331.5 | 1 | 1 | 12 | NR | 8011564741072 | 85366990 | 3BL00 | Installation | 3BL | INSTALLATION BLOC | 3BL24G | IEC.309 CLAVIJ/BASES | 3BL24G29F | BASES INTERBLOQ. | 3BL24G29F668 | IB SOCKET IP67 MCBS
GW66165N | BASE AUTOMATIKA S/F. 2P+T 32A 230V 6H MT | 196.5 | 1 | 1 | 12 | NR | 8011564741089 | 85366990 | 3BL00 | Installation | 3BL | INSTALLATION BLOC | 3BL24G | IEC.309 CLAVIJ/BASES | 3BL24G29F | BASES INTERBLOQ. | 3BL24G29F668 | IB SOCKET IP67 MCBS
GW66166N | BASE AUTOMATIKA S/F. 3P+T 32A 230V 9H MT | 302 | 1 | 1 | 12 | NR | 8011564741096 | 85366990 | 3BL00 | Installation | 3BL | INSTALLATION BLOC | 3BL24G | IEC.309 CLAVIJ/BASES | 3BL24G29F | BASES INTERBLOQ. | 3BL24G29F668 | IB SOCKET IP67 MCBS
GW66167N | BASE AUTOMAT. S/F 3P+N+T 32A 230V 9H MT | 343 | 1 | 1 | 12 | NR | 8011564741102 | 85366990 | 3BL00 | Installation | 3BL | INSTALLATION BLOC | 3BL24G | IEC.309 CLAVIJ/BASES | 3BL24G29F | BASES INTERBLOQ. | 3BL24G29F668 | IB SOCKET IP67 MCBS
GW66168N | BASE AUTOMATIKA S/F. 2P+T 32A 400V 9H MT | 233 | 1 | 1 | 12 | NR | 8011564741119 | 85366990 | 3BL00 | Installation | 3BL | INSTALLATION BLOC | 3BL24G | IEC.309 CLAVIJ/BASES | 3BL24G29F | BASES INTERBLOQ. | 3BL24G29F668 | IB SOCKET IP67 MCBS
GW66169N | BASE AUTOMATIKA S/F. 3P+T 32A 400V 6H MT | 251 | 1 | 1 | 12 | NR | 8011564741126 | 85366990 | 3BL00 | Installation | 3BL | INSTALLATION BLOC | 3BL24G | IEC.309 CLAVIJ/BASES | 3BL24G29F | BASES INTERBLOQ. | 3BL24G29F668 | IB SOCKET IP67 MCBS
GW66170N | BASE AUTOMAT. S/F. 3P+N+T 32A 400V 6H MT | 289.5 | 1 | 1 | 12 | NR | 8011564741133 | 85366990 | 3BL00 | Installation | 3BL | INSTALLATION BLOC | 3BL24G | IEC.309 CLAVIJ/BASES | 3BL24G29F | BASES INTERBLOQ. | 3BL24G29F668 | IB SOCKET IP67 MCBS
GW66201N | BASE INTER. VT C/F. 2P+T 16A 110V 4H SBF | 102.5 | 1 | 1 | 12 | NR | 8011564741140 | 85366990 | 3BL00 | Installation | 3BL | INSTALLATION BLOC | 3BL24G | IEC.309 CLAVIJ/BASES | 3BL24G29F | BASES INTERBLOQ. | 3BL24G29F665 | IB SOCKET IP67 SBF
GW66202N | BASE INTER. VT C/F. 3P+T 16A 110V 4H SBF | 116 | 1 | 1 | 12 | NR | 8011564741157 | 85366990 | 3BL00 | Installation | 3BL | INSTALLATION BLOC | 3BL24G | IEC.309 CLAVIJ/BASES | 3BL24G29F | BASES INTERBLOQ. | 3BL24G29F665 | IB SOCKET IP67 SBF
GW66203N | BASE INT. VT C/F. 3P+N+T 16A 110V 4H SBF | 127.5 | 1 | 1 | 12 | NR | 8011564741164 | 85366990 | 3BL00 | Installation | 3BL | INSTALLATION BLOC | 3BL24G | IEC.309 CLAVIJ/BASES | 3BL24G29F | BASES INTERBLOQ. | 3BL24G29F665 | IB SOCKET IP67 SBF
GW66204N | BASE INTER. VT C/F. 2P+T 16A 230V 6H SBF | 91.5 | 1 | 1 | 12 | NR | 8011564741171 | 85366990 | 3BL00 | Installation | 3BL | INSTALLATION BLOC | 3BL24G | IEC.309 CLAVIJ/BASES | 3BL24G29F | BASES INTERBLOQ. | 3BL24G29F665 | IB SOCKET IP67 SBF
GW66205N | BASE INTER. VT C/F. 3P+T 16A 230V 9H SBF | 119 | 1 | 1 | 12 | NR | 8011564741188 | 85366990 | 3BL00 | Installation | 3BL | INSTALLATION BLOC | 3BL24G | IEC.309 CLAVIJ/BASES | 3BL24G29F | BASES INTERBLOQ. | 3BL24G29F665 | IB SOCKET IP67 SBF
GW66206N | BASE INT. VT C/F 3P+N+T 16A 230V 9H SBF | 127.5 | 1 | 1 | 12 | NR | 8011564741195 | 85366990 | 3BL00 | Installation | 3BL | INSTALLATION BLOC | 3BL24G | IEC.309 CLAVIJ/BASES | 3BL24G29F | BASES INTERBLOQ. | 3BL24G29F665 | IB SOCKET IP67 SBF
GW66207N | BASE INTER. VT C/F. 2P+T 16A 400V 9H SBF | 108.5 | 1 | 1 | 12 | NR | 8011564741201 | 85366990 | 3BL00 | Installation | 3BL | INSTALLATION BLOC | 3BL24G | IEC.309 CLAVIJ/BASES | 3BL24G29F | BASES INTERBLOQ. | 3BL24G29F665 | IB SOCKET IP67 SBF
GW66208N | BASE INTER. VT C/F. 3P+T 16A 400V 6H SBF | 99 | 1 | 1 | 12 | NR | 8011564741218 | 85366990 | 3BL00 | Installation | 3BL | INSTALLATION BLOC | 3BL24G | IEC.309 CLAVIJ/BASES | 3BL24G29F | BASES INTERBLOQ. | 3BL24G29F665 | IB SOCKET IP67 SBF
GW66209N | BASE INT. VT C/F 3P+N+T 16A 400V 6H SBF | 106.5 | 1 | 1 | 12 | NR | 8011564742512 | 85366990 | 3BL00 | Installation | 3BL | INSTALLATION BLOC | 3BL24G | IEC.309 CLAVIJ/BASES | 3BL24G29F | BASES INTERBLOQ. | 3BL24G29F665 | IB SOCKET IP67 SBF
GW66210N | BASE INTER. VT C/F. 3P+T 16A 500V 7H SBF | 116 | 1 | 1 | 12 | NR | 8011564741225 | 85366990 | 3BL00 | Installation | 3BL | INSTALLATION BLOC | 3BL24G | IEC.309 CLAVIJ/BASES | 3BL24G29F | BASES INTERBLOQ. | 3BL24G29F665 | IB SOCKET IP67 SBF
GW66211N | BASE INT. VT C/F. 3P+N+T 16A 500V 7H SBF | 127.5 | 1 | 1 | 12 | NR | 8011564741232 | 85366990 | 3BL00 | Installation | 3BL | INSTALLATION BLOC | 3BL24G | IEC.309 CLAVIJ/BASES | 3BL24G29F | BASES INTERBLOQ. | 3BL24G29F665 | IB SOCKET IP67 SBF
GW66212N | BASE INTER. VT C/F. 2P+T 32A 110V 4H SBF | 133 | 1 | 1 | 12 | NR | 8011564741249 | 85366990 | 3BL00 | Installation | 3BL | INSTALLATION BLOC | 3BL24G | IEC.309 CLAVIJ/BASES | 3BL24G29F | BASES INTERBLOQ. | 3BL24G29F665 | IB SOCKET IP67 SBF
GW66213N | BASE INTER. VT C/F. 3P+T 32A 110V 4H SBF | 147.5 | 1 | 1 | 12 | NR | 8011564741256 | 85366990 | 3BL00 | Installation | 3BL | INSTALLATION BLOC | 3BL24G | IEC.309 CLAVIJ/BASES | 3BL24G29F | BASES INTERBLOQ. | 3BL24G29F665 | IB SOCKET IP67 SBF
GW66214N | BASE INT. VT C/F 3P+N+T 32A 110V 4H SBF | 161 | 1 | 1 | 12 | NR | 8011564741263 | 85366990 | 3BL00 | Installation | 3BL | INSTALLATION BLOC | 3BL24G | IEC.309 CLAVIJ/BASES | 3BL24G29F | BASES INTERBLOQ. | 3BL24G29F665 | IB SOCKET IP67 SBF
GW66215N | BASE INTER. VT C/F. 2P+T 32A 230V 6H SBF | 115 | 1 | 1 | 12 | NR | 8011564742529 | 85366990 | 3BL00 | Installation | 3BL | INSTALLATION BLOC | 3BL24G | IEC.309 CLAVIJ/BASES | 3BL24G29F | BASES INTERBLOQ. | 3BL24G29F665 | IB SOCKET IP67 SBF
GW66216N | BASE INTER. VT C/F. 3P+T 32A 230V 9H SBF | 150.5 | 1 | 1 | 12 | NR | 8011564741270 | 85366990 | 3BL00 | Installation | 3BL | INSTALLATION BLOC | 3BL24G | IEC.309 CLAVIJ/BASES | 3BL24G29F | BASES INTERBLOQ. | 3BL24G29F665 | IB SOCKET IP67 SBF
GW66217N | BASE INT. VT C/F 3P+N+T 32A 230V 9H SBF | 162 | 1 | 1 | 12 | NR | 8011564741287 | 85366990 | 3BL00 | Installation | 3BL | INSTALLATION BLOC | 3BL24G | IEC.309 CLAVIJ/BASES | 3BL24G29F | BASES INTERBLOQ. | 3BL24G29F665 | IB SOCKET IP67 SBF
GW66218N | BASE INTER. VT C/F. 2P+T 32A 400V 9H SBF | 138 | 1 | 1 | 12 | NR | 8011564741294 | 85366990 | 3BL00 | Installation | 3BL | INSTALLATION BLOC | 3BL24G | IEC.309 CLAVIJ/BASES | 3BL24G29F | BASES INTERBLOQ. | 3BL24G29F665 | IB SOCKET IP67 SBF
GW66219N | BASE INTER. VT C/F. 3P+T 32A 400V 6H SBF | 127.5 | 1 | 1 | 12 | NR | 8011564741300 | 85366990 | 3BL00 | Installation | 3BL | INSTALLATION BLOC | 3BL24G | IEC.309 CLAVIJ/BASES | 3BL24G29F | BASES INTERBLOQ. | 3BL24G29F665 | IB SOCKET IP67 SBF
GW66220N | BASE INT. VT C/F 3P+N+T 32A 400V 6H SBF | 140 | 1 | 1 | 12 | NR | 8011564742536 | 85366990 | 3BL00 | Installation | 3BL | INSTALLATION BLOC | 3BL24G | IEC.309 CLAVIJ/BASES | 3BL24G29F | BASES INTERBLOQ. | 3BL24G29F665 | IB SOCKET IP67 SBF
GW66221N | BASE INTER. VT C/F. 3P+T 32A 500V 7H SBF | 152.5 | 1 | 1 | 12 | NR | 8011564741317 | 85366990 | 3BL00 | Installation | 3BL | INSTALLATION BLOC | 3BL24G | IEC.309 CLAVIJ/BASES | 3BL24G29F | BASES INTERBLOQ. | 3BL24G29F665 | IB SOCKET IP67 SBF
GW66222N | BASE INT. VT C/F 3P+N+T 32A 500V 7H SBF | 165 | 1 | 1 | 12 | NR | 8011564741324 | 85366990 | 3BL00 | Installation | 3BL | INSTALLATION BLOC | 3BL24G | IEC.309 CLAVIJ/BASES | 3BL24G29F | BASES INTERBLOQ. | 3BL24G29F665 | IB SOCKET IP67 SBF
GW66223N | BASE INTER. VT C/F. 2P+T 16A 110V 4H CBF | 156 | 1 | 1 | 12 | NR | 8011564741331 | 85366990 | 3BL00 | Installation | 3BL | INSTALLATION BLOC | 3BL24G | IEC.309 CLAVIJ/BASES | 3BL24G29F | BASES INTERBLOQ. | 3BL24G29F667 | IB SOCKET IP67 CBF
GW66224N | BASE INTER. VT C/F. 3P+T 16A 110V 4H CBF | 182 | 1 | 1 | 12 | NR | 8011564741348 | 85366990 | 3BL00 | Installation | 3BL | INSTALLATION BLOC | 3BL24G | IEC.309 CLAVIJ/BASES | 3BL24G29F | BASES INTERBLOQ. | 3BL24G29F667 | IB SOCKET IP67 CBF
GW66225N | BASE INT. VT C/F 3P+N+T 16A 110V 4H CBF | 187 | 1 | 1 | 12 | NR | 8011564741355 | 85366990 | 3BL00 | Installation | 3BL | INSTALLATION BLOC | 3BL24G | IEC.309 CLAVIJ/BASES | 3BL24G29F | BASES INTERBLOQ. | 3BL24G29F667 | IB SOCKET IP67 CBF
GW66226N | BASE INTER. VT C/F. 2P+T 16A 230V 6H CBF | 134 | 1 | 1 | 12 | NR | 8011564741362 | 85366990 | 3BL00 | Installation | 3BL | INSTALLATION BLOC | 3BL24G | IEC.309 CLAVIJ/BASES | 3BL24G29F | BASES INTERBLOQ. | 3BL24G29F667 | IB SOCKET IP67 CBF
GW66227N | BASE INTER. VT C/F. 3P+T 16A 230V 9H CBF | 185 | 1 | 1 | 12 | NR | 8011564741379 | 85366990 | 3BL00 | Installation | 3BL | INSTALLATION BLOC | 3BL24G | IEC.309 CLAVIJ/BASES | 3BL24G29F | BASES INTERBLOQ. | 3BL24G29F667 | IB SOCKET IP67 CBF
GW66228N | BASE INT. VT C/F 3P+N+T 16A 230V 9H CBF | 192.5 | 1 | 1 | 12 | NR | 8011564741386 | 85366990 | 3BL00 | Installation | 3BL | INSTALLATION BLOC | 3BL24G | IEC.309 CLAVIJ/BASES | 3BL24G29F | BASES INTERBLOQ. | 3BL24G29F667 | IB SOCKET IP67 CBF
GW66229N | BASE INTER. VT C/F. 2P+T 16A 400V 9H CBF | 158 | 1 | 1 | 12 | NR | 8011564741393 | 85366990 | 3BL00 | Installation | 3BL | INSTALLATION BLOC | 3BL24G | IEC.309 CLAVIJ/BASES | 3BL24G29F | BASES INTERBLOQ. | 3BL24G29F667 | IB SOCKET IP67 CBF
GW66230N | BASE INTER. VT C/F. 3P+T 16A 400V 6H CBF | 157 | 1 | 1 | 12 | NR | 8011564741409 | 85366990 | 3BL00 | Installation | 3BL | INSTALLATION BLOC | 3BL24G | IEC.309 CLAVIJ/BASES | 3BL24G29F | BASES INTERBLOQ. | 3BL24G29F667 | IB SOCKET IP67 CBF
GW66231N | BASE INT. VT C/F 3P+N+T 16A 400V 6H CBF | 163 | 1 | 1 | 12 | NR | 8011564742543 | 85366990 | 3BL00 | Installation | 3BL | INSTALLATION BLOC | 3BL24G | IEC.309 CLAVIJ/BASES | 3BL24G29F | BASES INTERBLOQ. | 3BL24G29F667 | IB SOCKET IP67 CBF
GW66232N | BASE INTER. VT C/F. 3P+T 16A 500V 7H CBF | 188 | 1 | 1 | 12 | NR | 8011564741416 | 85366990 | 3BL00 | Installation | 3BL | INSTALLATION BLOC | 3BL24G | IEC.309 CLAVIJ/BASES | 3BL24G29F | BASES INTERBLOQ. | 3BL24G29F667 | IB SOCKET IP67 CBF
GW66233N | BASE INT. VT C/F 3P+N+T 16A 500V 7H CBF | 202 | 1 | 1 | 12 | NR | 8011564741423 | 85366990 | 3BL00 | Installation | 3BL | INSTALLATION BLOC | 3BL24G | IEC.309 CLAVIJ/BASES | 3BL24G29F | BASES INTERBLOQ. | 3BL24G29F667 | IB SOCKET IP67 CBF
GW66234N | BASE INTER. VT C/F. 2P+T 32A 110V 4H CBF | 197.5 | 1 | 1 | 12 | NR | 8011564741430 | 85366990 | 3BL00 | Installation | 3BL | INSTALLATION BLOC | 3BL24G | IEC.309 CLAVIJ/BASES | 3BL24G29F | BASES INTERBLOQ. | 3BL24G29F667 | IB SOCKET IP67 CBF
GW66235N | BASE INTER. VT C/F. 3P+T 32A 110V 4H CBF | 236.5 | 1 | 1 | 12 | NR | 8011564741447 | 85366990 | 3BL00 | Installation | 3BL | INSTALLATION BLOC | 3BL24G | IEC.309 CLAVIJ/BASES | 3BL24G29F | BASES INTERBLOQ. | 3BL24G29F667 | IB SOCKET IP67 CBF
GW66236N | BASE INT. VT C/F 3P+N+T 32A 110V 4H CBF | 257 | 1 | 1 | 12 | NR | 8011564741454 | 85366990 | 3BL00 | Installation | 3BL | INSTALLATION BLOC | 3BL24G | IEC.309 CLAVIJ/BASES | 3BL24G29F | BASES INTERBLOQ. | 3BL24G29F667 | IB SOCKET IP67 CBF
GW66237N | BASE INTER. VT C/F. 2P+T 32A 230V 6H CBF | 187 | 1 | 1 | 12 | NR | 8011564742550 | 85366990 | 3BL00 | Installation | 3BL | INSTALLATION BLOC | 3BL24G | IEC.309 CLAVIJ/BASES | 3BL24G29F | BASES INTERBLOQ. | 3BL24G29F667 | IB SOCKET IP67 CBF
GW66238N | BASE INTER. VT C/F. 3P+T 32A 230V 9H CBF | 250 | 1 | 1 | 12 | NR | 8011564741461 | 85366990 | 3BL00 | Installation | 3BL | INSTALLATION BLOC | 3BL24G | IEC.309 CLAVIJ/BASES | 3BL24G29F | BASES INTERBLOQ. | 3BL24G29F667 | IB SOCKET IP67 CBF
GW66239N | BASE INT. VT C/F 3P+N+T 32A 230V 9H CBF | 269.5 | 1 | 1 | 12 | NR | 8011564741478 | 85366990 | 3BL00 | Installation | 3BL | INSTALLATION BLOC | 3BL24G | IEC.309 CLAVIJ/BASES | 3BL24G29F | BASES INTERBLOQ. | 3BL24G29F667 | IB SOCKET IP67 CBF
GW66240N | BASE INTER. VT C/F. 2P+T 32A 400V 9H CBF | 214.5 | 1 | 1 | 12 | NR | 8011564741485 | 85366990 | 3BL00 | Installation | 3BL | INSTALLATION BLOC | 3BL24G | IEC.309 CLAVIJ/BASES | 3BL24G29F | BASES INTERBLOQ. | 3BL24G29F667 | IB SOCKET IP67 CBF
GW66241N | BASE INTER. VT C/F. 3P+T 32A 400V 6H CBF | 209 | 1 | 1 | 12 | NR | 8011564741492 | 85366990 | 3BL00 | Installation | 3BL | INSTALLATION BLOC | 3BL24G | IEC.309 CLAVIJ/BASES | 3BL24G29F | BASES INTERBLOQ. | 3BL24G29F667 | IB SOCKET IP67 CBF
GW66242N | BASE INT. VT C/F 3P+N+T 32A 400V 6H CBF | 222.5 | 1 | 1 | 12 | NR | 8011564742567 | 85366990 | 3BL00 | Installation | 3BL | INSTALLATION BLOC | 3BL24G | IEC.309 CLAVIJ/BASES | 3BL24G29F | BASES INTERBLOQ. | 3BL24G29F667 | IB SOCKET IP67 CBF
GW66243N | BASE INTER. VT C/F. 3P+T 32A 500V 7H CBF | 260.5 | 1 | 1 | 12 | NR | 8011564741508 | 85366990 | 3BL00 | Installation | 3BL | INSTALLATION BLOC | 3BL24G | IEC.309 CLAVIJ/BASES | 3BL24G29F | BASES INTERBLOQ. | 3BL24G29F667 | IB SOCKET IP67 CBF
GW66244N | BASE INT. VT C/F 3P+N+T 32A 500V 7H CBF | 272 | 1 | 1 | 12 | NR | 8011564741515 | 85366990 | 3BL00 | Installation | 3BL | INSTALLATION BLOC | 3BL24G | IEC.309 CLAVIJ/BASES | 3BL24G29F | BASES INTERBLOQ. | 3BL24G29F667 | IB SOCKET IP67 CBF
GW66257N | BASE INTER. VT C/F. 3P+T 32A 400V 3H SBF | 140 | 1 | 1 | 12 | NR | 8011564741522 | 85366990 | 3BL00 | Installation | 3BL | INSTALLATION BLOC | 3BL24G | IEC.309 CLAVIJ/BASES | 3BL24G29F | BASES INTERBLOQ. | 3BL24G29F665 | IB SOCKET IP67 SBF
GW66258N | BASE INTER. VT C/F. 3P+T 32A 400V 3H CBF | 249 | 1 | 1 | 12 | NR | 8011564741539 | 85366990 | 3BL00 | Installation | 3BL | INSTALLATION BLOC | 3BL24G | IEC.309 CLAVIJ/BASES | 3BL24G29F | BASES INTERBLOQ. | 3BL24G29F667 | IB SOCKET IP67 CBF
GW66259N | BASE INT. VT.C/F 160VA TRASF.230/24V SBF | 321 | 1 | 1 | 4 | NR | 8011564741546 | 85366990 | 3BL00 | Installation | 3BL | INSTALLATION BLOC | 3BL24G | IEC.309 CLAVIJ/BASES | 3BL24G29F | BASES INTERBLOQ. | 3BL24G29F665 | IB SOCKET IP67 SBF
GW66301N | BASE INTER. VT S/F. 2P+T 16A 110V 4H SBF | 89.5 | 1 | 1 | 12 | NR | 8011564741560 | 85366990 | 3BL00 | Installation | 3BL | INSTALLATION BLOC | 3BL24G | IEC.309 CLAVIJ/BASES | 3BL24G29F | BASES INTERBLOQ. | 3BL24G29F665 | IB SOCKET IP67 SBF
GW66302N | BASE INTER. VT S/F. 3P+T 16A 110V 4H SBF | 101.5 | 1 | 1 | 12 | NR | 8011564741577 | 85366990 | 3BL00 | Installation | 3BL | INSTALLATION BLOC | 3BL24G | IEC.309 CLAVIJ/BASES | 3BL24G29F | BASES INTERBLOQ. | 3BL24G29F665 | IB SOCKET IP67 SBF
GW66303N | BASE INT. VT S/F 3P+N+T 16A 110V 4H SBF | 108.5 | 1 | 1 | 12 | NR | 8011564741584 | 85366990 | 3BL00 | Installation | 3BL | INSTALLATION BLOC | 3BL24G | IEC.309 CLAVIJ/BASES | 3BL24G29F | BASES INTERBLOQ. | 3BL24G29F665 | IB SOCKET IP67 SBF
GW66304N | BASE INTER. VT S/F. 2P+T 16A 230V 6H SBF | 77 | 1 | 1 | 12 | NR | 8011564741591 | 85366990 | 3BL00 | Installation | 3BL | INSTALLATION BLOC | 3BL24G | IEC.309 CLAVIJ/BASES | 3BL24G29F | BASES INTERBLOQ. | 3BL24G29F665 | IB SOCKET IP67 SBF
GW66305N | BASE INTER. VT S/F. 3P+T 16A 230V 9H SBF | 104 | 1 | 1 | 12 | NR | 8011564741607 | 85366990 | 3BL00 | Installation | 3BL | INSTALLATION BLOC | 3BL24G | IEC.309 CLAVIJ/BASES | 3BL24G29F | BASES INTERBLOQ. | 3BL24G29F665 | IB SOCKET IP67 SBF
GW66306N | BASE INT. VT S/F 3P+N+T 16A 230V 9H SBF | 114 | 1 | 1 | 12 | NR | 8011564741614 | 85366990 | 3BL00 | Installation | 3BL | INSTALLATION BLOC | 3BL24G | IEC.309 CLAVIJ/BASES | 3BL24G29F | BASES INTERBLOQ. | 3BL24G29F665 | IB SOCKET IP67 SBF
GW66307N | BASE INTER. VT S/F. 2P+T 16A 400V 9H SBF | 95 | 1 | 1 | 12 | NR | 8011564741621 | 85366990 | 3BL00 | Installation | 3BL | INSTALLATION BLOC | 3BL24G | IEC.309 CLAVIJ/BASES | 3BL24G29F | BASES INTERBLOQ. | 3BL24G29F665 | IB SOCKET IP67 SBF
GW66308N | BASE INTER. VT S/F. 3P+T 16A 400V 6H SBF | 85 | 1 | 1 | 12 | NR | 8011564741638 | 85366990 | 3BL00 | Installation | 3BL | INSTALLATION BLOC | 3BL24G | IEC.309 CLAVIJ/BASES | 3BL24G29F | BASES INTERBLOQ. | 3BL24G29F665 | IB SOCKET IP67 SBF
GW66309N | BASE INT. VT S/F 3P+N+T 16A 400V 6H SBF | 92.5 | 1 | 1 | 12 | NR | 8011564741645 | 85366990 | 3BL00 | Installation | 3BL | INSTALLATION BLOC | 3BL24G | IEC.309 CLAVIJ/BASES | 3BL24G29F | BASES INTERBLOQ. | 3BL24G29F665 | IB SOCKET IP67 SBF
GW66310N | BASE INTER. VT S/F. 3P+T 16A 500V 7H SBF | 104 | 1 | 1 | 12 | NR | 8011564741652 | 85366990 | 3BL00 | Installation | 3BL | INSTALLATION BLOC | 3BL24G | IEC.309 CLAVIJ/BASES | 3BL24G29F | BASES INTERBLOQ. | 3BL24G29F665 | IB SOCKET IP67 SBF
GW66311N | BASE INT. VT S/F 3P+N+T 16A 500V 7H SBF | 115 | 1 | 1 | 12 | NR | 8011564741669 | 85366990 | 3BL00 | Installation | 3BL | INSTALLATION BLOC | 3BL24G | IEC.309 CLAVIJ/BASES | 3BL24G29F | BASES INTERBLOQ. | 3BL24G29F665 | IB SOCKET IP67 SBF
GW66312N | BASE INTER. VT S/F. 2P+T 32A 110V 4H SBF | 117 | 1 | 1 | 12 | NR | 8011564741676 | 85366990 | 3BL00 | Installation | 3BL | INSTALLATION BLOC | 3BL24G | IEC.309 CLAVIJ/BASES | 3BL24G29F | BASES INTERBLOQ. | 3BL24G29F665 | IB SOCKET IP67 SBF
GW66313N | BASE INTER. VT S/F. 3P+T 32A 110V 4H SBF | 122.5 | 1 | 1 | 12 | NR | 8011564741683 | 85366990 | 3BL00 | Installation | 3BL | INSTALLATION BLOC | 3BL24G | IEC.309 CLAVIJ/BASES | 3BL24G29F | BASES INTERBLOQ. | 3BL24G29F665 | IB SOCKET IP67 SBF
GW66314N | BASE INT. VT S/F. 3P+N+T 32A 110V 4H SBF | 144.5 | 1 | 1 | 12 | NR | 8011564741690 | 85366990 | 3BL00 | Installation | 3BL | INSTALLATION BLOC | 3BL24G | IEC.309 CLAVIJ/BASES | 3BL24G29F | BASES INTERBLOQ. | 3BL24G29F665 | IB SOCKET IP67 SBF
GW66315N | BASE INTER. VT S/F. 2P+T 32A 230V 6H SBF | 100.5 | 1 | 1 | 12 | NR | 8011564741706 | 85366990 | 3BL00 | Installation | 3BL | INSTALLATION BLOC | 3BL24G | IEC.309 CLAVIJ/BASES | 3BL24G29F | BASES INTERBLOQ. | 3BL24G29F665 | IB SOCKET IP67 SBF
GW66316N | BASE INTER. VT S/F. 3P+T 32A 230V 9H SBF | 135 | 1 | 1 | 12 | NR | 8011564741713 | 85366990 | 3BL00 | Installation | 3BL | INSTALLATION BLOC | 3BL24G | IEC.309 CLAVIJ/BASES | 3BL24G29F | BASES INTERBLOQ. | 3BL24G29F665 | IB SOCKET IP67 SBF
GW66317N | BASE INT. VT S/F. 3P+N+T 32A 230V 9H SBF | 150.5 | 1 | 1 | 12 | NR | 8011564741720 | 85366990 | 3BL00 | Installation | 3BL | INSTALLATION BLOC | 3BL24G | IEC.309 CLAVIJ/BASES | 3BL24G29F | BASES INTERBLOQ. | 3BL24G29F665 | IB SOCKET IP67 SBF
GW66318N | BASE INTER. VT S/F. 2P+T 32A 400V 9H SBF | 121.5 | 1 | 1 | 12 | NR | 8011564741737 | 85366990 | 3BL00 | Installation | 3BL | INSTALLATION BLOC | 3BL24G | IEC.309 CLAVIJ/BASES | 3BL24G29F | BASES INTERBLOQ. | 3BL24G29F665 | IB SOCKET IP67 SBF
GW66319N | BASE INTER. VT S/F. 3P+T 32A 400V 6H SBF | 111 | 1 | 1 | 12 | NR | 8011564741744 | 85366990 | 3BL00 | Installation | 3BL | INSTALLATION BLOC | 3BL24G | IEC.309 CLAVIJ/BASES | 3BL24G29F | BASES INTERBLOQ. | 3BL24G29F665 | IB SOCKET IP67 SBF
GW66320N | BASE INT. VT S/F. 3P+N+T 32A 400V 6H SBF | 124.5 | 1 | 1 | 12 | NR | 8011564741751 | 85366990 | 3BL00 | Installation | 3BL | INSTALLATION BLOC | 3BL24G | IEC.309 CLAVIJ/BASES | 3BL24G29F | BASES INTERBLOQ. | 3BL24G29F665 | IB SOCKET IP67 SBF
GW66321N | BASE INTER. VT S/F. 3P+T 32A 500V 7H SBF | 135 | 1 | 1 | 12 | NR | 8011564741768 | 85366990 | 3BL00 | Installation | 3BL | INSTALLATION BLOC | 3BL24G | IEC.309 CLAVIJ/BASES | 3BL24G29F | BASES INTERBLOQ. | 3BL24G29F665 | IB SOCKET IP67 SBF
GW66322N | BASE INT. VT S/F. 3P+N+T 32A 500V 7H SBF | 152.5 | 1 | 1 | 12 | NR | 8011564741775 | 85366990 | 3BL00 | Installation | 3BL | INSTALLATION BLOC | 3BL24G | IEC.309 CLAVIJ/BASES | 3BL24G29F | BASES INTERBLOQ. | 3BL24G29F665 | IB SOCKET IP67 SBF
GW66323N | BASE INTER. VT S/F. 2P+T 16A 110V 4H CBF | 143 | 1 | 1 | 12 | NR | 8011564741782 | 85366990 | 3BL00 | Installation | 3BL | INSTALLATION BLOC | 3BL24G | IEC.309 CLAVIJ/BASES | 3BL24G29F | BASES INTERBLOQ. | 3BL24G29F667 | IB SOCKET IP67 CBF
GW66324N | BASE INTER. VT S/F. 3P+T 16A 110V 4H CBF | 162 | 1 | 1 | 12 | NR | 8011564741799 | 85366990 | 3BL00 | Installation | 3BL | INSTALLATION BLOC | 3BL24G | IEC.309 CLAVIJ/BASES | 3BL24G29F | BASES INTERBLOQ. | 3BL24G29F667 | IB SOCKET IP67 CBF
GW66325N | BASE INT. VT S/F. 3P+N+T 16A 110V 4H CBF | 175.5 | 1 | 1 | 12 | NR | 8011564741805 | 85366990 | 3BL00 | Installation | 3BL | INSTALLATION BLOC | 3BL24G | IEC.309 CLAVIJ/BASES | 3BL24G29F | BASES INTERBLOQ. | 3BL24G29F667 | IB SOCKET IP67 CBF
GW66326N | BASE INTER. VT S/F. 2P+T 16A 230V 6H CBF | 119 | 1 | 1 | 12 | NR | 8011564741812 | 85366990 | 3BL00 | Installation | 3BL | INSTALLATION BLOC | 3BL24G | IEC.309 CLAVIJ/BASES | 3BL24G29F | BASES INTERBLOQ. | 3BL24G29F667 | IB SOCKET IP67 CBF
GW66327N | BASE INTER. VT S/F. 3P+T 16A 230V 9H CBF | 169.5 | 1 | 1 | 12 | NR | 8011564741829 | 85366990 | 3BL00 | Installation | 3BL | INSTALLATION BLOC | 3BL24G | IEC.309 CLAVIJ/BASES | 3BL24G29F | BASES INTERBLOQ. | 3BL24G29F667 | IB SOCKET IP67 CBF
GW66328N | BASE INT. VT S/F. 3P+N+T 16A 230V 9H CBF | 177.5 | 1 | 1 | 12 | NR | 8011564741836 | 85366990 | 3BL00 | Installation | 3BL | INSTALLATION BLOC | 3BL24G | IEC.309 CLAVIJ/BASES | 3BL24G29F | BASES INTERBLOQ. | 3BL24G29F667 | IB SOCKET IP67 CBF
GW66329N | BASE INTER. VT S/F. 2P+T 16A 400V 9H CBF | 143 | 1 | 1 | 12 | NR | 8011564741843 | 85366990 | 3BL00 | Installation | 3BL | INSTALLATION BLOC | 3BL24G | IEC.309 CLAVIJ/BASES | 3BL24G29F | BASES INTERBLOQ. | 3BL24G29F667 | IB SOCKET IP67 CBF
GW66330N | BASE INTER. VT S/F. 3P+T 16A 400V 6H CBF | 143 | 1 | 1 | 12 | NR | 8011564741850 | 85366990 | 3BL00 | Installation | 3BL | INSTALLATION BLOC | 3BL24G | IEC.309 CLAVIJ/BASES | 3BL24G29F | BASES INTERBLOQ. | 3BL24G29F667 | IB SOCKET IP67 CBF
GW66331N | BASE INT. VT S/F. 3P+N+T 16A 400V 6H CBF | 148.5 | 1 | 1 | 12 | NR | 8011564741867 | 85366990 | 3BL00 | Installation | 3BL | INSTALLATION BLOC | 3BL24G | IEC.309 CLAVIJ/BASES | 3BL24G29F | BASES INTERBLOQ. | 3BL24G29F667 | IB SOCKET IP67 CBF
GW66332N | BASE INTER. VT S/F. 3P+T 16A 500V 7H CBF | 182 | 1 | 1 | 12 | NR | 8011564741874 | 85366990 | 3BL00 | Installation | 3BL | INSTALLATION BLOC | 3BL24G | IEC.309 CLAVIJ/BASES | 3BL24G29F | BASES INTERBLOQ. | 3BL24G29F667 | IB SOCKET IP67 CBF
GW66333N | BASE INT. VT S/F. 3P+N+T 16A 500V 7H CBF | 184 | 1 | 1 | 12 | NR | 8011564741881 | 85366990 | 3BL00 | Installation | 3BL | INSTALLATION BLOC | 3BL24G | IEC.309 CLAVIJ/BASES | 3BL24G29F | BASES INTERBLOQ. | 3BL24G29F667 | IB SOCKET IP67 CBF
GW66334N | BASE INTER. VT S/F. 2P+T 32A 110V 4H CBF | 185 | 1 | 1 | 12 | NR | 8011564741898 | 85366990 | 3BL00 | Installation | 3BL | INSTALLATION BLOC | 3BL24G | IEC.309 CLAVIJ/BASES | 3BL24G29F | BASES INTERBLOQ. | 3BL24G29F667 | IB SOCKET IP67 CBF
GW66335N | BASE INTER. VT S/F. 3P+T 32A 110V 4H CBF | 223.5 | 1 | 1 | 12 | NR | 8011564741904 | 85366990 | 3BL00 | Installation | 3BL | INSTALLATION BLOC | 3BL24G | IEC.309 CLAVIJ/BASES | 3BL24G29F | BASES INTERBLOQ. | 3BL24G29F667 | IB SOCKET IP67 CBF
GW66336N | BASE INT. VT S/F. 3P+N+T 32A 110V 4H CBF | 233 | 1 | 1 | 12 | NR | 8011564741911 | 85366990 | 3BL00 | Installation | 3BL | INSTALLATION BLOC | 3BL24G | IEC.309 CLAVIJ/BASES | 3BL24G29F | BASES INTERBLOQ. | 3BL24G29F667 | IB SOCKET IP67 CBF
GW66337N | BASE INTER. VT S/F. 2P+T 32A 230V 6H CBF | 161 | 1 | 1 | 12 | NR | 8011564741928 | 85366990 | 3BL00 | Installation | 3BL | INSTALLATION BLOC | 3BL24G | IEC.309 CLAVIJ/BASES | 3BL24G29F | BASES INTERBLOQ. | 3BL24G29F667 | IB SOCKET IP67 CBF
GW66338N | BASE INTER. VT S/F. 3P+T 32A 230V 9H CBF | 233 | 1 | 1 | 12 | NR | 8011564741935 | 85366990 | 3BL00 | Installation | 3BL | INSTALLATION BLOC | 3BL24G | IEC.309 CLAVIJ/BASES | 3BL24G29F | BASES INTERBLOQ. | 3BL24G29F667 | IB SOCKET IP67 CBF
GW66339N | BASE INT. VT S/F. 3P+N+T 32A 230V 9H CBF | 249 | 1 | 1 | 12 | NR | 8011564741942 | 85366990 | 3BL00 | Installation | 3BL | INSTALLATION BLOC | 3BL24G | IEC.309 CLAVIJ/BASES | 3BL24G29F | BASES INTERBLOQ. | 3BL24G29F667 | IB SOCKET IP67 CBF
GW66340N | BASE INTER. VT S/F. 2P+T 32A 400V 9H CBF | 192.5 | 1 | 1 | 12 | NR | 8011564741959 | 85366990 | 3BL00 | Installation | 3BL | INSTALLATION BLOC | 3BL24G | IEC.309 CLAVIJ/BASES | 3BL24G29F | BASES INTERBLOQ. | 3BL24G29F667 | IB SOCKET IP67 CBF
GW66341N | BASE INTER. VT S/F. 3P+T 32A 400V 6H CBF | 194.5 | 1 | 1 | 12 | NR | 8011564741966 | 85366990 | 3BL00 | Installation | 3BL | INSTALLATION BLOC | 3BL24G | IEC.309 CLAVIJ/BASES | 3BL24G29F | BASES INTERBLOQ. | 3BL24G29F667 | IB SOCKET IP67 CBF
GW66342N | BASE INT. VT S/F. 3P+N+T 32A 400V 6H CBF | 205 | 1 | 1 | 12 | NR | 8011564741973 | 85366990 | 3BL00 | Installation | 3BL | INSTALLATION BLOC | 3BL24G | IEC.309 CLAVIJ/BASES | 3BL24G29F | BASES INTERBLOQ. | 3BL24G29F667 | IB SOCKET IP67 CBF
GW66343N | BASE INTER. VT S/F. 3P+T 32A 500V 7H CBF | 245.5 | 1 | 1 | 12 | NR | 8011564741980 | 85366990 | 3BL00 | Installation | 3BL | INSTALLATION BLOC | 3BL24G | IEC.309 CLAVIJ/BASES | 3BL24G29F | BASES INTERBLOQ. | 3BL24G29F667 | IB SOCKET IP67 CBF
GW66344N | BASE INT. VT S/F. 3P+N+T 32A 500V 7H CBF | 251 | 1 | 1 | 12 | NR | 8011564741997 | 85366990 | 3BL00 | Installation | 3BL | INSTALLATION BLOC | 3BL24G | IEC.309 CLAVIJ/BASES | 3BL24G29F | BASES INTERBLOQ. | 3BL24G29F667 | IB SOCKET IP67 CBF
GW66345N | BASE INTER. VT S/F. 2P+T 63A 110V 4H CBF | 350.5 | 1 | 1 | 4 | NR | 8011564742000 | 85366990 | 3BL00 | Installation | 3BL | INSTALLATION BLOC | 3BL24G | IEC.309 CLAVIJ/BASES | 3BL24G29F | BASES INTERBLOQ. | 3BL24G29F667 | IB SOCKET IP67 CBF
GW66346N | BASE INTER. VT S/F. 3P+T 63A 110V 4H CBF | 418 | 1 | 1 | 4 | NR | 8011564742017 | 85366990 | 3BL00 | Installation | 3BL | INSTALLATION BLOC | 3BL24G | IEC.309 CLAVIJ/BASES | 3BL24G29F | BASES INTERBLOQ. | 3BL24G29F667 | IB SOCKET IP67 CBF
GW66347N | BASE INT. VT S/F. 3P+N+T 63A 110V 4H CBF | 437 | 1 | 1 | 4 | NR | 8011564742024 | 85366990 | 3BL00 | Installation | 3BL | INSTALLATION BLOC | 3BL24G | IEC.309 CLAVIJ/BASES | 3BL24G29F | BASES INTERBLOQ. | 3BL24G29F667 | IB SOCKET IP67 CBF
GW66348N | BASE INTER. VT S/F. 2P+T 63A 230V 6H CBF | 348 | 1 | 1 | 4 | NR | 8011564742031 | 85366990 | 3BL00 | Installation | 3BL | INSTALLATION BLOC | 3BL24G | IEC.309 CLAVIJ/BASES | 3BL24G29F | BASES INTERBLOQ. | 3BL24G29F667 | IB SOCKET IP67 CBF
GW66349N | BASE INTER. VT S/F. 3P+T 63A 230V 9H CBF | 416 | 1 | 1 | 4 | NR | 8011564742048 | 85366990 | 3BL00 | Installation | 3BL | INSTALLATION BLOC | 3BL24G | IEC.309 CLAVIJ/BASES | 3BL24G29F | BASES INTERBLOQ. | 3BL24G29F667 | IB SOCKET IP67 CBF
GW66350N | BASE INT. VT S/F. 3P+N+T 63A 230V 9H CBF | 433 | 1 | 1 | 4 | NR | 8011564742055 | 85366990 | 3BL00 | Installation | 3BL | INSTALLATION BLOC | 3BL24G | IEC.309 CLAVIJ/BASES | 3BL24G29F | BASES INTERBLOQ. | 3BL24G29F667 | IB SOCKET IP67 CBF
GW66351N | BASE INTER. VT S/F. 2P+T 63A 400V 9H CBF | 372 | 1 | 1 | 4 | NR | 8011564742062 | 85366990 | 3BL00 | Installation | 3BL | INSTALLATION BLOC | 3BL24G | IEC.309 CLAVIJ/BASES | 3BL24G29F | BASES INTERBLOQ. | 3BL24G29F667 | IB SOCKET IP67 CBF
GW66352N | BASE INTER. VT S/F. 3P+T 63A 400V 6H CBF | 358.5 | 1 | 1 | 4 | NR | 8011564742079 | 85366990 | 3BL00 | Installation | 3BL | INSTALLATION BLOC | 3BL24G | IEC.309 CLAVIJ/BASES | 3BL24G29F | BASES INTERBLOQ. | 3BL24G29F667 | IB SOCKET IP67 CBF
GW66353N | BASE INT. VT S/F. 3P+N+T 63A 400V 6H CBF | 378.5 | 1 | 1 | 4 | NR | 8011564742086 | 85366990 | 3BL00 | Installation | 3BL | INSTALLATION BLOC | 3BL24G | IEC.309 CLAVIJ/BASES | 3BL24G29F | BASES INTERBLOQ. | 3BL24G29F667 | IB SOCKET IP67 CBF
GW66354N | BASE INTER. VT S/F. 3P+T 63A 500V 7H CBF | 526 | 1 | 1 | 4 | NR | 8011564742093 | 85366990 | 3BL00 | Installation | 3BL | INSTALLATION BLOC | 3BL24G | IEC.309 CLAVIJ/BASES | 3BL24G29F | BASES INTERBLOQ. | 3BL24G29F667 | IB SOCKET IP67 CBF
GW66355N | BASE INT. VT S/F. 3P+N+T 63A 500V 7H CBF | 549 | 1 | 1 | 4 | NR | 8011564742109 | 85366990 | 3BL00 | Installation | 3BL | INSTALLATION BLOC | 3BL24G | IEC.309 CLAVIJ/BASES | 3BL24G29F | BASES INTERBLOQ. | 3BL24G29F667 | IB SOCKET IP67 CBF
GW66357N | BASE INTER. VT S/F. 3P+T 32A 400V 3H SBF | 137 | 1 | 1 | 12 | NR | 8011564742116 | 85366990 | 3BL00 | Installation | 3BL | INSTALLATION BLOC | 3BL24G | IEC.309 CLAVIJ/BASES | 3BL24G29F | BASES INTERBLOQ. | 3BL24G29F665 | IB SOCKET IP67 SBF
GW66358N | BASE INTER. VT S/F. 3P+T 32A 400V 3H CBF | 233 | 1 | 1 | 12 | NR | 8011564742123 | 85366990 | 3BL00 | Installation | 3BL | INSTALLATION BLOC | 3BL24G | IEC.309 CLAVIJ/BASES | 3BL24G29F | BASES INTERBLOQ. | 3BL24G29F667 | IB SOCKET IP67 CBF
GW66359N | BASE INT. VT S/F 160VA TRASF.230/24V SBF | 276 | 1 | 1 | 4 | NR | 8011564742130 | 85366990 | 3BL00 | Installation | 3BL | INSTALLATION BLOC | 3BL24G | IEC.309 CLAVIJ/BASES | 3BL24G29F | BASES INTERBLOQ. | 3BL24G29F665 | IB SOCKET IP67 SBF
GW66401 | BASE COMBIBLOC C/F IP44 2P+T 16A 110V | 82.5 | 1 | 1 | 12 | NR | 8011564097278 | 85366990 | 3BL00 | Installation | 3BL | INSTALLATION BLOC | 3BL24G | IEC.309 CLAVIJ/BASES | 3BL24G29F | BASES INTERBLOQ. | 3BL24G29F657 | IP44 COMBIBL. SOCKET
GW66402 | BASE COMBIBLOC C/F IP44 3P+T 16A 110V | 100 | 1 | 1 | 12 | NR | 8011564097285 | 85366990 | 3BL00 | Installation | 3BL | INSTALLATION BLOC | 3BL24G | IEC.309 CLAVIJ/BASES | 3BL24G29F | BASES INTERBLOQ. | 3BL24G29F657 | IP44 COMBIBL. SOCKET
GW66403 | BASE COMBIBLOC C/F IP44 3P+N+T 16A 110V | 111 | 1 | 1 | 12 | NR | 8011564097292 | 85366990 | 3BL00 | Installation | 3BL | INSTALLATION BLOC | 3BL24G | IEC.309 CLAVIJ/BASES | 3BL24G29F | BASES INTERBLOQ. | 3BL24G29F657 | IP44 COMBIBL. SOCKET
GW66404 | BASE COMBIBLOC C/F IP44 2P+T 16A 230V | 79 | 1 | 1 | 12 | NR | 8011564097308 | 85366990 | 3BL00 | Installation | 3BL | INSTALLATION BLOC | 3BL24G | IEC.309 CLAVIJ/BASES | 3BL24G29F | BASES INTERBLOQ. | 3BL24G29F657 | IP44 COMBIBL. SOCKET
GW66405 | BASE COMBIBLOC C/F IP44 3P+T 16A 230V | 95.5 | 1 | 1 | 12 | NR | 8011564097315 | 85366990 | 3BL00 | Installation | 3BL | INSTALLATION BLOC | 3BL24G | IEC.309 CLAVIJ/BASES | 3BL24G29F | BASES INTERBLOQ. | 3BL24G29F657 | IP44 COMBIBL. SOCKET
GW66406 | BASE COMBIBLOC C/F IP44 3P+N+T 16A 230V | 110 | 1 | 1 | 12 | NR | 8011564097322 | 85366990 | 3BL00 | Installation | 3BL | INSTALLATION BLOC | 3BL24G | IEC.309 CLAVIJ/BASES | 3BL24G29F | BASES INTERBLOQ. | 3BL24G29F657 | IP44 COMBIBL. SOCKET
GW66407 | BASE COMBIBLOC C/F IP44 2P+T 16A 400V | 90.5 | 1 | 1 | 12 | NR | 8011564097339 | 85366990 | 3BL00 | Installation | 3BL | INSTALLATION BLOC | 3BL24G | IEC.309 CLAVIJ/BASES | 3BL24G29F | BASES INTERBLOQ. | 3BL24G29F657 | IP44 COMBIBL. SOCKET
GW66408 | BASE COMBIBLOC C/F IP44 3P+T 16A 400V | 91.5 | 1 | 1 | 12 | NR | 8011564097346 | 85366990 | 3BL00 | Installation | 3BL | INSTALLATION BLOC | 3BL24G | IEC.309 CLAVIJ/BASES | 3BL24G29F | BASES INTERBLOQ. | 3BL24G29F657 | IP44 COMBIBL. SOCKET
GW66409 | BASE COMBIBLOC C/F IP44 3P+N+T 16A 400V | 101.5 | 1 | 1 | 12 | NR | 8011564097353 | 85366990 | 3BL00 | Installation | 3BL | INSTALLATION BLOC | 3BL24G | IEC.309 CLAVIJ/BASES | 3BL24G29F | BASES INTERBLOQ. | 3BL24G29F657 | IP44 COMBIBL. SOCKET
GW66412 | BASE COMBIBLOC C/F IP44 2P+T 32A 110V | 99 | 1 | 1 | 12 | NR | 8011564097360 | 85366990 | 3BL00 | Installation | 3BL | INSTALLATION BLOC | 3BL24G | IEC.309 CLAVIJ/BASES | 3BL24G29F | BASES INTERBLOQ. | 3BL24G29F657 | IP44 COMBIBL. SOCKET
GW66413 | BASE COMBIBLOC C/F IP44 3P+T 32A 110V | 118 | 1 | 1 | 12 | NR | 8011564097377 | 85366990 | 3BL00 | Installation | 3BL | INSTALLATION BLOC | 3BL24G | IEC.309 CLAVIJ/BASES | 3BL24G29F | BASES INTERBLOQ. | 3BL24G29F657 | IP44 COMBIBL. SOCKET
GW66414 | BASE COMBIBLOC C/F IP44 3P+N+T 32A 110V | 131.5 | 1 | 1 | 12 | NR | 8011564097384 | 85366990 | 3BL00 | Installation | 3BL | INSTALLATION BLOC | 3BL24G | IEC.309 CLAVIJ/BASES | 3BL24G29F | BASES INTERBLOQ. | 3BL24G29F657 | IP44 COMBIBL. SOCKET
GW66415 | BASE COMBIBLOC C/F IP44 2P+T 32A 230V | 96.5 | 1 | 1 | 12 | NR | 8011564097391 | 85366990 | 3BL00 | Installation | 3BL | INSTALLATION BLOC | 3BL24G | IEC.309 CLAVIJ/BASES | 3BL24G29F | BASES INTERBLOQ. | 3BL24G29F657 | IP44 COMBIBL. SOCKET
GW66416 | BASE COMBIBLOC C/F IP44 3P+T 32A 230V | 118 | 1 | 1 | 12 | NR | 8011564097407 | 85366990 | 3BL00 | Installation | 3BL | INSTALLATION BLOC | 3BL24G | IEC.309 CLAVIJ/BASES | 3BL24G29F | BASES INTERBLOQ. | 3BL24G29F657 | IP44 COMBIBL. SOCKET
GW66417 | BASE COMBIBLOC C/F IP44 3P+N+T 32A 230V | 131.5 | 1 | 1 | 12 | NR | 8011564097414 | 85366990 | 3BL00 | Installation | 3BL | INSTALLATION BLOC | 3BL24G | IEC.309 CLAVIJ/BASES | 3BL24G29F | BASES INTERBLOQ. | 3BL24G29F657 | IP44 COMBIBL. SOCKET
GW66418 | BASE COMBIBLOC C/F IP44 2P+T 32A 400V | 104.5 | 1 | 1 | 12 | NR | 8011564097421 | 85366990 | 3BL00 | Installation | 3BL | INSTALLATION BLOC | 3BL24G | IEC.309 CLAVIJ/BASES | 3BL24G29F | BASES INTERBLOQ. | 3BL24G29F657 | IP44 COMBIBL. SOCKET
GW66419 | BASE COMBIBLOC C/F IP44 3P+T 32A 400V | 110 | 1 | 1 | 12 | NR | 8011564097438 | 85366990 | 3BL00 | Installation | 3BL | INSTALLATION BLOC | 3BL24G | IEC.309 CLAVIJ/BASES | 3BL24G29F | BASES INTERBLOQ. | 3BL24G29F657 | IP44 COMBIBL. SOCKET
GW66420 | BASE COMBIBLOC C/F IP44 3P+N+T 32A 400V | 121.5 | 1 | 1 | 12 | NR | 8011564097445 | 85366990 | 3BL00 | Installation | 3BL | INSTALLATION BLOC | 3BL24G | IEC.309 CLAVIJ/BASES | 3BL24G29F | BASES INTERBLOQ. | 3BL24G29F657 | IP44 COMBIBL. SOCKET
GW66423 | BASE COMBIBLOC S/F IP44 2P+T 16A 110V | 75.5 | 1 | 1 | 12 | NR | 8011564097452 | 85366990 | 3BL00 | Installation | 3BL | INSTALLATION BLOC | 3BL24G | IEC.309 CLAVIJ/BASES | 3BL24G29F | BASES INTERBLOQ. | 3BL24G29F657 | IP44 COMBIBL. SOCKET
GW66424 | BASE COMBIBLOC S/F IP44 3P+T 16A 110V | 92.5 | 1 | 1 | 12 | NR | 8011564097469 | 85366990 | 3BL00 | Installation | 3BL | INSTALLATION BLOC | 3BL24G | IEC.309 CLAVIJ/BASES | 3BL24G29F | BASES INTERBLOQ. | 3BL24G29F657 | IP44 COMBIBL. SOCKET
GW66425 | BASE COMBIBLOC S/F IP44 3P+N+T 16A 110V | 104 | 1 | 1 | 12 | NR | 8011564097476 | 85366990 | 3BL00 | Installation | 3BL | INSTALLATION BLOC | 3BL24G | IEC.309 CLAVIJ/BASES | 3BL24G29F | BASES INTERBLOQ. | 3BL24G29F657 | IP44 COMBIBL. SOCKET
GW66426 | BASE COMBIBLOC S/F IP44 2P+T 16A 230V | 69.5 | 1 | 1 | 12 | NR | 8011564097483 | 85366990 | 3BL00 | Installation | 3BL | INSTALLATION BLOC | 3BL24G | IEC.309 CLAVIJ/BASES | 3BL24G29F | BASES INTERBLOQ. | 3BL24G29F657 | IP44 COMBIBL. SOCKET
GW66427 | BASE COMBIBLOC S/F IP44 3P+T 16A 230V | 88.5 | 1 | 1 | 12 | NR | 8011564097490 | 85366990 | 3BL00 | Installation | 3BL | INSTALLATION BLOC | 3BL24G | IEC.309 CLAVIJ/BASES | 3BL24G29F | BASES INTERBLOQ. | 3BL24G29F657 | IP44 COMBIBL. SOCKET
GW66428 | BASE COMBIBLOC S/F IP44 3P+N+T 16A 230V | 102.5 | 1 | 1 | 12 | NR | 8011564097506 | 85366990 | 3BL00 | Installation | 3BL | INSTALLATION BLOC | 3BL24G | IEC.309 CLAVIJ/BASES | 3BL24G29F | BASES INTERBLOQ. | 3BL24G29F657 | IP44 COMBIBL. SOCKET
GW66429 | BASE COMBIBLOC S/F IP44 2P+T 16A 400V | 82.5 | 1 | 1 | 12 | NR | 8011564097513 | 85366990 | 3BL00 | Installation | 3BL | INSTALLATION BLOC | 3BL24G | IEC.309 CLAVIJ/BASES | 3BL24G29F | BASES INTERBLOQ. | 3BL24G29F657 | IP44 COMBIBL. SOCKET
GW66430 | BASE COMBIBLOC S/F IP44 3P+T 16A 400V | 77 | 1 | 1 | 12 | NR | 8011564097520 | 85366990 | 3BL00 | Installation | 3BL | INSTALLATION BLOC | 3BL24G | IEC.309 CLAVIJ/BASES | 3BL24G29F | BASES INTERBLOQ. | 3BL24G29F657 | IP44 COMBIBL. SOCKET
GW66431 | BASE COMBIBLOC S/F IP44 3P+N+T 16A 400V | 93.5 | 1 | 1 | 12 | NR | 8011564097537 | 85366990 | 3BL00 | Installation | 3BL | INSTALLATION BLOC | 3BL24G | IEC.309 CLAVIJ/BASES | 3BL24G29F | BASES INTERBLOQ. | 3BL24G29F657 | IP44 COMBIBL. SOCKET
GW66434 | BASE COMBIBLOC S/F IP44 2P+T 32A 110V | 91.5 | 1 | 1 | 12 | NR | 8011564097544 | 85366990 | 3BL00 | Installation | 3BL | INSTALLATION BLOC | 3BL24G | IEC.309 CLAVIJ/BASES | 3BL24G29F | BASES INTERBLOQ. | 3BL24G29F657 | IP44 COMBIBL. SOCKET
GW66435 | BASE COMBIBLOC S/F IP44 3P+T 32A 110V | 110 | 1 | 1 | 12 | NR | 8011564097551 | 85366990 | 3BL00 | Installation | 3BL | INSTALLATION BLOC | 3BL24G | IEC.309 CLAVIJ/BASES | 3BL24G29F | BASES INTERBLOQ. | 3BL24G29F657 | IP44 COMBIBL. SOCKET
GW66436 | BASE COMBIBLOC S/F IP44 3P+N+T 32A 110V | 123.5 | 1 | 1 | 12 | NR | 8011564097568 | 85366990 | 3BL00 | Installation | 3BL | INSTALLATION BLOC | 3BL24G | IEC.309 CLAVIJ/BASES | 3BL24G29F | BASES INTERBLOQ. | 3BL24G29F657 | IP44 COMBIBL. SOCKET
GW66437 | BASE COMBIBLOC S/F IP44 2P+T 32A 230V | 87.5 | 1 | 1 | 12 | NR | 8011564097575 | 85366990 | 3BL00 | Installation | 3BL | INSTALLATION BLOC | 3BL24G | IEC.309 CLAVIJ/BASES | 3BL24G29F | BASES INTERBLOQ. | 3BL24G29F657 | IP44 COMBIBL. SOCKET
GW66438 | BASE COMBIBLOC S/F IP44 3P+T 32A 230V | 110 | 1 | 1 | 12 | NR | 8011564097582 | 85366990 | 3BL00 | Installation | 3BL | INSTALLATION BLOC | 3BL24G | IEC.309 CLAVIJ/BASES | 3BL24G29F | BASES INTERBLOQ. | 3BL24G29F657 | IP44 COMBIBL. SOCKET
GW66439 | BASE COMBIBLOC S/F IP44 3P+N+T 32A 230V | 123.5 | 1 | 1 | 12 | NR | 8011564097599 | 85366990 | 3BL00 | Installation | 3BL | INSTALLATION BLOC | 3BL24G | IEC.309 CLAVIJ/BASES | 3BL24G29F | BASES INTERBLOQ. | 3BL24G29F657 | IP44 COMBIBL. SOCKET
GW66440 | BASE COMBIBLOC S/F IP44 2P+T 32A 400V | 97.5 | 1 | 1 | 12 | NR | 8011564097605 | 85366990 | 3BL00 | Installation | 3BL | INSTALLATION BLOC | 3BL24G | IEC.309 CLAVIJ/BASES | 3BL24G29F | BASES INTERBLOQ. | 3BL24G29F657 | IP44 COMBIBL. SOCKET
GW66441 | BASE COMBIBLOC S/F IP44 3P+T 32A 400V | 99 | 1 | 1 | 12 | NR | 8011564097612 | 85366990 | 3BL00 | Installation | 3BL | INSTALLATION BLOC | 3BL24G | IEC.309 CLAVIJ/BASES | 3BL24G29F | BASES INTERBLOQ. | 3BL24G29F657 | IP44 COMBIBL. SOCKET
GW66442 | BASE COMBIBLOC S/F IP44 3P+N+T 32A 400V | 111 | 1 | 1 | 12 | NR | 8011564097629 | 85366990 | 3BL00 | Installation | 3BL | INSTALLATION BLOC | 3BL24G | IEC.309 CLAVIJ/BASES | 3BL24G29F | BASES INTERBLOQ. | 3BL24G29F657 | IP44 COMBIBL. SOCKET
GW66445 | BASE COMBIBLOC C/F IP55 2P+T 16A 110V | 105.5 | 1 | 1 | 12 | NR | 8011564097636 | 85366990 | 3BL00 | Installation | 3BL | INSTALLATION BLOC | 3BL24G | IEC.309 CLAVIJ/BASES | 3BL24G29F | BASES INTERBLOQ. | 3BL24G29F659 | IP55 COMBI SOCK+ACC
GW66446 | BASE COMBIBLOC C/F IP55 3P+T 16A 110V | 121.5 | 1 | 1 | 12 | NR | 8011564097643 | 85366990 | 3BL00 | Installation | 3BL | INSTALLATION BLOC | 3BL24G | IEC.309 CLAVIJ/BASES | 3BL24G29F | BASES INTERBLOQ. | 3BL24G29F659 | IP55 COMBI SOCK+ACC
GW66447 | BASE COMBIBLOC C/F IP55 3P+N+T 16A 110V | 131.5 | 1 | 1 | 12 | NR | 8011564097650 | 85366990 | 3BL00 | Installation | 3BL | INSTALLATION BLOC | 3BL24G | IEC.309 CLAVIJ/BASES | 3BL24G29F | BASES INTERBLOQ. | 3BL24G29F659 | IP55 COMBI SOCK+ACC
GW66448 | BASE COMBIBLOC C/F IP55 2P+T 16A 230V | 97.5 | 1 | 1 | 12 | NR | 8011564097667 | 85366990 | 3BL00 | Installation | 3BL | INSTALLATION BLOC | 3BL24G | IEC.309 CLAVIJ/BASES | 3BL24G29F | BASES INTERBLOQ. | 3BL24G29F659 | IP55 COMBI SOCK+ACC
GW66449 | BASE COMBIBLOC C/F IP55 3P+T 16A 230V | 123.5 | 1 | 1 | 12 | NR | 8011564097674 | 85366990 | 3BL00 | Installation | 3BL | INSTALLATION BLOC | 3BL24G | IEC.309 CLAVIJ/BASES | 3BL24G29F | BASES INTERBLOQ. | 3BL24G29F659 | IP55 COMBI SOCK+ACC
GW66450 | BASE COMBIBLOC C/F IP55 3P+N+T 16A 230V | 133 | 1 | 1 | 12 | NR | 8011564097681 | 85366990 | 3BL00 | Installation | 3BL | INSTALLATION BLOC | 3BL24G | IEC.309 CLAVIJ/BASES | 3BL24G29F | BASES INTERBLOQ. | 3BL24G29F659 | IP55 COMBI SOCK+ACC
GW66451 | BASE COMBIBLOC C/F IP55 2P+T 16A 400V | 112 | 1 | 1 | 12 | NR | 8011564097698 | 85366990 | 3BL00 | Installation | 3BL | INSTALLATION BLOC | 3BL24G | IEC.309 CLAVIJ/BASES | 3BL24G29F | BASES INTERBLOQ. | 3BL24G29F659 | IP55 COMBI SOCK+ACC
GW66452 | BASE COMBIBLOC C/F IP55 3P+T 16A 400V | 113 | 1 | 1 | 12 | NR | 8011564097704 | 85366990 | 3BL00 | Installation | 3BL | INSTALLATION BLOC | 3BL24G | IEC.309 CLAVIJ/BASES | 3BL24G29F | BASES INTERBLOQ. | 3BL24G29F659 | IP55 COMBI SOCK+ACC
GW66453 | BASE COMBIBLOC C/F IP55 3P+N+T 16A 400V | 121.5 | 1 | 1 | 12 | NR | 8011564097711 | 85366990 | 3BL00 | Installation | 3BL | INSTALLATION BLOC | 3BL24G | IEC.309 CLAVIJ/BASES | 3BL24G29F | BASES INTERBLOQ. | 3BL24G29F659 | IP55 COMBI SOCK+ACC
GW66456 | BASE COMBIBLOC C/F IP55 2P+T 32A 110V | 135 | 1 | 1 | 12 | NR | 8011564097728 | 85366990 | 3BL00 | Installation | 3BL | INSTALLATION BLOC | 3BL24G | IEC.309 CLAVIJ/BASES | 3BL24G29F | BASES INTERBLOQ. | 3BL24G29F659 | IP55 COMBI SOCK+ACC
GW66457 | BASE COMBIBLOC C/F IP55 3P+T 32A 110V | 150.5 | 1 | 1 | 12 | NR | 8011564097735 | 85366990 | 3BL00 | Installation | 3BL | INSTALLATION BLOC | 3BL24G | IEC.309 CLAVIJ/BASES | 3BL24G29F | BASES INTERBLOQ. | 3BL24G29F659 | IP55 COMBI SOCK+ACC
GW66458 | BASE COMBIBLOC C/F IP55 3P+N+T 32A 110V | 168.5 | 1 | 1 | 12 | NR | 8011564097742 | 85366990 | 3BL00 | Installation | 3BL | INSTALLATION BLOC | 3BL24G | IEC.309 CLAVIJ/BASES | 3BL24G29F | BASES INTERBLOQ. | 3BL24G29F659 | IP55 COMBI SOCK+ACC
GW66459 | BASE COMBIBLOC C/F IP55 2P+T 32A 230V | 129.5 | 1 | 1 | 12 | NR | 8011564097759 | 85366990 | 3BL00 | Installation | 3BL | INSTALLATION BLOC | 3BL24G | IEC.309 CLAVIJ/BASES | 3BL24G29F | BASES INTERBLOQ. | 3BL24G29F659 | IP55 COMBI SOCK+ACC
GW66460 | BASE COMBIBLOC C/F IP55 3P+T 32A 230V | 153.5 | 1 | 1 | 12 | NR | 8011564097766 | 85366990 | 3BL00 | Installation | 3BL | INSTALLATION BLOC | 3BL24G | IEC.309 CLAVIJ/BASES | 3BL24G29F | BASES INTERBLOQ. | 3BL24G29F659 | IP55 COMBI SOCK+ACC
GW66461 | BASE COMBIBLOC C/F IP55 3P+N+T 32A 230V | 169.5 | 1 | 1 | 12 | NR | 8011564097773 | 85366990 | 3BL00 | Installation | 3BL | INSTALLATION BLOC | 3BL24G | IEC.309 CLAVIJ/BASES | 3BL24G29F | BASES INTERBLOQ. | 3BL24G29F659 | IP55 COMBI SOCK+ACC
GW66462 | BASE COMBIBLOC C/F IP55 2P+T 32A 400V | 143 | 1 | 1 | 12 | NR | 8011564097780 | 85366990 | 3BL00 | Installation | 3BL | INSTALLATION BLOC | 3BL24G | IEC.309 CLAVIJ/BASES | 3BL24G29F | BASES INTERBLOQ. | 3BL24G29F659 | IP55 COMBI SOCK+ACC
GW66463 | BASE COMBIBLOC C/F IP55 3P+T 32A 400V | 144.5 | 1 | 1 | 12 | NR | 8011564097797 | 85366990 | 3BL00 | Installation | 3BL | INSTALLATION BLOC | 3BL24G | IEC.309 CLAVIJ/BASES | 3BL24G29F | BASES INTERBLOQ. | 3BL24G29F659 | IP55 COMBI SOCK+ACC
GW66464 | BASE COMBIBLOC C/F IP55 3P+N+T 32A 400V | 158 | 1 | 1 | 12 | NR | 8011564097803 | 85366990 | 3BL00 | Installation | 3BL | INSTALLATION BLOC | 3BL24G | IEC.309 CLAVIJ/BASES | 3BL24G29F | BASES INTERBLOQ. | 3BL24G29F659 | IP55 COMBI SOCK+ACC
GW66467 | BASE COMBIBLOC S/F IP55 2P+T 16A 110V | 91.5 | 1 | 1 | 12 | NR | 8011564097810 | 85366990 | 3BL00 | Installation | 3BL | INSTALLATION BLOC | 3BL24G | IEC.309 CLAVIJ/BASES | 3BL24G29F | BASES INTERBLOQ. | 3BL24G29F659 | IP55 COMBI SOCK+ACC
GW66468 | BASE COMBIBLOC S/F IP55 3P+T 16A 110V | 104.5 | 1 | 1 | 12 | NR | 8011564097827 | 85366990 | 3BL00 | Installation | 3BL | INSTALLATION BLOC | 3BL24G | IEC.309 CLAVIJ/BASES | 3BL24G29F | BASES INTERBLOQ. | 3BL24G29F659 | IP55 COMBI SOCK+ACC
GW66469 | BASE COMBIBLOC S/F IP55 3P+N+T 16A 110V | 115 | 1 | 1 | 12 | NR | 8011564097834 | 85366990 | 3BL00 | Installation | 3BL | INSTALLATION BLOC | 3BL24G | IEC.309 CLAVIJ/BASES | 3BL24G29F | BASES INTERBLOQ. | 3BL24G29F659 | IP55 COMBI SOCK+ACC
GW66470 | BASE COMBIBLOC S/F IP55 2P+T 16A 230V | 82.5 | 1 | 1 | 12 | NR | 8011564097841 | 85366990 | 3BL00 | Installation | 3BL | INSTALLATION BLOC | 3BL24G | IEC.309 CLAVIJ/BASES | 3BL24G29F | BASES INTERBLOQ. | 3BL24G29F659 | IP55 COMBI SOCK+ACC
GW66471 | BASE COMBIBLOC S/F IP55 3P+T 16A 230V | 106.5 | 1 | 1 | 12 | NR | 8011564097858 | 85366990 | 3BL00 | Installation | 3BL | INSTALLATION BLOC | 3BL24G | IEC.309 CLAVIJ/BASES | 3BL24G29F | BASES INTERBLOQ. | 3BL24G29F659 | IP55 COMBI SOCK+ACC
GW66472 | BASE COMBIBLOC S/F IP55 3P+N+T 16A 230V | 117 | 1 | 1 | 12 | NR | 8011564097865 | 85366990 | 3BL00 | Installation | 3BL | INSTALLATION BLOC | 3BL24G | IEC.309 CLAVIJ/BASES | 3BL24G29F | BASES INTERBLOQ. | 3BL24G29F659 | IP55 COMBI SOCK+ACC
GW66473 | BASE COMBIBLOC S/F IP55 2P+T 16A 400V | 97.5 | 1 | 1 | 12 | NR | 8011564097872 | 85366990 | 3BL00 | Installation | 3BL | INSTALLATION BLOC | 3BL24G | IEC.309 CLAVIJ/BASES | 3BL24G29F | BASES INTERBLOQ. | 3BL24G29F659 | IP55 COMBI SOCK+ACC
GW66474 | BASE COMBIBLOC S/F IP55 3P+T 16A 400V | 90.5 | 1 | 1 | 12 | NR | 8011564097889 | 85366990 | 3BL00 | Installation | 3BL | INSTALLATION BLOC | 3BL24G | IEC.309 CLAVIJ/BASES | 3BL24G29F | BASES INTERBLOQ. | 3BL24G29F659 | IP55 COMBI SOCK+ACC
GW66475 | BASE COMBIBLOC S/F IP55 3P+N+T 16A 400V | 98.5 | 1 | 1 | 12 | NR | 8011564097896 | 85366990 | 3BL00 | Installation | 3BL | INSTALLATION BLOC | 3BL24G | IEC.309 CLAVIJ/BASES | 3BL24G29F | BASES INTERBLOQ. | 3BL24G29F659 | IP55 COMBI SOCK+ACC
GW66478 | BASE COMBIBLOC S/F IP55 2P+T 32A 110V | 118 | 1 | 1 | 12 | NR | 8011564097902 | 85366990 | 3BL00 | Installation | 3BL | INSTALLATION BLOC | 3BL24G | IEC.309 CLAVIJ/BASES | 3BL24G29F | BASES INTERBLOQ. | 3BL24G29F659 | IP55 COMBI SOCK+ACC
GW66479 | BASE COMBIBLOC S/F IP55 3P+T 32A 110V | 135 | 1 | 1 | 12 | NR | 8011564097919 | 85366990 | 3BL00 | Installation | 3BL | INSTALLATION BLOC | 3BL24G | IEC.309 CLAVIJ/BASES | 3BL24G29F | BASES INTERBLOQ. | 3BL24G29F659 | IP55 COMBI SOCK+ACC
GW66480 | BASE COMBIBLOC S/F IP55 3P+N+T 32A 110V | 148.5 | 1 | 1 | 12 | NR | 8011564097926 | 85366990 | 3BL00 | Installation | 3BL | INSTALLATION BLOC | 3BL24G | IEC.309 CLAVIJ/BASES | 3BL24G29F | BASES INTERBLOQ. | 3BL24G29F659 | IP55 COMBI SOCK+ACC
GW66481 | BASE COMBIBLOC S/F IP55 2P+T 32A 230V | 115 | 1 | 1 | 12 | NR | 8011564097933 | 85366990 | 3BL00 | Installation | 3BL | INSTALLATION BLOC | 3BL24G | IEC.309 CLAVIJ/BASES | 3BL24G29F | BASES INTERBLOQ. | 3BL24G29F659 | IP55 COMBI SOCK+ACC
GW66482 | BASE COMBIBLOC S/F IP55 3P+T 32A 230V | 137 | 1 | 1 | 12 | NR | 8011564097940 | 85366990 | 3BL00 | Installation | 3BL | INSTALLATION BLOC | 3BL24G | IEC.309 CLAVIJ/BASES | 3BL24G29F | BASES INTERBLOQ. | 3BL24G29F659 | IP55 COMBI SOCK+ACC
GW66483 | BASE COMBIBLOC S/F IP55 3P+N+T 32A 230V | 156 | 1 | 1 | 12 | NR | 8011564097957 | 85366990 | 3BL00 | Installation | 3BL | INSTALLATION BLOC | 3BL24G | IEC.309 CLAVIJ/BASES | 3BL24G29F | BASES INTERBLOQ. | 3BL24G29F659 | IP55 COMBI SOCK+ACC
GW66484 | BASE COMBIBLOC S/F IP55 2P+T 32A 400V | 127.5 | 1 | 1 | 12 | NR | 8011564097964 | 85366990 | 3BL00 | Installation | 3BL | INSTALLATION BLOC | 3BL24G | IEC.309 CLAVIJ/BASES | 3BL24G29F | BASES INTERBLOQ. | 3BL24G29F659 | IP55 COMBI SOCK+ACC
GW66485 | BASE COMBIBLOC S/F IP55 3P+T 32A 400V | 116 | 1 | 1 | 12 | NR | 8011564097971 | 85366990 | 3BL00 | Installation | 3BL | INSTALLATION BLOC | 3BL24G | IEC.309 CLAVIJ/BASES | 3BL24G29F | BASES INTERBLOQ. | 3BL24G29F659 | IP55 COMBI SOCK+ACC
GW66486 | BASE COMBIBLOC S/F IP55 3P+N+T 32A 400V | 140 | 1 | 1 | 12 | NR | 8011564097988 | 85366990 | 3BL00 | Installation | 3BL | INSTALLATION BLOC | 3BL24G | IEC.309 CLAVIJ/BASES | 3BL24G29F | BASES INTERBLOQ. | 3BL24G29F659 | IP55 COMBI SOCK+ACC
GW66491 | BASE CUADRO IP55 P/ 1xCOMBIBLOC | 54 | 1 | 1 | 12 | NR | 8011564097995 | 85381000 | 3BL00 | Installation | 3BL | INSTALLATION BLOC | 3BL24G | IEC.309 CLAVIJ/BASES | 3BL24G29F | BASES INTERBLOQ. | 3BL24G29F659 | IP55 COMBI SOCK+ACC
GW66492 | BASE CUADRO IP55 P/ 2xCOMBIBLOC | 94.5 | 1 | 1 | 6 | NR | 8011564098008 | 85381000 | 3BL00 | Installation | 3BL | INSTALLATION BLOC | 3BL24G | IEC.309 CLAVIJ/BASES | 3BL24G29F | BASES INTERBLOQ. | 3BL24G29F659 | IP55 COMBI SOCK+ACC
GW66493 | BASE CUADRO IP55 P/ 3xCOMBIBLOC | 133 | 1 | 1 | 4 | NR | 8011564098015 | 85381000 | 3BL00 | Installation | 3BL | INSTALLATION BLOC | 3BL24G | IEC.309 CLAVIJ/BASES | 3BL24G29F | BASES INTERBLOQ. | 3BL24G29F659 | IP55 COMBI SOCK+ACC
GW66496 | BASE CAJA FONDO P/ COMBIBLOC | 8.9 | 1 | 1 | 12 | NR | 8011564098046 | 85381000 | 3BL00 | Installation | 3BL | INSTALLATION BLOC | 3BL24G | IEC.309 CLAVIJ/BASES | 3BL24G29F | BASES INTERBLOQ. | 3BL24G29F659 | IP55 COMBI SOCK+ACC
GW66498 | BASE CAJA C/MARCO EMP. COMBIBLOC | 28.95 | 1 | 1 | 12 | NR | 8011564113466 | 85381000 | 3BL00 | Installation | 3BL | INSTALLATION BLOC | 3BL24G | IEC.309 CLAVIJ/BASES | 3BL24G29F | BASES INTERBLOQ. | 3BL24G29F659 | IP55 COMBI SOCK+ACC
GW66501 | BASE USOS SEV. IP66 C/F 2P+T 16A 110V | 235.5 | 1 | 1 | 6 | NR | 8011564098534 | 85366990 | 3BL00 | Installation | 3BL | INSTALLATION BLOC | 3BL24G | IEC.309 CLAVIJ/BASES | 3BL24G29F | BASES INTERBLOQ. | 3BL24G29F669 | IB SOCKET IP66 SBF
GW66502 | BASE USOS SEV. IP66 C/F 3P+T 16A 110V | 257 | 1 | 1 | 6 | NR | 8011564098541 | 85366990 | 3BL00 | Installation | 3BL | INSTALLATION BLOC | 3BL24G | IEC.309 CLAVIJ/BASES | 3BL24G29F | BASES INTERBLOQ. | 3BL24G29F669 | IB SOCKET IP66 SBF
GW66503 | BASE USOS SEV. IP66 C/F 3P+N+T 16A 110V | 267.5 | 1 | 1 | 6 | NR | 8011564098558 | 85366990 | 3BL00 | Installation | 3BL | INSTALLATION BLOC | 3BL24G | IEC.309 CLAVIJ/BASES | 3BL24G29F | BASES INTERBLOQ. | 3BL24G29F669 | IB SOCKET IP66 SBF
GW66504 | BASE USOS SEV. IP66 C/F 2P+T 16A 230V | 233 | 1 | 1 | 6 | NR | 8011564098565 | 85366990 | 3BL00 | Installation | 3BL | INSTALLATION BLOC | 3BL24G | IEC.309 CLAVIJ/BASES | 3BL24G29F | BASES INTERBLOQ. | 3BL24G29F669 | IB SOCKET IP66 SBF
GW66505 | BASE USOS SEV. IP66 C/F 3P+T 16A 230V | 257 | 1 | 1 | 6 | NR | 8011564098572 | 85366990 | 3BL00 | Installation | 3BL | INSTALLATION BLOC | 3BL24G | IEC.309 CLAVIJ/BASES | 3BL24G29F | BASES INTERBLOQ. | 3BL24G29F669 | IB SOCKET IP66 SBF
GW66506 | BASE USOS SEV. IP66 C/F 3P+N+T 16A 230V | 272 | 1 | 1 | 6 | NR | 8011564098589 | 85366990 | 3BL00 | Installation | 3BL | INSTALLATION BLOC | 3BL24G | IEC.309 CLAVIJ/BASES | 3BL24G29F | BASES INTERBLOQ. | 3BL24G29F669 | IB SOCKET IP66 SBF
GW66507 | BASE USOS SEV. IP66 C/F 2P+T 16A 400V | 251 | 1 | 1 | 6 | NR | 8011564098596 | 85366990 | 3BL00 | Installation | 3BL | INSTALLATION BLOC | 3BL24G | IEC.309 CLAVIJ/BASES | 3BL24G29F | BASES INTERBLOQ. | 3BL24G29F669 | IB SOCKET IP66 SBF
GW66508 | BASE USOS SEV. IP66 C/F 3P+T 16A 400V | 243.5 | 1 | 1 | 6 | NR | 8011564098602 | 85366990 | 3BL00 | Installation | 3BL | INSTALLATION BLOC | 3BL24G | IEC.309 CLAVIJ/BASES | 3BL24G29F | BASES INTERBLOQ. | 3BL24G29F669 | IB SOCKET IP66 SBF
GW66509 | BASE USOS SEV. IP66 C/F 3P+N+T 16A 400V | 250 | 1 | 1 | 6 | NR | 8011564098619 | 85366990 | 3BL00 | Installation | 3BL | INSTALLATION BLOC | 3BL24G | IEC.309 CLAVIJ/BASES | 3BL24G29F | BASES INTERBLOQ. | 3BL24G29F669 | IB SOCKET IP66 SBF
GW66510 | BASE USOS SEV. IP66 C/F 3P+T 16A 500V | 262.5 | 1 | 1 | 6 | NR | 8011564098626 | 85366990 | 3BL00 | Installation | 3BL | INSTALLATION BLOC | 3BL24G | IEC.309 CLAVIJ/BASES | 3BL24G29F | BASES INTERBLOQ. | 3BL24G29F669 | IB SOCKET IP66 SBF
GW66511 | BASE USOS SEV. IP66 C/F 3P+N+T 16A 500V | 267.5 | 1 | 1 | 6 | NR | 8011564098633 | 85366990 | 3BL00 | Installation | 3BL | INSTALLATION BLOC | 3BL24G | IEC.309 CLAVIJ/BASES | 3BL24G29F | BASES INTERBLOQ. | 3BL24G29F669 | IB SOCKET IP66 SBF
GW66512 | BASE USOS SEV. IP66 C/F 2P+T 32A 110V | 290.5 | 1 | 1 | 6 | NR | 8011564098640 | 85366990 | 3BL00 | Installation | 3BL | INSTALLATION BLOC | 3BL24G | IEC.309 CLAVIJ/BASES | 3BL24G29F | BASES INTERBLOQ. | 3BL24G29F669 | IB SOCKET IP66 SBF
GW66513 | BASE USOS SEV. IP66 C/F 3P+T 32A 110V | 319 | 1 | 1 | 6 | NR | 8011564098657 | 85366990 | 3BL00 | Installation | 3BL | INSTALLATION BLOC | 3BL24G | IEC.309 CLAVIJ/BASES | 3BL24G29F | BASES INTERBLOQ. | 3BL24G29F669 | IB SOCKET IP66 SBF
GW66514 | BASE USOS SEV. IP66 C/F 3P+N+T 32A 110V | 334.5 | 1 | 1 | 6 | NR | 8011564098664 | 85366990 | 3BL00 | Installation | 3BL | INSTALLATION BLOC | 3BL24G | IEC.309 CLAVIJ/BASES | 3BL24G29F | BASES INTERBLOQ. | 3BL24G29F669 | IB SOCKET IP66 SBF
GW66515 | BASE USOS SEV. IP66 C/F 2P+T 32A 230V | 285.5 | 1 | 1 | 6 | NR | 8011564098671 | 85366990 | 3BL00 | Installation | 3BL | INSTALLATION BLOC | 3BL24G | IEC.309 CLAVIJ/BASES | 3BL24G29F | BASES INTERBLOQ. | 3BL24G29F669 | IB SOCKET IP66 SBF
GW66516 | BASE USOS SEV. IP66 C/F 3P+T 32A 230V | 311.5 | 1 | 1 | 6 | NR | 8011564098688 | 85366990 | 3BL00 | Installation | 3BL | INSTALLATION BLOC | 3BL24G | IEC.309 CLAVIJ/BASES | 3BL24G29F | BASES INTERBLOQ. | 3BL24G29F669 | IB SOCKET IP66 SBF
GW66517 | BASE USOS SEV. IP66 C/F 3P+N+T 32A 230V | 334.5 | 1 | 1 | 6 | NR | 8011564098695 | 85366990 | 3BL00 | Installation | 3BL | INSTALLATION BLOC | 3BL24G | IEC.309 CLAVIJ/BASES | 3BL24G29F | BASES INTERBLOQ. | 3BL24G29F669 | IB SOCKET IP66 SBF
GW66518 | BASE USOS SEV. IP66 C/F 2P+T 32A 400V | 305.5 | 1 | 1 | 6 | NR | 8011564098701 | 85366990 | 3BL00 | Installation | 3BL | INSTALLATION BLOC | 3BL24G | IEC.309 CLAVIJ/BASES | 3BL24G29F | BASES INTERBLOQ. | 3BL24G29F669 | IB SOCKET IP66 SBF
GW66519 | BASE USOS SEV. IP66 C/F 3P+T 32A 400V 6H | 292.5 | 1 | 1 | 6 | NR | 8011564098718 | 85366990 | 3BL00 | Installation | 3BL | INSTALLATION BLOC | 3BL24G | IEC.309 CLAVIJ/BASES | 3BL24G29F | BASES INTERBLOQ. | 3BL24G29F669 | IB SOCKET IP66 SBF
GW66520 | BASE USOS SEV. IP66 C/F 3P+N+T 32A 400V | 305.5 | 1 | 1 | 6 | NR | 8011564098725 | 85366990 | 3BL00 | Installation | 3BL | INSTALLATION BLOC | 3BL24G | IEC.309 CLAVIJ/BASES | 3BL24G29F | BASES INTERBLOQ. | 3BL24G29F669 | IB SOCKET IP66 SBF
GW66521 | BASE USOS SEV. IP66 C/F 3P+T 32A 500V | 311.5 | 1 | 1 | 6 | NR | 8011564098732 | 85366990 | 3BL00 | Installation | 3BL | INSTALLATION BLOC | 3BL24G | IEC.309 CLAVIJ/BASES | 3BL24G29F | BASES INTERBLOQ. | 3BL24G29F669 | IB SOCKET IP66 SBF
GW66522 | BASE USOS SEV. IP66 C/F 3P+N+T 32A 500V | 334.5 | 1 | 1 | 6 | NR | 8011564098749 | 85366990 | 3BL00 | Installation | 3BL | INSTALLATION BLOC | 3BL24G | IEC.309 CLAVIJ/BASES | 3BL24G29F | BASES INTERBLOQ. | 3BL24G29F669 | IB SOCKET IP66 SBF
GW66523 | BASE USOS SEV. IP66 C/F 3P+T 32A 400V 3H | 319 | 1 | 1 | 6 | NR | 8011564098756 | 85366990 | 3BL00 | Installation | 3BL | INSTALLATION BLOC | 3BL24G | IEC.309 CLAVIJ/BASES | 3BL24G29F | BASES INTERBLOQ. | 3BL24G29F669 | IB SOCKET IP66 SBF
GW66524 | BASE USOS SEV. IP66 C/F 2P+T 63A 110V | 371 | 1 | 1 | 3 | NR | 8011564098763 | 85366990 | 3BL00 | Installation | 3BL | INSTALLATION BLOC | 3BL24G | IEC.309 CLAVIJ/BASES | 3BL24G29F | BASES INTERBLOQ. | 3BL24G29F669 | IB SOCKET IP66 SBF
GW66525 | BASE USOS SEV. IP66 C/F 3P+T 63A 110V | 413 | 1 | 1 | 3 | NR | 8011564098770 | 85366990 | 3BL00 | Installation | 3BL | INSTALLATION BLOC | 3BL24G | IEC.309 CLAVIJ/BASES | 3BL24G29F | BASES INTERBLOQ. | 3BL24G29F669 | IB SOCKET IP66 SBF
GW66526 | BASE USOS SEV. IP66 C/F 3P+N+T 63A 110V | 445.5 | 1 | 1 | 3 | NR | 8011564098787 | 85366990 | 3BL00 | Installation | 3BL | INSTALLATION BLOC | 3BL24G | IEC.309 CLAVIJ/BASES | 3BL24G29F | BASES INTERBLOQ. | 3BL24G29F669 | IB SOCKET IP66 SBF
GW66527 | BASE USOS SEV. IP66 C/F 2P+T 63A 230V | 370 | 1 | 1 | 3 | NR | 8011564098794 | 85366990 | 3BL00 | Installation | 3BL | INSTALLATION BLOC | 3BL24G | IEC.309 CLAVIJ/BASES | 3BL24G29F | BASES INTERBLOQ. | 3BL24G29F669 | IB SOCKET IP66 SBF
GW66528 | BASE USOS SEV. IP66 C/F 3P+T 63A 230V | 419 | 1 | 1 | 3 | NR | 8011564098800 | 85366990 | 3BL00 | Installation | 3BL | INSTALLATION BLOC | 3BL24G | IEC.309 CLAVIJ/BASES | 3BL24G29F | BASES INTERBLOQ. | 3BL24G29F669 | IB SOCKET IP66 SBF
GW66529 | BASE USOS SEV. IP66 C/F 3P+N+T 63A 230V | 445.5 | 1 | 1 | 3 | NR | 8011564098817 | 85366990 | 3BL00 | Installation | 3BL | INSTALLATION BLOC | 3BL24G | IEC.309 CLAVIJ/BASES | 3BL24G29F | BASES INTERBLOQ. | 3BL24G29F669 | IB SOCKET IP66 SBF
GW66530 | BASE USOS SEV. IP66 C/F 2P+T 63A 400V | 398.5 | 1 | 1 | 3 | NR | 8011564098824 | 85366990 | 3BL00 | Installation | 3BL | INSTALLATION BLOC | 3BL24G | IEC.309 CLAVIJ/BASES | 3BL24G29F | BASES INTERBLOQ. | 3BL24G29F669 | IB SOCKET IP66 SBF
GW66531 | BASE USOS SEV. IP66 C/F 3P+T 63A 400V | 389 | 1 | 1 | 3 | NR | 8011564098831 | 85366990 | 3BL00 | Installation | 3BL | INSTALLATION BLOC | 3BL24G | IEC.309 CLAVIJ/BASES | 3BL24G29F | BASES INTERBLOQ. | 3BL24G29F669 | IB SOCKET IP66 SBF
GW66532 | BASE USOS SEV. IP66 C/F 3P+N+T 63A 400V | 417 | 1 | 1 | 3 | NR | 8011564098848 | 85366990 | 3BL00 | Installation | 3BL | INSTALLATION BLOC | 3BL24G | IEC.309 CLAVIJ/BASES | 3BL24G29F | BASES INTERBLOQ. | 3BL24G29F669 | IB SOCKET IP66 SBF
GW66533 | BASE USOS SEV. IP66 C/F 3P+T 63A 500V | 419 | 1 | 1 | 3 | NR | 8011564098855 | 85366990 | 3BL00 | Installation | 3BL | INSTALLATION BLOC | 3BL24G | IEC.309 CLAVIJ/BASES | 3BL24G29F | BASES INTERBLOQ. | 3BL24G29F669 | IB SOCKET IP66 SBF
GW66534 | BASE USOS SEV. IP66 C/F 3P+N+T 63A 500V | 451.5 | 1 | 1 | 3 | NR | 8011564098862 | 85366990 | 3BL00 | Installation | 3BL | INSTALLATION BLOC | 3BL24G | IEC.309 CLAVIJ/BASES | 3BL24G29F | BASES INTERBLOQ. | 3BL24G29F669 | IB SOCKET IP66 SBF
GW66535 | BASE USOS SEV. IP66 S/F 2P+T 16A 110V | 196.5 | 1 | 1 | 6 | NR | 8011564098305 | 85366990 | 3BL00 | Installation | 3BL | INSTALLATION BLOC | 3BL24G | IEC.309 CLAVIJ/BASES | 3BL24G29F | BASES INTERBLOQ. | 3BL24G29F669 | IB SOCKET IP66 SBF
GW66536 | BASE USOS SEV. IP66 S/F 3P+T 16A 110V | 220.5 | 1 | 1 | 6 | NR | 8011564098312 | 85366990 | 3BL00 | Installation | 3BL | INSTALLATION BLOC | 3BL24G | IEC.309 CLAVIJ/BASES | 3BL24G29F | BASES INTERBLOQ. | 3BL24G29F669 | IB SOCKET IP66 SBF
GW66537 | BASE USOS SEV. IP66 S/F 3P+N+T 16A 110V | 227 | 1 | 1 | 6 | NR | 8011564098329 | 85366990 | 3BL00 | Installation | 3BL | INSTALLATION BLOC | 3BL24G | IEC.309 CLAVIJ/BASES | 3BL24G29F | BASES INTERBLOQ. | 3BL24G29F669 | IB SOCKET IP66 SBF
GW66538 | BASE USOS SEV. IP66 S/F 2P+T 16A 230V | 194.5 | 1 | 1 | 6 | NR | 8011564098336 | 85366990 | 3BL00 | Installation | 3BL | INSTALLATION BLOC | 3BL24G | IEC.309 CLAVIJ/BASES | 3BL24G29F | BASES INTERBLOQ. | 3BL24G29F669 | IB SOCKET IP66 SBF
GW66539 | BASE USOS SEV. IP66 S/F 3P+T 16A 230V | 220.5 | 1 | 1 | 6 | NR | 8011564098343 | 85366990 | 3BL00 | Installation | 3BL | INSTALLATION BLOC | 3BL24G | IEC.309 CLAVIJ/BASES | 3BL24G29F | BASES INTERBLOQ. | 3BL24G29F669 | IB SOCKET IP66 SBF
GW66540 | BASE USOS SEV. IP66 S/F 3P+N+T 16A 230V | 227 | 1 | 1 | 6 | NR | 8011564098350 | 85366990 | 3BL00 | Installation | 3BL | INSTALLATION BLOC | 3BL24G | IEC.309 CLAVIJ/BASES | 3BL24G29F | BASES INTERBLOQ. | 3BL24G29F669 | IB SOCKET IP66 SBF
GW66541 | BASE USOS SEV. IP66 S/F 2P+T 16A 400V | 213.5 | 1 | 1 | 6 | NR | 8011564098367 | 85366990 | 3BL00 | Installation | 3BL | INSTALLATION BLOC | 3BL24G | IEC.309 CLAVIJ/BASES | 3BL24G29F | BASES INTERBLOQ. | 3BL24G29F669 | IB SOCKET IP66 SBF
GW66542 | BASE USOS SEV. IP66 S/F 3P+T 16A 400V | 203 | 1 | 1 | 6 | NR | 8011564098374 | 85366990 | 3BL00 | Installation | 3BL | INSTALLATION BLOC | 3BL24G | IEC.309 CLAVIJ/BASES | 3BL24G29F | BASES INTERBLOQ. | 3BL24G29F669 | IB SOCKET IP66 SBF
GW66543 | BASE USOS SEV. IP66 S/F 3P+N+T 16A 400V | 213.5 | 1 | 1 | 6 | NR | 8011564098381 | 85366990 | 3BL00 | Installation | 3BL | INSTALLATION BLOC | 3BL24G | IEC.309 CLAVIJ/BASES | 3BL24G29F | BASES INTERBLOQ. | 3BL24G29F669 | IB SOCKET IP66 SBF
GW66544 | BASE USOS SEV. IP66 S/F 3P+T 16A 500V | 220.5 | 1 | 1 | 6 | NR | 8011564098398 | 85366990 | 3BL00 | Installation | 3BL | INSTALLATION BLOC | 3BL24G | IEC.309 CLAVIJ/BASES | 3BL24G29F | BASES INTERBLOQ. | 3BL24G29F669 | IB SOCKET IP66 SBF
GW66545 | BASE USOS SEV. IP66 S/F 3P+N+T 16A 500V | 227 | 1 | 1 | 6 | NR | 8011564098404 | 85366990 | 3BL00 | Installation | 3BL | INSTALLATION BLOC | 3BL24G | IEC.309 CLAVIJ/BASES | 3BL24G29F | BASES INTERBLOQ. | 3BL24G29F669 | IB SOCKET IP66 SBF
GW66546 | BASE USOS SEV. IP66 S/F 2P+T 32A 110V | 249 | 1 | 1 | 6 | NR | 8011564098411 | 85366990 | 3BL00 | Installation | 3BL | INSTALLATION BLOC | 3BL24G | IEC.309 CLAVIJ/BASES | 3BL24G29F | BASES INTERBLOQ. | 3BL24G29F669 | IB SOCKET IP66 SBF
GW66547 | BASE USOS SEV. IP66 S/F 3P+T 32A 110V | 278 | 1 | 1 | 6 | NR | 8011564098428 | 85366990 | 3BL00 | Installation | 3BL | INSTALLATION BLOC | 3BL24G | IEC.309 CLAVIJ/BASES | 3BL24G29F | BASES INTERBLOQ. | 3BL24G29F669 | IB SOCKET IP66 SBF
GW66548 | BASE USOS SEV. IP66 S/F 3P+N+T 32A 110V | 290.5 | 1 | 1 | 6 | NR | 8011564098435 | 85366990 | 3BL00 | Installation | 3BL | INSTALLATION BLOC | 3BL24G | IEC.309 CLAVIJ/BASES | 3BL24G29F | BASES INTERBLOQ. | 3BL24G29F669 | IB SOCKET IP66 SBF
GW66549 | BASE USOS SEV. IP66 S/F 2P+T 32A 230V | 246.5 | 1 | 1 | 6 | NR | 8011564098442 | 85366990 | 3BL00 | Installation | 3BL | INSTALLATION BLOC | 3BL24G | IEC.309 CLAVIJ/BASES | 3BL24G29F | BASES INTERBLOQ. | 3BL24G29F669 | IB SOCKET IP66 SBF
GW66550 | BASE USOS SEV. IP66 S/F 3P+T 32A 230V | 275 | 1 | 1 | 6 | NR | 8011564098459 | 85366990 | 3BL00 | Installation | 3BL | INSTALLATION BLOC | 3BL24G | IEC.309 CLAVIJ/BASES | 3BL24G29F | BASES INTERBLOQ. | 3BL24G29F669 | IB SOCKET IP66 SBF
GW66551 | BASE USOS SEV. IP66 S/F 3P+N+T 32A 230V | 290.5 | 1 | 1 | 6 | NR | 8011564098466 | 85366990 | 3BL00 | Installation | 3BL | INSTALLATION BLOC | 3BL24G | IEC.309 CLAVIJ/BASES | 3BL24G29F | BASES INTERBLOQ. | 3BL24G29F669 | IB SOCKET IP66 SBF
GW66552 | BASE USOS SEV. IP66 S/F 2P+T 32A 400V | 260.5 | 1 | 1 | 6 | NR | 8011564098473 | 85366990 | 3BL00 | Installation | 3BL | INSTALLATION BLOC | 3BL24G | IEC.309 CLAVIJ/BASES | 3BL24G29F | BASES INTERBLOQ. | 3BL24G29F669 | IB SOCKET IP66 SBF
GW66553 | BASE USOS SEV. IP66 S/F 3P+T 32A 400V 6H | 255 | 1 | 1 | 6 | NR | 8011564098480 | 85366990 | 3BL00 | Installation | 3BL | INSTALLATION BLOC | 3BL24G | IEC.309 CLAVIJ/BASES | 3BL24G29F | BASES INTERBLOQ. | 3BL24G29F669 | IB SOCKET IP66 SBF
GW66554 | BASE USOS SEV. IP66 S/F 3P+N+T 32A 400V | 272 | 1 | 1 | 6 | NR | 8011564098497 | 85366990 | 3BL00 | Installation | 3BL | INSTALLATION BLOC | 3BL24G | IEC.309 CLAVIJ/BASES | 3BL24G29F | BASES INTERBLOQ. | 3BL24G29F669 | IB SOCKET IP66 SBF
GW66555 | BASE USOS SEV. IP66 S/F 3P+T 32A 500V | 275 | 1 | 1 | 6 | NR | 8011564098503 | 85366990 | 3BL00 | Installation | 3BL | INSTALLATION BLOC | 3BL24G | IEC.309 CLAVIJ/BASES | 3BL24G29F | BASES INTERBLOQ. | 3BL24G29F669 | IB SOCKET IP66 SBF
GW66556 | BASE USOS SEV. IP66 S/F 3P+N+T 32A 500V | 290.5 | 1 | 1 | 6 | NR | 8011564098510 | 85366990 | 3BL00 | Installation | 3BL | INSTALLATION BLOC | 3BL24G | IEC.309 CLAVIJ/BASES | 3BL24G29F | BASES INTERBLOQ. | 3BL24G29F669 | IB SOCKET IP66 SBF
GW66557 | BASE USOS SEV. IP66 S/F 3P+T 32A 400V 3H | 278 | 1 | 1 | 6 | NR | 8011564098527 | 85366990 | 3BL00 | Installation | 3BL | INSTALLATION BLOC | 3BL24G | IEC.309 CLAVIJ/BASES | 3BL24G29F | BASES INTERBLOQ. | 3BL24G29F669 | IB SOCKET IP66 SBF
GW66581 | BASE USOS SEV. MT 3P+T 125A 110V 4H IP66 | 4705 | 1 | 1 | 1 | NR | 8011564110014 | 85366990 | 3BL00 | Installation | 3BL | INSTALLATION BLOC | 3BL24G | IEC.309 CLAVIJ/BASES | 3BL24G29F | BASES INTERBLOQ. | 3BL24G29F676 | SOCK IB EL INTERLOCK
GW66582 | BASE USOS SEV. MT 3P+N+T 125A 110V 4H | 5300.5 | 1 | 1 | 1 | NR | 8011564110038 | 85366990 | 3BL00 | Installation | 3BL | INSTALLATION BLOC | 3BL24G | IEC.309 CLAVIJ/BASES | 3BL24G29F | BASES INTERBLOQ. | 3BL24G29F676 | SOCK IB EL INTERLOCK
GW66583 | BASE USOS SEV. MT 3P+T 125A 230V 9H IP66 | 4705 | 1 | 1 | 1 | NR | 8011564110045 | 85366990 | 3BL00 | Installation | 3BL | INSTALLATION BLOC | 3BL24G | IEC.309 CLAVIJ/BASES | 3BL24G29F | BASES INTERBLOQ. | 3BL24G29F676 | SOCK IB EL INTERLOCK
GW66584 | BASE USOS SEV MT 3P+N+T 125A230V 9H IP66 | 5300.5 | 1 | 1 | 1 | NR | 8011564110052 | 85366990 | 3BL00 | Installation | 3BL | INSTALLATION BLOC | 3BL24G | IEC.309 CLAVIJ/BASES | 3BL24G29F | BASES INTERBLOQ. | 3BL24G29F676 | SOCK IB EL INTERLOCK
GW66585 | BASE USOS SEV. MT 3P+T 125A 400V 6H IP66 | 4652.5 | 1 | 1 | 1 | NR | 8011564110069 | 85366990 | 3BL00 | Installation | 3BL | INSTALLATION BLOC | 3BL24G | IEC.309 CLAVIJ/BASES | 3BL24G29F | BASES INTERBLOQ. | 3BL24G29F676 | SOCK IB EL INTERLOCK
GW66586 | BASE USOS SEV. MT 3P+N+T 125A 400V 6H | 5258 | 1 | 1 | 1 | NR | 8011564110076 | 85366990 | 3BL00 | Installation | 3BL | INSTALLATION BLOC | 3BL24G | IEC.309 CLAVIJ/BASES | 3BL24G29F | BASES INTERBLOQ. | 3BL24G29F676 | SOCK IB EL INTERLOCK
GW66591 | BASE USOS SEV. MTD 3P+T 125A 110V 4H | 6555 | 1 | 1 | 1 | NR | 8011564110106 | 85366990 | 3BL00 | Installation | 3BL | INSTALLATION BLOC | 3BL24G | IEC.309 CLAVIJ/BASES | 3BL24G29F | BASES INTERBLOQ. | 3BL24G29F676 | SOCK IB EL INTERLOCK
GW66592 | BASE USOS SEV. MTD 3P+N+T 125A 110V 4H | 7496.5 | 1 | 1 | 1 | NR | 8011564110113 | 85366990 | 3BL00 | Installation | 3BL | INSTALLATION BLOC | 3BL24G | IEC.309 CLAVIJ/BASES | 3BL24G29F | BASES INTERBLOQ. | 3BL24G29F676 | SOCK IB EL INTERLOCK
GW66593 | BASE USOS SEV. MTD 3P+T 125A 230V 9H | 6555 | 1 | 1 | 1 | NR | 8011564110120 | 85366990 | 3BL00 | Installation | 3BL | INSTALLATION BLOC | 3BL24G | IEC.309 CLAVIJ/BASES | 3BL24G29F | BASES INTERBLOQ. | 3BL24G29F676 | SOCK IB EL INTERLOCK
GW66594 | BASE USOS SEV. MTD 3P+N+T 125A 230V 9H | 7496.5 | 1 | 1 | 1 | NR | 8011564110137 | 85366990 | 3BL00 | Installation | 3BL | INSTALLATION BLOC | 3BL24G | IEC.309 CLAVIJ/BASES | 3BL24G29F | BASES INTERBLOQ. | 3BL24G29F676 | SOCK IB EL INTERLOCK
GW66595 | BASE USOS SEV. MTD 3P+T 125A 400V 6H | 6555 | 1 | 1 | 1 | NR | 8011564110144 | 85366990 | 3BL00 | Installation | 3BL | INSTALLATION BLOC | 3BL24G | IEC.309 CLAVIJ/BASES | 3BL24G29F | BASES INTERBLOQ. | 3BL24G29F676 | SOCK IB EL INTERLOCK
GW66596 | BASE USOS SEV. MTD 3P+N+T 125A 400V 6H | 7412 | 1 | 1 | 1 | NR | 8011564110151 | 85366990 | 3BL00 | Installation | 3BL | INSTALLATION BLOC | 3BL24G | IEC.309 CLAVIJ/BASES | 3BL24G29F | BASES INTERBLOQ. | 3BL24G29F676 | SOCK IB EL INTERLOCK
GW66673 | MANGUITO UNION BASES MODULARES | 3.66 | 1 | 10 | 120 | NR | 8011564011762 | 85389099 | 3BL00 | Installation | 3BL | INSTALLATION BLOC | 3BL24G | IEC.309 CLAVIJ/BASES | 3BL24G29F | BASES INTERBLOQ. | 3BL24G29F675 | IB SOCK IP56 CBF+ACC
GW66676 | CAJA FONDO HOR. 16/32A SBF IP44 | 8.85 | 1 | 1 | 10 | NR | 8011564040342 | 85381000 | 3BL00 | Installation | 3BL | INSTALLATION BLOC | 3BL24G | IEC.309 CLAVIJ/BASES | 3BL24G29F | BASES INTERBLOQ. | 3BL24G29F661 | IB SOCKET IP44 SBF
GW66677 | CAJA FONDO HOR. 16/32A CBF IP44 | 12.55 | 1 | 1 | 10 | NR | 8011564040366 | 85381000 | 3BL00 | Installation | 3BL | INSTALLATION BLOC | 3BL24G | IEC.309 CLAVIJ/BASES | 3BL24G29F | BASES INTERBLOQ. | 3BL24G29F661 | IB SOCKET IP44 SBF
GW66678N | CAJA FONDO VERT. 16/32A SBF IP67 | 16.2 | 1 | 1 | 12 | NR | 8011564745346 | 85381000 | 3BL00 | Installation | 3BL | INSTALLATION BLOC | 3BL24G | IEC.309 CLAVIJ/BASES | 3BL24G29F | BASES INTERBLOQ. | 3BL24G29F665 | IB SOCKET IP67 SBF
GW66680N | CAJA FONDO VERT. 63A CBF IP67 | 42.85 | 1 | 1 | 10 | NR | 8011564768932 | 85381000 | 3BL00 | Installation | 3BL | INSTALLATION BLOC | 3BL24G | IEC.309 CLAVIJ/BASES | 3BL24G29F | BASES INTERBLOQ. | 3BL24G29F667 | IB SOCKET IP67 CBF
GW66681 | CAJA EMP. HOR. 16/32A SBF IP44 | 20.4 | 1 | 1 | 10 | NR | 8011564028449 | 85381000 | 3BL00 | Installation | 3BL | INSTALLATION BLOC | 3BL24G | IEC.309 CLAVIJ/BASES | 3BL24G29F | BASES INTERBLOQ. | 3BL24G29F661 | IB SOCKET IP44 SBF
GW66681PM | C.EMP. HOR. 16/32A SBF IP44 GREEN WALL | 20.8 | 1 | 1 | 10 | NR | 8011564801950 | 85381000 | 4BX00 | Installation | 4BX | INSTALLATION BOX | 4BX37G | CAJAS DE EMPOTRAR | 4BX37G50F | GREEN WALL | 4BX37G50F543 | G.W.S.O.FLUSH M. BOX
GW66682 | CAJA EMP. HOR. 16/32A CBF IP44 | 24.85 | 1 | 1 | 10 | NR | 8011564028432 | 85381000 | 3BL00 | Installation | 3BL | INSTALLATION BLOC | 3BL24G | IEC.309 CLAVIJ/BASES | 3BL24G29F | BASES INTERBLOQ. | 3BL24G29F661 | IB SOCKET IP44 SBF
GW66682PM | C.EMP. HOR. 16/32A CBF IP44 GREEN WALL | 26.2 | 1 | 1 | 10 | NR | 8011564801967 | 85381000 | 4BX00 | Installation | 4BX | INSTALLATION BOX | 4BX37G | CAJAS DE EMPOTRAR | 4BX37G50F | GREEN WALL | 4BX37G50F543 | G.W.S.O.FLUSH M. BOX
GW66683N | CAJA EMP. VERT. 16/32A SBF IP55 | 20.6 | 1 | 1 | 10 | NR | 8011564749641 | 85381000 | 3BL00 | Installation | 3BL | INSTALLATION BLOC | 3BL24G | IEC.309 CLAVIJ/BASES | 3BL24G29F | BASES INTERBLOQ. | 3BL24G29F665 | IB SOCKET IP67 SBF
GW66683PM | C.EMP. VERT. 16/32A SBF IP55 GREEN WALL | 24.85 | 1 | 1 | 10 | NR | 8011564801974 | 85381000 | 4BX00 | Installation | 4BX | INSTALLATION BOX | 4BX37G | CAJAS DE EMPOTRAR | 4BX37G50F | GREEN WALL | 4BX37G50F543 | G.W.S.O.FLUSH M. BOX
GW66685 | CAJA FONDO VERT. 16/32A SBF IP66 | 47.3 | 1 | 1 | 10 | NR | 8011564067790 | 85381000 | 3BL00 | Installation | 3BL | INSTALLATION BLOC | 3BL24G | IEC.309 CLAVIJ/BASES | 3BL24G29F | BASES INTERBLOQ. | 3BL24G29F671 | IB SOCK IP66 CBF+ACC
GW66686 | CAJA FONDO VERT. 63A SBF IP55 | 20.4 | 1 | 1 | 10 | NR | 8011564126411 | 85381000 | 3BL00 | Installation | 3BL | INSTALLATION BLOC | 3BL24G | IEC.309 CLAVIJ/BASES | 3BL24G29F | BASES INTERBLOQ. | 3BL24G29F665 | IB SOCKET IP67 SBF
GW66690 | CONT. 1 BASE INTERB. 16/32A SBF IP55 | 49.85 | 1 | 1 | 6 | NR | 8011564040533 | 85381000 | 3BL00 | Installation | 3BL | INSTALLATION BLOC | 3BL24G | IEC.309 CLAVIJ/BASES | 3BL24G29F | BASES INTERBLOQ. | 3BL24G29F665 | IB SOCKET IP67 SBF
GW66691 | CONT. 2 BASES INTERB. 16/32A SBF IP55 | 74.5 | 1 | 1 | 6 | NR | 8011564028111 | 85381000 | 3BL00 | Installation | 3BL | INSTALLATION BLOC | 3BL24G | IEC.309 CLAVIJ/BASES | 3BL24G29F | BASES INTERBLOQ. | 3BL24G29F665 | IB SOCKET IP67 SBF
GW66693 | CONT. 1 BASE INTERB. 63A CBF IP55 | 67 | 1 | 1 | 6 | NR | 8011564028128 | 85381000 | 3BL00 | Installation | 3BL | INSTALLATION BLOC | 3BL24G | IEC.309 CLAVIJ/BASES | 3BL24G29F | BASES INTERBLOQ. | 3BL24G29F667 | IB SOCKET IP67 CBF
GW66694 | CONT. 3 BASES INTERB.16/32A IP55 | 104.5 | 1 | 1 | 6 | NR | 8011564040557 | 85381000 | 3BL00 | Installation | 3BL | INSTALLATION BLOC | 3BL24G | IEC.309 CLAVIJ/BASES | 3BL24G29F | BASES INTERBLOQ. | 3BL24G29F665 | IB SOCKET IP67 SBF
GW66696 | CONT. 1 BASE USOS SEV. 16/32A IP66 | 137 | 1 | 1 | 6 | NR | 8011564067813 | 85381000 | 3BL00 | Installation | 3BL | INSTALLATION BLOC | 3BL24G | IEC.309 CLAVIJ/BASES | 3BL24G29F | BASES INTERBLOQ. | 3BL24G29F671 | IB SOCK IP66 CBF+ACC
GW66697 | CONT. 2 BASES USOS SEV. 16/32A IP66 | 226 | 1 | 1 | 2 | NR | 8011564067837 | 85381000 | 3BL00 | Installation | 3BL | INSTALLATION BLOC | 3BL24G | IEC.309 CLAVIJ/BASES | 3BL24G29F | BASES INTERBLOQ. | 3BL24G29F671 | IB SOCK IP66 CBF+ACC
GW66698 | CONT. 3 BASES USOS SEV. 16/32A IP66 | 344 | 1 | 1 | 2 | NR | 8011564067851 | 85381000 | 3BL00 | Installation | 3BL | INSTALLATION BLOC | 3BL24G | IEC.309 CLAVIJ/BASES | 3BL24G29F | BASES INTERBLOQ. | 3BL24G29F671 | IB SOCK IP66 CBF+ACC
GW66700 | CONT. 1 BASE USOS SEV. 63A IP66 | 144.5 | 1 | 1 | 6 | NR | 8011564067899 | 85381000 | 3BL00 | Installation | 3BL | INSTALLATION BLOC | 3BL24G | IEC.309 CLAVIJ/BASES | 3BL24G29F | BASES INTERBLOQ. | 3BL24G29F671 | IB SOCK IP66 CBF+ACC
GW66701 | TAPA CIEGA BASE 16/32A SBF | 9.2 | 1 | 1 | 10 | NR | 8011564037410 | 85389099 | 3BL00 | Installation | 3BL | INSTALLATION BLOC | 3BL24G | IEC.309 CLAVIJ/BASES | 3BL24G29F | BASES INTERBLOQ. | 3BL24G29F661 | IB SOCKET IP44 SBF
GW66702 | TAPA CIEGA BASES 16/32A CBF | 10.1 | 1 | 1 | 10 | NR | 8011564037427 | 85389099 | 3BL00 | Installation | 3BL | INSTALLATION BLOC | 3BL24G | IEC.309 CLAVIJ/BASES | 3BL24G29F | BASES INTERBLOQ. | 3BL24G29F661 | IB SOCKET IP44 SBF
GW66703N | TAPA CIEGA BASE BLOQUEO 16/32A SBF IP55 | 13.9 | 1 | 1 | 10 | NR | 8011564749658 | 85389099 | 3BL00 | Installation | 3BL | INSTALLATION BLOC | 3BL24G | IEC.309 CLAVIJ/BASES | 3BL24G29F | BASES INTERBLOQ. | 3BL24G29F665 | IB SOCKET IP67 SBF
GW66705N | TAPA CIEGA. BL.VER. 63A IP65 | 16.1 | 1 | 1 | 10 | NR | 8011564764514 | 85389099 | 3BL00 | Installation | 3BL | INSTALLATION BLOC | 3BL24G | IEC.309 CLAVIJ/BASES | 3BL24G29F | BASES INTERBLOQ. | 3BL24G29F665 | IB SOCKET IP67 SBF
GW66706 | TAPA CIEGA BL. IP66 16/32A | 40.8 | 1 | 1 | 10 | NR | 8011564067912 | 85389099 | 3BL00 | Installation | 3BL | INSTALLATION BLOC | 3BL24G | IEC.309 CLAVIJ/BASES | 3BL24G29F | BASES INTERBLOQ. | 3BL24G29F671 | IB SOCK IP66 CBF+ACC
GW66707 | TAPA TROQUELADA 2 BASES 16/32A | 49.85 | 1 | 1 | 10 | NR | 8011564067936 | 85389099 | 3BL00 | Installation | 3BL | INSTALLATION BLOC | 3BL24G | IEC.309 CLAVIJ/BASES | 3BL24G29F | BASES INTERBLOQ. | 3BL24G29F671 | IB SOCK IP66 CBF+ACC
GW66708 | FRONTAL VACIO D22MM. 75X85 GRIS | 4.69 | 1 | 1 | 20 | NR | 8011564065970 | 85389099 | 3BL00 | Installation | 3BL | INSTALLATION BLOC | 3BL29G | BLOC OTHERS | 3BL29G52F | PULSADORES | 3BL29G52F619 | *
GW66709N | TAPA TROQ 32/16+16 MAX 3P+T IP67 | 22.35 | 1 | 1 | 10 | NR | 8011564745100 | 85389099 | 3BL00 | Installation | 3BL | INSTALLATION BLOC | 3BL24G | IEC.309 CLAVIJ/BASES | 3BL24G29F | BASES INTERBLOQ. | 3BL24G29F665 | IB SOCKET IP67 SBF
GW66715N | SOPORTE ADAPTADOR CBF 16/32A | 21.65 | 1 | 1 | 10 | NR | 8011564745025 | 85389099 | 3BL00 | Installation | 3BL | INSTALLATION BLOC | 3BL24G | IEC.309 CLAVIJ/BASES | 3BL24G29F | BASES INTERBLOQ. | 3BL24G29F665 | IB SOCKET IP67 SBF
GW66716N | SOPORTE ADAPTADOR CBF 63A | 26.25 | 1 | 1 | 10 | NR | 8011564750715 | 85389099 | 3BL00 | Installation | 3BL | INSTALLATION BLOC | 3BL24G | IEC.309 CLAVIJ/BASES | 3BL24G29F | BASES INTERBLOQ. | 3BL24G29F665 | IB SOCKET IP67 SBF
GW66741N | CAJA FONDO CON ADAP. BAS. BL.V. SBF IP67 | 37.35 | 1 | 1 | 10 | NR | 8011564745117 | 85381000 | 3BL00 | Installation | 3BL | INSTALLATION BLOC | 3BL24G | IEC.309 CLAVIJ/BASES | 3BL24G29F | BASES INTERBLOQ. | 3BL24G29F665 | IB SOCKET IP67 SBF
GW66742 | CAJA C.FONDO COP.FLAN.PR.BL.V.CBF IP55 | 46.8 | 1 | 1 | 10 | NR | 8011564065857 | 85366990 | 3BL00 | Installation | 3BL | INSTALLATION BLOC | 3BL24G | IEC.309 CLAVIJ/BASES | 3BL24G29F | BASES INTERBLOQ. | 3BL24G29F667 | IB SOCKET IP67 CBF
GW66743N | CAJA FONDO CON ADAP. BAS. BL.V.SBF IP55 | 34.7 | 1 | 1 | 10 | NR | 8011564745124 | 85381000 | 3BL00 | Installation | 3BL | INSTALLATION BLOC | 3BL24G | IEC.309 CLAVIJ/BASES | 3BL24G29F | BASES INTERBLOQ. | 3BL24G29F665 | IB SOCKET IP67 SBF
GW66745 | FRONTAL VACIO D22MM. 75X85 AMAR | 5.35 | 1 | 1 | 20 | NR | 8011564065987 | 85389099 | 3BL00 | Installation | 3BL | INSTALLATION BLOC | 3BL29G | BLOC OTHERS | 3BL29G52F | PULSADORES | 3BL29G52F619 | *
GW66781 | CONT.P/CARRIL 1BASE 16/32A | 187 | 1 | 1 | 6 | NR | 8011564098244 | 85381000 | 3BL00 | Installation | 3BL | INSTALLATION BLOC | 3BL24G | IEC.309 CLAVIJ/BASES | 3BL24G29F | BASES INTERBLOQ. | 3BL24G29F671 | IB SOCK IP66 CBF+ACC
GW66782 | CONT.P/CARRIL 2BASES 16/32A | 294 | 1 | 1 | 2 | NR | 8011564098251 | 85381000 | 3BL00 | Installation | 3BL | INSTALLATION BLOC | 3BL24G | IEC.309 CLAVIJ/BASES | 3BL24G29F | BASES INTERBLOQ. | 3BL24G29F671 | IB SOCK IP66 CBF+ACC
GW66783 | CONT.P/CARRIL 3BASES 16/32A | 439 | 1 | 1 | 2 | NR | 8011564098268 | 85381000 | 3BL00 | Installation | 3BL | INSTALLATION BLOC | 3BL24G | IEC.309 CLAVIJ/BASES | 3BL24G29F | BASES INTERBLOQ. | 3BL24G29F671 | IB SOCK IP66 CBF+ACC
GW66784 | CONT.P/CARRIL 1BASE 63A | 196.5 | 1 | 1 | 6 | NR | 8011564098275 | 85381000 | 3BL00 | Installation | 3BL | INSTALLATION BLOC | 3BL24G | IEC.309 CLAVIJ/BASES | 3BL24G29F | BASES INTERBLOQ. | 3BL24G29F671 | IB SOCK IP66 CBF+ACC
GW66801 | BASE USOS SEV. S/F 2P+T 16A 110V CBF | 235.5 | 1 | 1 | 6 | NR | 8011564065994 | 85366990 | 3BL00 | Installation | 3BL | INSTALLATION BLOC | 3BL24G | IEC.309 CLAVIJ/BASES | 3BL24G29F | BASES INTERBLOQ. | 3BL24G29F671 | IB SOCK IP66 CBF+ACC
GW66802 | BASE USOS SEV. S/F 3P+T 16A 110V CBF | 278 | 1 | 1 | 6 | NR | 8011564066007 | 85366990 | 3BL00 | Installation | 3BL | INSTALLATION BLOC | 3BL24G | IEC.309 CLAVIJ/BASES | 3BL24G29F | BASES INTERBLOQ. | 3BL24G29F671 | IB SOCK IP66 CBF+ACC
GW66803 | BASE USOS SEV. S/F 3P+N+T 16A 110V CBF | 292.5 | 1 | 1 | 6 | NR | 8011564066014 | 85366990 | 3BL00 | Installation | 3BL | INSTALLATION BLOC | 3BL24G | IEC.309 CLAVIJ/BASES | 3BL24G29F | BASES INTERBLOQ. | 3BL24G29F671 | IB SOCK IP66 CBF+ACC
GW66804 | BASE USOS SEV. S/F 2P+T 16A 230V CBF | 233 | 1 | 1 | 6 | NR | 8011564066021 | 85366990 | 3BL00 | Installation | 3BL | INSTALLATION BLOC | 3BL24G | IEC.309 CLAVIJ/BASES | 3BL24G29F | BASES INTERBLOQ. | 3BL24G29F671 | IB SOCK IP66 CBF+ACC
GW66805 | BASE USOS SEV. S/F 3P+T 16A 230V CBF | 282.5 | 1 | 1 | 6 | NR | 8011564066038 | 85366990 | 3BL00 | Installation | 3BL | INSTALLATION BLOC | 3BL24G | IEC.309 CLAVIJ/BASES | 3BL24G29F | BASES INTERBLOQ. | 3BL24G29F671 | IB SOCK IP66 CBF+ACC
GW66806 | BASE USOS SEV. S/F 3P+N+T 16A 230V CBF | 292.5 | 1 | 1 | 6 | NR | 8011564066045 | 85366990 | 3BL00 | Installation | 3BL | INSTALLATION BLOC | 3BL24G | IEC.309 CLAVIJ/BASES | 3BL24G29F | BASES INTERBLOQ. | 3BL24G29F671 | IB SOCK IP66 CBF+ACC
GW66807 | BASE USOS SEV. S/F 2P+T 16A 400V CBF | 249 | 1 | 1 | 6 | NR | 8011564066052 | 85366990 | 3BL00 | Installation | 3BL | INSTALLATION BLOC | 3BL24G | IEC.309 CLAVIJ/BASES | 3BL24G29F | BASES INTERBLOQ. | 3BL24G29F671 | IB SOCK IP66 CBF+ACC
GW66808 | BASE USOS SEV. S/F 3P+T 16A 400V CBF | 262.5 | 1 | 1 | 6 | NR | 8011564066069 | 85366990 | 3BL00 | Installation | 3BL | INSTALLATION BLOC | 3BL24G | IEC.309 CLAVIJ/BASES | 3BL24G29F | BASES INTERBLOQ. | 3BL24G29F671 | IB SOCK IP66 CBF+ACC
GW66809 | BASE USOS SEV. S/F 3P+N+T 16A 400V CBF | 272 | 1 | 1 | 6 | NR | 8011564066076 | 85366990 | 3BL00 | Installation | 3BL | INSTALLATION BLOC | 3BL24G | IEC.309 CLAVIJ/BASES | 3BL24G29F | BASES INTERBLOQ. | 3BL24G29F671 | IB SOCK IP66 CBF+ACC
GW66810 | BASE USOS SEV. S/F 3P+T 16A 500V CBF | 278 | 1 | 1 | 6 | NR | 8011564066090 | 85366990 | 3BL00 | Installation | 3BL | INSTALLATION BLOC | 3BL24G | IEC.309 CLAVIJ/BASES | 3BL24G29F | BASES INTERBLOQ. | 3BL24G29F671 | IB SOCK IP66 CBF+ACC
GW66811 | BASE USOS SEV. S/F 3P+N+T 16A 500V CBF | 292.5 | 1 | 1 | 6 | NR | 8011564066106 | 85366990 | 3BL00 | Installation | 3BL | INSTALLATION BLOC | 3BL24G | IEC.309 CLAVIJ/BASES | 3BL24G29F | BASES INTERBLOQ. | 3BL24G29F671 | IB SOCK IP66 CBF+ACC
GW66812 | BASE USOS SEV. S/F 2P+T 32A 110V CBF | 290.5 | 1 | 1 | 6 | NR | 8011564066120 | 85366990 | 3BL00 | Installation | 3BL | INSTALLATION BLOC | 3BL24G | IEC.309 CLAVIJ/BASES | 3BL24G29F | BASES INTERBLOQ. | 3BL24G29F671 | IB SOCK IP66 CBF+ACC
GW66813 | BASE USOS SEV. S/F 3P+T 32A 110V CBF | 338.5 | 1 | 1 | 6 | NR | 8011564066144 | 85366990 | 3BL00 | Installation | 3BL | INSTALLATION BLOC | 3BL24G | IEC.309 CLAVIJ/BASES | 3BL24G29F | BASES INTERBLOQ. | 3BL24G29F671 | IB SOCK IP66 CBF+ACC
GW66814 | BASE USOS SEV. S/F 3P+N+T 32A 110V CBF | 371 | 1 | 1 | 6 | NR | 8011564066168 | 85366990 | 3BL00 | Installation | 3BL | INSTALLATION BLOC | 3BL24G | IEC.309 CLAVIJ/BASES | 3BL24G29F | BASES INTERBLOQ. | 3BL24G29F671 | IB SOCK IP66 CBF+ACC
GW66815 | BASE USOS SEV. S/F 2P+T 32A 230V CBF | 285.5 | 1 | 1 | 6 | NR | 8011564066182 | 85366990 | 3BL00 | Installation | 3BL | INSTALLATION BLOC | 3BL24G | IEC.309 CLAVIJ/BASES | 3BL24G29F | BASES INTERBLOQ. | 3BL24G29F671 | IB SOCK IP66 CBF+ACC
GW66816 | BASE USOS SEV. S/F 3P+T 32A 230V CBF | 344 | 1 | 1 | 6 | NR | 8011564066199 | 85366990 | 3BL00 | Installation | 3BL | INSTALLATION BLOC | 3BL24G | IEC.309 CLAVIJ/BASES | 3BL24G29F | BASES INTERBLOQ. | 3BL24G29F671 | IB SOCK IP66 CBF+ACC
GW66817 | BASE USOS SEV. S/F 3P+N+T 32A 230V CBF | 371 | 1 | 1 | 6 | NR | 8011564066212 | 85366990 | 3BL00 | Installation | 3BL | INSTALLATION BLOC | 3BL24G | IEC.309 CLAVIJ/BASES | 3BL24G29F | BASES INTERBLOQ. | 3BL24G29F671 | IB SOCK IP66 CBF+ACC
GW66818 | BASE USOS SEV. S/F 2P+T 32A 400V CBF | 305.5 | 1 | 1 | 6 | NR | 8011564066236 | 85366990 | 3BL00 | Installation | 3BL | INSTALLATION BLOC | 3BL24G | IEC.309 CLAVIJ/BASES | 3BL24G29F | BASES INTERBLOQ. | 3BL24G29F671 | IB SOCK IP66 CBF+ACC
GW66819 | BASE USOS SEV. S/F 3P+T 32A 400V CBF | 320 | 1 | 1 | 6 | NR | 8011564066311 | 85366990 | 3BL00 | Installation | 3BL | INSTALLATION BLOC | 3BL24G | IEC.309 CLAVIJ/BASES | 3BL24G29F | BASES INTERBLOQ. | 3BL24G29F671 | IB SOCK IP66 CBF+ACC
GW66820 | BASE USOS SEV. S/F 3P+N+T 32A 400V CBF | 349 | 1 | 1 | 6 | NR | 8011564066335 | 85366990 | 3BL00 | Installation | 3BL | INSTALLATION BLOC | 3BL24G | IEC.309 CLAVIJ/BASES | 3BL24G29F | BASES INTERBLOQ. | 3BL24G29F671 | IB SOCK IP66 CBF+ACC
GW66821 | BASE USOS SEV. S/F 3P+T 32A 500V CBF | 338.5 | 1 | 1 | 6 | NR | 8011564066359 | 85366990 | 3BL00 | Installation | 3BL | INSTALLATION BLOC | 3BL24G | IEC.309 CLAVIJ/BASES | 3BL24G29F | BASES INTERBLOQ. | 3BL24G29F671 | IB SOCK IP66 CBF+ACC
GW66822 | BASE USOS SEV. S/F 3P+N+T 32A 500V CBF | 371 | 1 | 1 | 6 | NR | 8011564066366 | 85366990 | 3BL00 | Installation | 3BL | INSTALLATION BLOC | 3BL24G | IEC.309 CLAVIJ/BASES | 3BL24G29F | BASES INTERBLOQ. | 3BL24G29F671 | IB SOCK IP66 CBF+ACC
GW66823 | BASE USOS SEV. S/F 3P+T 32A 440V CBF | 338.5 | 1 | 1 | 6 | NR | 8011564066380 | 85366990 | 3BL00 | Installation | 3BL | INSTALLATION BLOC | 3BL24G | IEC.309 CLAVIJ/BASES | 3BL24G29F | BASES INTERBLOQ. | 3BL24G29F671 | IB SOCK IP66 CBF+ACC
GW66824 | BASE USOS SEV. S/F 2P+T 16A 110V C/CARR. | 203 | 1 | 1 | 6 | NR | 8011564066410 | 85366990 | 3BL00 | Installation | 3BL | INSTALLATION BLOC | 3BL24G | IEC.309 CLAVIJ/BASES | 3BL24G29F | BASES INTERBLOQ. | 3BL24G29F673 | IB SOCK IP66 MOD DEV
GW66825 | BASE USOS SEV. S/F 3P+T 16A 110V C/CARR. | 232 | 1 | 1 | 6 | NR | 8011564066434 | 85366990 | 3BL00 | Installation | 3BL | INSTALLATION BLOC | 3BL24G | IEC.309 CLAVIJ/BASES | 3BL24G29F | BASES INTERBLOQ. | 3BL24G29F673 | IB SOCK IP66 MOD DEV
GW66826 | BASE USOS SEV S/F 3P+N+T 16A 110V C/CARR | 245.5 | 1 | 1 | 6 | NR | 8011564066458 | 85366990 | 3BL00 | Installation | 3BL | INSTALLATION BLOC | 3BL24G | IEC.309 CLAVIJ/BASES | 3BL24G29F | BASES INTERBLOQ. | 3BL24G29F673 | IB SOCK IP66 MOD DEV
GW66827 | BASE USOS SEV. S/F 2P+T 16A 230V C/CARR. | 202 | 1 | 1 | 6 | NR | 8011564066472 | 85366990 | 3BL00 | Installation | 3BL | INSTALLATION BLOC | 3BL24G | IEC.309 CLAVIJ/BASES | 3BL24G29F | BASES INTERBLOQ. | 3BL24G29F673 | IB SOCK IP66 MOD DEV
GW66828 | BASE USOS SEV. S/F 3P+T 16A 230V C/CARR. | 232 | 1 | 1 | 6 | NR | 8011564066496 | 85366990 | 3BL00 | Installation | 3BL | INSTALLATION BLOC | 3BL24G | IEC.309 CLAVIJ/BASES | 3BL24G29F | BASES INTERBLOQ. | 3BL24G29F673 | IB SOCK IP66 MOD DEV
GW66829 | BASE USOS SEV S/F 3P+N+T 16A 230V C/CARR | 242.5 | 1 | 1 | 6 | NR | 8011564066502 | 85366990 | 3BL00 | Installation | 3BL | INSTALLATION BLOC | 3BL24G | IEC.309 CLAVIJ/BASES | 3BL24G29F | BASES INTERBLOQ. | 3BL24G29F673 | IB SOCK IP66 MOD DEV
GW66830 | BASE USOS SEV. S/F 2P+T 16A 400V C/CARR. | 220.5 | 1 | 1 | 6 | NR | 8011564066526 | 85366990 | 3BL00 | Installation | 3BL | INSTALLATION BLOC | 3BL24G | IEC.309 CLAVIJ/BASES | 3BL24G29F | BASES INTERBLOQ. | 3BL24G29F673 | IB SOCK IP66 MOD DEV
GW66831 | BASE USOS SEV. S/F 3P+T 16A 400V C/CARR. | 213.5 | 1 | 1 | 6 | NR | 8011564066540 | 85366990 | 3BL00 | Installation | 3BL | INSTALLATION BLOC | 3BL24G | IEC.309 CLAVIJ/BASES | 3BL24G29F | BASES INTERBLOQ. | 3BL24G29F673 | IB SOCK IP66 MOD DEV
GW66832 | BASE USOS SEV S/F 3P+N+T 16A 400V C/CARR | 225 | 1 | 1 | 6 | NR | 8011564066564 | 85366990 | 3BL00 | Installation | 3BL | INSTALLATION BLOC | 3BL24G | IEC.309 CLAVIJ/BASES | 3BL24G29F | BASES INTERBLOQ. | 3BL24G29F673 | IB SOCK IP66 MOD DEV
GW66833 | BASE USOS SEV. S/F 3P+T 16A 500V C/CARR. | 232 | 1 | 1 | 6 | NR | 8011564066571 | 85366990 | 3BL00 | Installation | 3BL | INSTALLATION BLOC | 3BL24G | IEC.309 CLAVIJ/BASES | 3BL24G29F | BASES INTERBLOQ. | 3BL24G29F673 | IB SOCK IP66 MOD DEV
GW66834 | BASE USOS SEV S/F 3P+N+T 16A 500V C/CARR | 242.5 | 1 | 1 | 6 | NR | 8011564066595 | 85366990 | 3BL00 | Installation | 3BL | INSTALLATION BLOC | 3BL24G | IEC.309 CLAVIJ/BASES | 3BL24G29F | BASES INTERBLOQ. | 3BL24G29F673 | IB SOCK IP66 MOD DEV
GW66835 | BASE USOS SEV. S/F 2P+T 32A 110V C/CARR. | 251 | 1 | 1 | 6 | NR | 8011564066656 | 85366990 | 3BL00 | Installation | 3BL | INSTALLATION BLOC | 3BL24G | IEC.309 CLAVIJ/BASES | 3BL24G29F | BASES INTERBLOQ. | 3BL24G29F673 | IB SOCK IP66 MOD DEV
GW66836 | BASE USOS SEV. S/F 3P+T 32A 110V C/CARR. | 290.5 | 1 | 1 | 6 | NR | 8011564066670 | 85366990 | 3BL00 | Installation | 3BL | INSTALLATION BLOC | 3BL24G | IEC.309 CLAVIJ/BASES | 3BL24G29F | BASES INTERBLOQ. | 3BL24G29F673 | IB SOCK IP66 MOD DEV
GW66837 | BASE USOS SEV S/F 3P+N+T 32A 110V C/CARR | 308.5 | 1 | 1 | 6 | NR | 8011564066694 | 85366990 | 3BL00 | Installation | 3BL | INSTALLATION BLOC | 3BL24G | IEC.309 CLAVIJ/BASES | 3BL24G29F | BASES INTERBLOQ. | 3BL24G29F673 | IB SOCK IP66 MOD DEV
GW66838 | BASE USOS SEV. S/F 2P+T 32A 230V C/CARR. | 250 | 1 | 1 | 6 | NR | 8011564066700 | 85366990 | 3BL00 | Installation | 3BL | INSTALLATION BLOC | 3BL24G | IEC.309 CLAVIJ/BASES | 3BL24G29F | BASES INTERBLOQ. | 3BL24G29F673 | IB SOCK IP66 MOD DEV
GW66839 | BASE USOS SEV. S/F 3P+T 32A 230V C/CARR. | 284.5 | 1 | 1 | 6 | NR | 8011564066724 | 85366990 | 3BL00 | Installation | 3BL | INSTALLATION BLOC | 3BL24G | IEC.309 CLAVIJ/BASES | 3BL24G29F | BASES INTERBLOQ. | 3BL24G29F673 | IB SOCK IP66 MOD DEV
GW66840 | BASE USOS SEV S/F 3P+N+T 32A 230V C/CARR | 308.5 | 1 | 1 | 6 | NR | 8011564066748 | 85366990 | 3BL00 | Installation | 3BL | INSTALLATION BLOC | 3BL24G | IEC.309 CLAVIJ/BASES | 3BL24G29F | BASES INTERBLOQ. | 3BL24G29F673 | IB SOCK IP66 MOD DEV
GW66841 | BASE USOS SEV. S/F 2P+T 32A 400V C/CARR. | 269.5 | 1 | 1 | 6 | NR | 8011564066762 | 85366990 | 3BL00 | Installation | 3BL | INSTALLATION BLOC | 3BL24G | IEC.309 CLAVIJ/BASES | 3BL24G29F | BASES INTERBLOQ. | 3BL24G29F673 | IB SOCK IP66 MOD DEV
GW66842 | BASE USOS SEV. S/F 3P+T 32A 400V C/CARR. | 267.5 | 1 | 1 | 6 | NR | 8011564066786 | 85366990 | 3BL00 | Installation | 3BL | INSTALLATION BLOC | 3BL24G | IEC.309 CLAVIJ/BASES | 3BL24G29F | BASES INTERBLOQ. | 3BL24G29F673 | IB SOCK IP66 MOD DEV
GW66843 | BASE USOS SEV S/F 3P+N+T 32A 400V C/CARR | 289.5 | 1 | 1 | 6 | NR | 8011564066809 | 85366990 | 3BL00 | Installation | 3BL | INSTALLATION BLOC | 3BL24G | IEC.309 CLAVIJ/BASES | 3BL24G29F | BASES INTERBLOQ. | 3BL24G29F673 | IB SOCK IP66 MOD DEV
GW66844 | BASE USOS SEV. S/F 3P+T 32A 500V C/CARR. | 284.5 | 1 | 1 | 6 | NR | 8011564066847 | 85366990 | 3BL00 | Installation | 3BL | INSTALLATION BLOC | 3BL24G | IEC.309 CLAVIJ/BASES | 3BL24G29F | BASES INTERBLOQ. | 3BL24G29F673 | IB SOCK IP66 MOD DEV
GW66845 | BASE USOS SEV S/F 3P+N+T 32A 500V C/CARR | 308.5 | 1 | 1 | 6 | NR | 8011564066861 | 85366990 | 3BL00 | Installation | 3BL | INSTALLATION BLOC | 3BL24G | IEC.309 CLAVIJ/BASES | 3BL24G29F | BASES INTERBLOQ. | 3BL24G29F673 | IB SOCK IP66 MOD DEV
GW66846 | BASE USOS SEV. S/F 3P+T 32A 440V C/CARR. | 284.5 | 1 | 1 | 6 | NR | 8011564066885 | 85366990 | 3BL00 | Installation | 3BL | INSTALLATION BLOC | 3BL24G | IEC.309 CLAVIJ/BASES | 3BL24G29F | BASES INTERBLOQ. | 3BL24G29F673 | IB SOCK IP66 MOD DEV
GW66847 | BASE USOS SEV. S/F 2P+T 63A 110V CBF | 532 | 1 | 1 | 3 | NR | 8011564067097 | 85366990 | 3BL00 | Installation | 3BL | INSTALLATION BLOC | 3BL24G | IEC.309 CLAVIJ/BASES | 3BL24G29F | BASES INTERBLOQ. | 3BL24G29F671 | IB SOCK IP66 CBF+ACC
GW66848 | BASE USOS SEV. C/F .3P+T 63A 110V CBF | 676.5 | 1 | 1 | 3 | NR | 8011564067110 | 85366990 | 3BL00 | Installation | 3BL | INSTALLATION BLOC | 3BL24G | IEC.309 CLAVIJ/BASES | 3BL24G29F | BASES INTERBLOQ. | 3BL24G29F671 | IB SOCK IP66 CBF+ACC
GW66849 | BASE USOS SEV. C/F .3P+N+T 63A 110V CBF | 710 | 1 | 1 | 3 | NR | 8011564067226 | 85366990 | 3BL00 | Installation | 3BL | INSTALLATION BLOC | 3BL24G | IEC.309 CLAVIJ/BASES | 3BL24G29F | BASES INTERBLOQ. | 3BL24G29F671 | IB SOCK IP66 CBF+ACC
GW66850 | BASE USOS SEV. C/F .2P+T 63A 230V CBF | 526 | 1 | 1 | 3 | NR | 8011564067233 | 85366990 | 3BL00 | Installation | 3BL | INSTALLATION BLOC | 3BL24G | IEC.309 CLAVIJ/BASES | 3BL24G29F | BASES INTERBLOQ. | 3BL24G29F671 | IB SOCK IP66 CBF+ACC
GW66851 | BASE USOS SEV. C/F .3P+T 63A 230V CBF | 676.5 | 1 | 1 | 3 | NR | 8011564067240 | 85366990 | 3BL00 | Installation | 3BL | INSTALLATION BLOC | 3BL24G | IEC.309 CLAVIJ/BASES | 3BL24G29F | BASES INTERBLOQ. | 3BL24G29F671 | IB SOCK IP66 CBF+ACC
GW66852 | BASE USOS SEV. C/F .3P+N+T 63A 230V CBF | 710 | 1 | 1 | 3 | NR | 8011564067257 | 85366990 | 3BL00 | Installation | 3BL | INSTALLATION BLOC | 3BL24G | IEC.309 CLAVIJ/BASES | 3BL24G29F | BASES INTERBLOQ. | 3BL24G29F671 | IB SOCK IP66 CBF+ACC
GW66853 | BASE USOS SEV. C/F .2P+T 63A 400V CBF | 565.5 | 1 | 1 | 3 | NR | 8011564067264 | 85366990 | 3BL00 | Installation | 3BL | INSTALLATION BLOC | 3BL24G | IEC.309 CLAVIJ/BASES | 3BL24G29F | BASES INTERBLOQ. | 3BL24G29F671 | IB SOCK IP66 CBF+ACC
GW66854 | BASE USOS SEV. C/F .3P+T 63A 400V CBF | 631.5 | 1 | 1 | 3 | NR | 8011564067271 | 85366990 | 3BL00 | Installation | 3BL | INSTALLATION BLOC | 3BL24G | IEC.309 CLAVIJ/BASES | 3BL24G29F | BASES INTERBLOQ. | 3BL24G29F671 | IB SOCK IP66 CBF+ACC
GW66855 | BASE USOS SEV. C/F .3P+N+T 63A 400V CBF | 662 | 1 | 1 | 3 | NR | 8011564067288 | 85366990 | 3BL00 | Installation | 3BL | INSTALLATION BLOC | 3BL24G | IEC.309 CLAVIJ/BASES | 3BL24G29F | BASES INTERBLOQ. | 3BL24G29F671 | IB SOCK IP66 CBF+ACC
GW66856 | BASE USOS SEV. C/F .3P+T 63A 500V CBF | 687 | 1 | 1 | 3 | NR | 8011564067295 | 85366990 | 3BL00 | Installation | 3BL | INSTALLATION BLOC | 3BL24G | IEC.309 CLAVIJ/BASES | 3BL24G29F | BASES INTERBLOQ. | 3BL24G29F671 | IB SOCK IP66 CBF+ACC
GW66857 | BASE USOS SEV. C/F .3P+N+T 63A 500V CBF | 722.5 | 1 | 1 | 3 | NR | 8011564067387 | 85366990 | 3BL00 | Installation | 3BL | INSTALLATION BLOC | 3BL24G | IEC.309 CLAVIJ/BASES | 3BL24G29F | BASES INTERBLOQ. | 3BL24G29F671 | IB SOCK IP66 CBF+ACC
GW66866 | BASE USOS SEV. C/F 2P+T 63A 110V C/CARR. | 389 | 1 | 1 | 3 | NR | 8011564067479 | 85366990 | 3BL00 | Installation | 3BL | INSTALLATION BLOC | 3BL24G | IEC.309 CLAVIJ/BASES | 3BL24G29F | BASES INTERBLOQ. | 3BL24G29F673 | IB SOCK IP66 MOD DEV
GW66867 | BASE USOS SEV C/F . 3P+T 63A 110V C/CARR | 444.5 | 1 | 1 | 3 | NR | 8011564067486 | 85366990 | 3BL00 | Installation | 3BL | INSTALLATION BLOC | 3BL24G | IEC.309 CLAVIJ/BASES | 3BL24G29F | BASES INTERBLOQ. | 3BL24G29F673 | IB SOCK IP66 MOD DEV
GW66868 | BASE USOS SEVC/F.3P+N+T 63A 110V C/CARR | 460 | 1 | 1 | 3 | NR | 8011564067493 | 85366990 | 3BL00 | Installation | 3BL | INSTALLATION BLOC | 3BL24G | IEC.309 CLAVIJ/BASES | 3BL24G29F | BASES INTERBLOQ. | 3BL24G29F673 | IB SOCK IP66 MOD DEV
GW66869 | BASE USOS SEV C/F . 2P+T 63A 230V C/CARR | 387 | 1 | 1 | 3 | NR | 8011564067509 | 85366990 | 3BL00 | Installation | 3BL | INSTALLATION BLOC | 3BL24G | IEC.309 CLAVIJ/BASES | 3BL24G29F | BASES INTERBLOQ. | 3BL24G29F673 | IB SOCK IP66 MOD DEV
GW66870 | BASE USOS SEV C/F .3P+T 63A 230V C/CARR | 444.5 | 1 | 1 | 3 | NR | 8011564067516 | 85366990 | 3BL00 | Installation | 3BL | INSTALLATION BLOC | 3BL24G | IEC.309 CLAVIJ/BASES | 3BL24G29F | BASES INTERBLOQ. | 3BL24G29F673 | IB SOCK IP66 MOD DEV
GW66871 | BASE USOS SEV C/F 3P+N+T 63A 230V C/CARR | 460 | 1 | 1 | 3 | NR | 8011564067523 | 85366990 | 3BL00 | Installation | 3BL | INSTALLATION BLOC | 3BL24G | IEC.309 CLAVIJ/BASES | 3BL24G29F | BASES INTERBLOQ. | 3BL24G29F673 | IB SOCK IP66 MOD DEV
GW66872 | BASE USOS SEV C/F . 2P+T 63A 400V C/CARR | 410 | 1 | 1 | 3 | NR | 8011564067530 | 85366990 | 3BL00 | Installation | 3BL | INSTALLATION BLOC | 3BL24G | IEC.309 CLAVIJ/BASES | 3BL24G29F | BASES INTERBLOQ. | 3BL24G29F673 | IB SOCK IP66 MOD DEV
GW66873 | BASE USOS SEV C/F . 3P+T 63A 400V C/CARR | 407.5 | 1 | 1 | 3 | NR | 8011564067554 | 85366990 | 3BL00 | Installation | 3BL | INSTALLATION BLOC | 3BL24G | IEC.309 CLAVIJ/BASES | 3BL24G29F | BASES INTERBLOQ. | 3BL24G29F673 | IB SOCK IP66 MOD DEV
GW66874 | BASE USOS SEVC/F.3P+N+T 63A 400V C/CARR | 441 | 1 | 1 | 3 | NR | 8011564067578 | 85366990 | 3BL00 | Installation | 3BL | INSTALLATION BLOC | 3BL24G | IEC.309 CLAVIJ/BASES | 3BL24G29F | BASES INTERBLOQ. | 3BL24G29F673 | IB SOCK IP66 MOD DEV
GW66875 | BASE USOS SEV C/F . 3P+T 63A 500V C/CARR | 435 | 1 | 1 | 3 | NR | 8011564067592 | 85366990 | 3BL00 | Installation | 3BL | INSTALLATION BLOC | 3BL24G | IEC.309 CLAVIJ/BASES | 3BL24G29F | BASES INTERBLOQ. | 3BL24G29F673 | IB SOCK IP66 MOD DEV
GW66876 | BASE USOS SEVC/F.3P+N+T 63A 500V C/CARR | 460 | 1 | 1 | 3 | NR | 8011564067608 | 85366990 | 3BL00 | Installation | 3BL | INSTALLATION BLOC | 3BL24G | IEC.309 CLAVIJ/BASES | 3BL24G29F | BASES INTERBLOQ. | 3BL24G29F673 | IB SOCK IP66 MOD DEV
GW66886 | BASE USOS SEV 2P 160VA TRAN CBF IP66 EMP | 484 | 1 | 1 | 4 | NR | 8011564184114 | 85366990 | 3BL00 | Installation | 3BL | INSTALLATION BLOC | 3BL24G | IEC.309 CLAVIJ/BASES | 3BL24G29F | BASES INTERBLOQ. | 3BL24G29F671 | IB SOCK IP66 CBF+ACC
GW66951 | BASE USOS SEV. 2P+T 16A 110V CBF IP66 | 269.5 | 1 | 1 | 6 | NR | 8011564074125 | 85366990 | 3BL00 | Installation | 3BL | INSTALLATION BLOC | 3BL24G | IEC.309 CLAVIJ/BASES | 3BL24G29F | BASES INTERBLOQ. | 3BL24G29F671 | IB SOCK IP66 CBF+ACC
GW66952 | BASE USOS SEV. 3P+T 16A 110V CBF IP66 | 322 | 1 | 1 | 6 | NR | 8011564074132 | 85366990 | 3BL00 | Installation | 3BL | INSTALLATION BLOC | 3BL24G | IEC.309 CLAVIJ/BASES | 3BL24G29F | BASES INTERBLOQ. | 3BL24G29F671 | IB SOCK IP66 CBF+ACC
GW66953 | BASE USOS SEV. 3P+N+T 16A 110V CBF IP66 | 330.5 | 1 | 1 | 6 | NR | 8011564074149 | 85366990 | 3BL00 | Installation | 3BL | INSTALLATION BLOC | 3BL24G | IEC.309 CLAVIJ/BASES | 3BL24G29F | BASES INTERBLOQ. | 3BL24G29F671 | IB SOCK IP66 CBF+ACC
GW66954 | BASE USOS SEV. 2P+T 16A 230V CBF IP66 | 267.5 | 1 | 1 | 6 | NR | 8011564074156 | 85366990 | 3BL00 | Installation | 3BL | INSTALLATION BLOC | 3BL24G | IEC.309 CLAVIJ/BASES | 3BL24G29F | BASES INTERBLOQ. | 3BL24G29F671 | IB SOCK IP66 CBF+ACC
GW66955 | BASE USOS SEV. 3P+T 16A 230V CBF IP66 | 322 | 1 | 1 | 6 | NR | 8011564074163 | 85366990 | 3BL00 | Installation | 3BL | INSTALLATION BLOC | 3BL24G | IEC.309 CLAVIJ/BASES | 3BL24G29F | BASES INTERBLOQ. | 3BL24G29F671 | IB SOCK IP66 CBF+ACC
GW66956 | BASE USOS SEV. 3P+N+T 16A 230V CBF IP66 | 330.5 | 1 | 1 | 6 | NR | 8011564074170 | 85366990 | 3BL00 | Installation | 3BL | INSTALLATION BLOC | 3BL24G | IEC.309 CLAVIJ/BASES | 3BL24G29F | BASES INTERBLOQ. | 3BL24G29F671 | IB SOCK IP66 CBF+ACC
GW66957 | BASE USOS SEV. 2P+T 16A 400V CBF IP66 | 289.5 | 1 | 1 | 6 | NR | 8011564074187 | 85366990 | 3BL00 | Installation | 3BL | INSTALLATION BLOC | 3BL24G | IEC.309 CLAVIJ/BASES | 3BL24G29F | BASES INTERBLOQ. | 3BL24G29F671 | IB SOCK IP66 CBF+ACC
GW66958 | BASE USOS SEV. 3P+T 16A 400V CBF IP66 | 299 | 1 | 1 | 6 | NR | 8011564074194 | 85366990 | 3BL00 | Installation | 3BL | INSTALLATION BLOC | 3BL24G | IEC.309 CLAVIJ/BASES | 3BL24G29F | BASES INTERBLOQ. | 3BL24G29F671 | IB SOCK IP66 CBF+ACC
GW66959 | BASE USOS SEV. 3P+N+T 16A 400V CBF IP66 | 311.5 | 1 | 1 | 6 | NR | 8011564074200 | 85366990 | 3BL00 | Installation | 3BL | INSTALLATION BLOC | 3BL24G | IEC.309 CLAVIJ/BASES | 3BL24G29F | BASES INTERBLOQ. | 3BL24G29F671 | IB SOCK IP66 CBF+ACC
GW66960 | BASE USOS SEV. 3P+T 16A 500V CBF IP66 | 322 | 1 | 1 | 6 | NR | 8011564074217 | 85366990 | 3BL00 | Installation | 3BL | INSTALLATION BLOC | 3BL24G | IEC.309 CLAVIJ/BASES | 3BL24G29F | BASES INTERBLOQ. | 3BL24G29F671 | IB SOCK IP66 CBF+ACC
GW66961 | BASE USOS SEV. 3P+N+T 16A 500V CBF IP66 | 330.5 | 1 | 1 | 6 | NR | 8011564074224 | 85366990 | 3BL00 | Installation | 3BL | INSTALLATION BLOC | 3BL24G | IEC.309 CLAVIJ/BASES | 3BL24G29F | BASES INTERBLOQ. | 3BL24G29F671 | IB SOCK IP66 CBF+ACC
GW66962 | BASE USOS SEV. 2P+T 32A 110V CBF IP66 | 325 | 1 | 1 | 6 | NR | 8011564074231 | 85366990 | 3BL00 | Installation | 3BL | INSTALLATION BLOC | 3BL24G | IEC.309 CLAVIJ/BASES | 3BL24G29F | BASES INTERBLOQ. | 3BL24G29F671 | IB SOCK IP66 CBF+ACC
GW66963 | BASE USOS SEV. 3P+T 32A 110V CBF IP66 | 381.5 | 1 | 1 | 6 | NR | 8011564074248 | 85366990 | 3BL00 | Installation | 3BL | INSTALLATION BLOC | 3BL24G | IEC.309 CLAVIJ/BASES | 3BL24G29F | BASES INTERBLOQ. | 3BL24G29F671 | IB SOCK IP66 CBF+ACC
GW66964 | BASE USOS SEV. 3P+N+T 32A 110V CBF IP66 | 411 | 1 | 1 | 6 | NR | 8011564074262 | 85366990 | 3BL00 | Installation | 3BL | INSTALLATION BLOC | 3BL24G | IEC.309 CLAVIJ/BASES | 3BL24G29F | BASES INTERBLOQ. | 3BL24G29F671 | IB SOCK IP66 CBF+ACC
GW66965 | BASE USOS SEV. 2P+T 32A 230V CBF IP66 | 322 | 1 | 1 | 6 | NR | 8011564074279 | 85366990 | 3BL00 | Installation | 3BL | INSTALLATION BLOC | 3BL24G | IEC.309 CLAVIJ/BASES | 3BL24G29F | BASES INTERBLOQ. | 3BL24G29F671 | IB SOCK IP66 CBF+ACC
GW66966 | BASE USOS SEV. 3P+T 32A 230V CBF IP66 | 381.5 | 1 | 1 | 6 | NR | 8011564074293 | 85366990 | 3BL00 | Installation | 3BL | INSTALLATION BLOC | 3BL24G | IEC.309 CLAVIJ/BASES | 3BL24G29F | BASES INTERBLOQ. | 3BL24G29F671 | IB SOCK IP66 CBF+ACC
GW66967 | BASE USOS SEV. 3P+N+T 32A 230V CBF IP66 | 411 | 1 | 1 | 6 | NR | 8011564074316 | 85366990 | 3BL00 | Installation | 3BL | INSTALLATION BLOC | 3BL24G | IEC.309 CLAVIJ/BASES | 3BL24G29F | BASES INTERBLOQ. | 3BL24G29F671 | IB SOCK IP66 CBF+ACC
GW66968 | BASE USOS SEV. 2P+T 32A 400V CBF IP66 | 343 | 1 | 1 | 6 | NR | 8011564074330 | 85366990 | 3BL00 | Installation | 3BL | INSTALLATION BLOC | 3BL24G | IEC.309 CLAVIJ/BASES | 3BL24G29F | BASES INTERBLOQ. | 3BL24G29F671 | IB SOCK IP66 CBF+ACC
GW66969 | BASE USOS SEV. 3P+T 32A 400V CBF IP66 | 354.5 | 1 | 1 | 6 | NR | 8011564074354 | 85366990 | 3BL00 | Installation | 3BL | INSTALLATION BLOC | 3BL24G | IEC.309 CLAVIJ/BASES | 3BL24G29F | BASES INTERBLOQ. | 3BL24G29F671 | IB SOCK IP66 CBF+ACC
GW66970 | BASE USOS SEV. 3P+N+T 32A 400V CBF IP66 | 388 | 1 | 1 | 6 | NR | 8011564074385 | 85366990 | 3BL00 | Installation | 3BL | INSTALLATION BLOC | 3BL24G | IEC.309 CLAVIJ/BASES | 3BL24G29F | BASES INTERBLOQ. | 3BL24G29F671 | IB SOCK IP66 CBF+ACC
GW66971 | BASE USOS SEV. 3P+T 32A 500V CBF IP66 | 381.5 | 1 | 1 | 6 | NR | 8011564074408 | 85366990 | 3BL00 | Installation | 3BL | INSTALLATION BLOC | 3BL24G | IEC.309 CLAVIJ/BASES | 3BL24G29F | BASES INTERBLOQ. | 3BL24G29F671 | IB SOCK IP66 CBF+ACC
GW66972 | BASE USOS SEV. 3P+N+T 32A 500V CBF IP66 | 418 | 1 | 1 | 6 | NR | 8011564074422 | 85366990 | 3BL00 | Installation | 3BL | INSTALLATION BLOC | 3BL24G | IEC.309 CLAVIJ/BASES | 3BL24G29F | BASES INTERBLOQ. | 3BL24G29F671 | IB SOCK IP66 CBF+ACC
GW66973 | BASE USOS SEV. 3P+T 32A 400V 3H CBF IP66 | 381.5 | 1 | 1 | 6 | NR | 8011564074446 | 85366990 | 3BL00 | Installation | 3BL | INSTALLATION BLOC | 3BL24G | IEC.309 CLAVIJ/BASES | 3BL24G29F | BASES INTERBLOQ. | 3BL24G29F671 | IB SOCK IP66 CBF+ACC
GW66974 | BASE USOS SEV. 2P+T 16A 110V IP66 C/CARR | 242.5 | 1 | 1 | 6 | NR | 8011564074255 | 85366990 | 3BL00 | Installation | 3BL | INSTALLATION BLOC | 3BL24G | IEC.309 CLAVIJ/BASES | 3BL24G29F | BASES INTERBLOQ. | 3BL24G29F673 | IB SOCK IP66 MOD DEV
GW66975 | BASE USOS SEV. 3P+T 16A 110V IP66 C/CARR | 273 | 1 | 1 | 6 | NR | 8011564074286 | 85366990 | 3BL00 | Installation | 3BL | INSTALLATION BLOC | 3BL24G | IEC.309 CLAVIJ/BASES | 3BL24G29F | BASES INTERBLOQ. | 3BL24G29F673 | IB SOCK IP66 MOD DEV
GW66976 | BASE USOS SEV 3P+N+T 16A 110V IP66 CARR | 278 | 1 | 1 | 6 | NR | 8011564074309 | 85366990 | 3BL00 | Installation | 3BL | INSTALLATION BLOC | 3BL24G | IEC.309 CLAVIJ/BASES | 3BL24G29F | BASES INTERBLOQ. | 3BL24G29F673 | IB SOCK IP66 MOD DEV
GW66977 | BASE USOS SEV. 2P+T 16A 230V IP66 C/CARR | 239.5 | 1 | 1 | 6 | NR | 8011564074323 | 85366990 | 3BL00 | Installation | 3BL | INSTALLATION BLOC | 3BL24G | IEC.309 CLAVIJ/BASES | 3BL24G29F | BASES INTERBLOQ. | 3BL24G29F673 | IB SOCK IP66 MOD DEV
GW66978 | BASE USOS SEV. 3P+T 16A 230V IP66 C/CARR | 273 | 1 | 1 | 6 | NR | 8011564074347 | 85366990 | 3BL00 | Installation | 3BL | INSTALLATION BLOC | 3BL24G | IEC.309 CLAVIJ/BASES | 3BL24G29F | BASES INTERBLOQ. | 3BL24G29F673 | IB SOCK IP66 MOD DEV
GW66979 | BASE USOS SEV 3P+N+T 16A 230V IP66 CARR | 278 | 1 | 1 | 6 | NR | 8011564074361 | 85366990 | 3BL00 | Installation | 3BL | INSTALLATION BLOC | 3BL24G | IEC.309 CLAVIJ/BASES | 3BL24G29F | BASES INTERBLOQ. | 3BL24G29F673 | IB SOCK IP66 MOD DEV
GW66980 | BASE USOS SEV. 2P+T 16A 400V IP66 C/CARR | 255 | 1 | 1 | 6 | NR | 8011564074378 | 85366990 | 3BL00 | Installation | 3BL | INSTALLATION BLOC | 3BL24G | IEC.309 CLAVIJ/BASES | 3BL24G29F | BASES INTERBLOQ. | 3BL24G29F673 | IB SOCK IP66 MOD DEV
GW66981 | BASE USOS SEV. 3P+T 16A 400V IP66 C/CARR | 251 | 1 | 1 | 6 | NR | 8011564074392 | 85366990 | 3BL00 | Installation | 3BL | INSTALLATION BLOC | 3BL24G | IEC.309 CLAVIJ/BASES | 3BL24G29F | BASES INTERBLOQ. | 3BL24G29F673 | IB SOCK IP66 MOD DEV
GW66982 | BASE USOS SEV 3P+N+T 16A 400V IP66 CARR | 284.5 | 1 | 1 | 6 | NR | 8011564074415 | 85366990 | 3BL00 | Installation | 3BL | INSTALLATION BLOC | 3BL24G | IEC.309 CLAVIJ/BASES | 3BL24G29F | BASES INTERBLOQ. | 3BL24G29F673 | IB SOCK IP66 MOD DEV
GW66983 | BASE USOS SEV. 3P+T 16A 500V IP66 C/CARR | 269.5 | 1 | 1 | 6 | NR | 8011564074439 | 85366990 | 3BL00 | Installation | 3BL | INSTALLATION BLOC | 3BL24G | IEC.309 CLAVIJ/BASES | 3BL24G29F | BASES INTERBLOQ. | 3BL24G29F673 | IB SOCK IP66 MOD DEV
GW66984 | BASE USOS SEV 3P+N+T 16A 500V IP66 CARR | 295 | 1 | 1 | 6 | NR | 8011564074453 | 85366990 | 3BL00 | Installation | 3BL | INSTALLATION BLOC | 3BL24G | IEC.309 CLAVIJ/BASES | 3BL24G29F | BASES INTERBLOQ. | 3BL24G29F673 | IB SOCK IP66 MOD DEV
GW66985 | BASE USOS SEV. 2P+T 32A 110V IP66 C/CARR | 292.5 | 1 | 1 | 6 | NR | 8011564074460 | 85366990 | 3BL00 | Installation | 3BL | INSTALLATION BLOC | 3BL24G | IEC.309 CLAVIJ/BASES | 3BL24G29F | BASES INTERBLOQ. | 3BL24G29F673 | IB SOCK IP66 MOD DEV
GW66986 | BASE USOS SEV. 3P+T 32A 110V IP66 C/CARR | 336.5 | 1 | 1 | 6 | NR | 8011564074477 | 85366990 | 3BL00 | Installation | 3BL | INSTALLATION BLOC | 3BL24G | IEC.309 CLAVIJ/BASES | 3BL24G29F | BASES INTERBLOQ. | 3BL24G29F673 | IB SOCK IP66 MOD DEV
GW66987 | BASE USOS SEV 3P+N+T 32A 110V IP66 CARR | 349 | 1 | 1 | 6 | NR | 8011564074484 | 85366990 | 3BL00 | Installation | 3BL | INSTALLATION BLOC | 3BL24G | IEC.309 CLAVIJ/BASES | 3BL24G29F | BASES INTERBLOQ. | 3BL24G29F673 | IB SOCK IP66 MOD DEV
GW66988 | BASE USOS SEV. 2P+T 32A 230V IP66 C/CARR | 292.5 | 1 | 1 | 6 | NR | 8011564074491 | 85366990 | 3BL00 | Installation | 3BL | INSTALLATION BLOC | 3BL24G | IEC.309 CLAVIJ/BASES | 3BL24G29F | BASES INTERBLOQ. | 3BL24G29F673 | IB SOCK IP66 MOD DEV
GW66989 | BASE USOS SEV. 3P+T 32A 230V IP66 C/CARR | 330.5 | 1 | 1 | 6 | NR | 8011564074507 | 85366990 | 3BL00 | Installation | 3BL | INSTALLATION BLOC | 3BL24G | IEC.309 CLAVIJ/BASES | 3BL24G29F | BASES INTERBLOQ. | 3BL24G29F673 | IB SOCK IP66 MOD DEV
GW66990 | BASE USOS SEV 3P+N+T 32A 230V IP66 CARR | 349 | 1 | 1 | 6 | NR | 8011564074514 | 85366990 | 3BL00 | Installation | 3BL | INSTALLATION BLOC | 3BL24G | IEC.309 CLAVIJ/BASES | 3BL24G29F | BASES INTERBLOQ. | 3BL24G29F673 | IB SOCK IP66 MOD DEV
GW66991 | BASE USOS SEV. 2P+T 32A 400V IP66 C/CARR | 308.5 | 1 | 1 | 6 | NR | 8011564074521 | 85366990 | 3BL00 | Installation | 3BL | INSTALLATION BLOC | 3BL24G | IEC.309 CLAVIJ/BASES | 3BL24G29F | BASES INTERBLOQ. | 3BL24G29F673 | IB SOCK IP66 MOD DEV
GW66992 | BASE USOS SEV. 3P+T 32A 400V IP66 C/CARR | 304 | 1 | 1 | 6 | NR | 8011564074538 | 85366990 | 3BL00 | Installation | 3BL | INSTALLATION BLOC | 3BL24G | IEC.309 CLAVIJ/BASES | 3BL24G29F | BASES INTERBLOQ. | 3BL24G29F673 | IB SOCK IP66 MOD DEV
GW66993 | BASE USOS SEV 3P+N+T 32A 400V IP66 CARR | 330.5 | 1 | 1 | 6 | NR | 8011564074545 | 85366990 | 3BL00 | Installation | 3BL | INSTALLATION BLOC | 3BL24G | IEC.309 CLAVIJ/BASES | 3BL24G29F | BASES INTERBLOQ. | 3BL24G29F673 | IB SOCK IP66 MOD DEV
GW66994 | BASE USOS SEV. 3P+T 32A 500V IP66 C/CARR | 330.5 | 1 | 1 | 6 | NR | 8011564074552 | 85366990 | 3BL00 | Installation | 3BL | INSTALLATION BLOC | 3BL24G | IEC.309 CLAVIJ/BASES | 3BL24G29F | BASES INTERBLOQ. | 3BL24G29F673 | IB SOCK IP66 MOD DEV
GW66995 | BASE USOS SEV 3P+N+T 32A 500V IP66 CARR | 349 | 1 | 1 | 6 | NR | 8011564074569 | 85366990 | 3BL00 | Installation | 3BL | INSTALLATION BLOC | 3BL24G | IEC.309 CLAVIJ/BASES | 3BL24G29F | BASES INTERBLOQ. | 3BL24G29F673 | IB SOCK IP66 MOD DEV
GW66996 | BASE USOS SEV3P+T 32A 400V 3H IP66 CARR | 330.5 | 1 | 1 | 6 | NR | 8011564074576 | 85366990 | 3BL00 | Installation | 3BL | INSTALLATION BLOC | 3BL24G | IEC.309 CLAVIJ/BASES | 3BL24G29F | BASES INTERBLOQ. | 3BL24G29F673 | IB SOCK IP66 MOD DEV
GW66998 | BASE USOS SEV 2P 160VA TRAN CBF IP66 SUP | 538.5 | 1 | 1 | 4 | NR | 8011564184121 | 85366990 | 3BL00 | Installation | 3BL | INSTALLATION BLOC | 3BL24G | IEC.309 CLAVIJ/BASES | 3BL24G29F | BASES INTERBLOQ. | 3BL24G29F671 | IB SOCK IP66 CBF+ACC
GW67245N | BASE INTER.VT C/F 2P+T 63A 110V 4H CBF | 381.5 | 1 | 1 | 4 | NR | 8011564742154 | 85366990 | 3BL00 | Installation | 3BL | INSTALLATION BLOC | 3BL24G | IEC.309 CLAVIJ/BASES | 3BL24G29F | BASES INTERBLOQ. | 3BL24G29F667 | IB SOCKET IP67 CBF
GW67246N | BASE INTER.VT C/F 3P+T 63A 110V 4H CBF | 457 | 1 | 1 | 4 | NR | 8011564742161 | 85366990 | 3BL00 | Installation | 3BL | INSTALLATION BLOC | 3BL24G | IEC.309 CLAVIJ/BASES | 3BL24G29F | BASES INTERBLOQ. | 3BL24G29F667 | IB SOCKET IP67 CBF
GW67247N | BASE INTER.VT C/F 3P+N+T 63A 110V 4H CBF | 467.5 | 1 | 1 | 4 | NR | 8011564742178 | 85366990 | 3BL00 | Installation | 3BL | INSTALLATION BLOC | 3BL24G | IEC.309 CLAVIJ/BASES | 3BL24G29F | BASES INTERBLOQ. | 3BL24G29F667 | IB SOCKET IP67 CBF
GW67248N | BASE INTER.VT C/F 2P+T 63A 230V 6H CBF | 378.5 | 1 | 1 | 4 | NR | 8011564742185 | 85366990 | 3BL00 | Installation | 3BL | INSTALLATION BLOC | 3BL24G | IEC.309 CLAVIJ/BASES | 3BL24G29F | BASES INTERBLOQ. | 3BL24G29F667 | IB SOCKET IP67 CBF
GW67249N | BASE INTER.VT C/F 3P+T 63A 230V 9H CBF | 457 | 1 | 1 | 4 | NR | 8011564742192 | 85366990 | 3BL00 | Installation | 3BL | INSTALLATION BLOC | 3BL24G | IEC.309 CLAVIJ/BASES | 3BL24G29F | BASES INTERBLOQ. | 3BL24G29F667 | IB SOCKET IP67 CBF
GW67250N | BASE INTER.VT C/F 3P+N+T 63A 230V 9H CBF | 476.5 | 1 | 1 | 4 | NR | 8011564742208 | 85366990 | 3BL00 | Installation | 3BL | INSTALLATION BLOC | 3BL24G | IEC.309 CLAVIJ/BASES | 3BL24G29F | BASES INTERBLOQ. | 3BL24G29F667 | IB SOCKET IP67 CBF
GW67251N | BASE INTER.VT C/F 2P+T 63A 400V 9H CBF | 399.5 | 1 | 1 | 4 | NR | 8011564742215 | 85366990 | 3BL00 | Installation | 3BL | INSTALLATION BLOC | 3BL24G | IEC.309 CLAVIJ/BASES | 3BL24G29F | BASES INTERBLOQ. | 3BL24G29F667 | IB SOCKET IP67 CBF
GW67252N | BASE INTER.VT C/F 3P+T 63A 400V 6H CBF | 396 | 1 | 1 | 4 | NR | 8011564742222 | 85366990 | 3BL00 | Installation | 3BL | INSTALLATION BLOC | 3BL24G | IEC.309 CLAVIJ/BASES | 3BL24G29F | BASES INTERBLOQ. | 3BL24G29F667 | IB SOCKET IP67 CBF
GW67253N | BASE INTER.VT C/F 3P+N+T 63A 400V 6H CBF | 411 | 1 | 1 | 4 | NR | 8011564742239 | 85366990 | 3BL00 | Installation | 3BL | INSTALLATION BLOC | 3BL24G | IEC.309 CLAVIJ/BASES | 3BL24G29F | BASES INTERBLOQ. | 3BL24G29F667 | IB SOCKET IP67 CBF
GW67254N | BASE INTER.VT C/F 3P+T 63A 500V 7H CBF | 548 | 1 | 1 | 4 | NR | 8011564742246 | 85366990 | 3BL00 | Installation | 3BL | INSTALLATION BLOC | 3BL24G | IEC.309 CLAVIJ/BASES | 3BL24G29F | BASES INTERBLOQ. | 3BL24G29F667 | IB SOCKET IP67 CBF
GW67255N | BASE INTER.VT C/F 3P+N+T 63A 500V 7H CBF | 585.5 | 1 | 1 | 4 | NR | 8011564742253 | 85366990 | 3BL00 | Installation | 3BL | INSTALLATION BLOC | 3BL24G | IEC.309 CLAVIJ/BASES | 3BL24G29F | BASES INTERBLOQ. | 3BL24G29F667 | IB SOCKET IP67 CBF
GW67256N | BASE INTER.VT C/F 2P+T 63A 110V 4H SBF | 255 | 1 | 1 | 4 | NR | 8011564742260 | 85366990 | 3BL00 | Installation | 3BL | INSTALLATION BLOC | 3BL24G | IEC.309 CLAVIJ/BASES | 3BL24G29F | BASES INTERBLOQ. | 3BL24G29F665 | IB SOCKET IP67 SBF
GW67257N | BASE INTER.VT C/F 3P+T 63A 110V 4H SBF | 294 | 1 | 1 | 4 | NR | 8011564742277 | 85366990 | 3BL00 | Installation | 3BL | INSTALLATION BLOC | 3BL24G | IEC.309 CLAVIJ/BASES | 3BL24G29F | BASES INTERBLOQ. | 3BL24G29F665 | IB SOCKET IP67 SBF
GW67258N | BASE INTER.VT C/F 3P+N+T 63A 110V 4H SBF | 330.5 | 1 | 1 | 4 | NR | 8011564742284 | 85366990 | 3BL00 | Installation | 3BL | INSTALLATION BLOC | 3BL24G | IEC.309 CLAVIJ/BASES | 3BL24G29F | BASES INTERBLOQ. | 3BL24G29F665 | IB SOCKET IP67 SBF
GW67259N | BASE INTER.VT C/F 2P+T 63A 230V 6H SBF | 251 | 1 | 1 | 4 | NR | 8011564742291 | 85366990 | 3BL00 | Installation | 3BL | INSTALLATION BLOC | 3BL24G | IEC.309 CLAVIJ/BASES | 3BL24G29F | BASES INTERBLOQ. | 3BL24G29F665 | IB SOCKET IP67 SBF
GW67260N | BASE INTER.VT C/F 3P+T 63A 230V 9H SBF | 302 | 1 | 1 | 4 | NR | 8011564742307 | 85366990 | 3BL00 | Installation | 3BL | INSTALLATION BLOC | 3BL24G | IEC.309 CLAVIJ/BASES | 3BL24G29F | BASES INTERBLOQ. | 3BL24G29F665 | IB SOCKET IP67 SBF
GW67261N | BASE INTER.VT C/F 3P+N+T 63A 230V 9H SBF | 330.5 | 1 | 1 | 4 | NR | 8011564742314 | 85366990 | 3BL00 | Installation | 3BL | INSTALLATION BLOC | 3BL24G | IEC.309 CLAVIJ/BASES | 3BL24G29F | BASES INTERBLOQ. | 3BL24G29F665 | IB SOCKET IP67 SBF
GW67262N | BASE INTER.VT C/F 2P+T 63A 400V 9H SBF | 269.5 | 1 | 1 | 4 | NR | 8011564742321 | 85366990 | 3BL00 | Installation | 3BL | INSTALLATION BLOC | 3BL24G | IEC.309 CLAVIJ/BASES | 3BL24G29F | BASES INTERBLOQ. | 3BL24G29F665 | IB SOCKET IP67 SBF
GW67263N | BASE INTER.VT C/F 3P+T 63A 400V 6H SBF | 276 | 1 | 1 | 4 | NR | 8011564742338 | 85366990 | 3BL00 | Installation | 3BL | INSTALLATION BLOC | 3BL24G | IEC.309 CLAVIJ/BASES | 3BL24G29F | BASES INTERBLOQ. | 3BL24G29F665 | IB SOCKET IP67 SBF
GW67264N | BASE INTER.VT C/F 3P+N+T 63A 400V 6H SBF | 284.5 | 1 | 1 | 4 | NR | 8011564742345 | 85366990 | 3BL00 | Installation | 3BL | INSTALLATION BLOC | 3BL24G | IEC.309 CLAVIJ/BASES | 3BL24G29F | BASES INTERBLOQ. | 3BL24G29F665 | IB SOCKET IP67 SBF
GW67265N | BASE INTER.VT C/F 3P+T 63A 500V 7H SBF | 302 | 1 | 1 | 4 | NR | 8011564742352 | 85366990 | 3BL00 | Installation | 3BL | INSTALLATION BLOC | 3BL24G | IEC.309 CLAVIJ/BASES | 3BL24G29F | BASES INTERBLOQ. | 3BL24G29F665 | IB SOCKET IP67 SBF
GW67266N | BASE INTER.VT C/F 3P+N+T 63A 500V 7H SBF | 330.5 | 1 | 1 | 4 | NR | 8011564742369 | 85366990 | 3BL00 | Installation | 3BL | INSTALLATION BLOC | 3BL24G | IEC.309 CLAVIJ/BASES | 3BL24G29F | BASES INTERBLOQ. | 3BL24G29F665 | IB SOCKET IP67 SBF
GW67356N | BASE INTER.VT S/F 2P+T 63A 110V 4H SBF | 233 | 1 | 1 | 4 | NR | 8011564742376 | 85366990 | 3BL00 | Installation | 3BL | INSTALLATION BLOC | 3BL24G | IEC.309 CLAVIJ/BASES | 3BL24G29F | BASES INTERBLOQ. | 3BL24G29F665 | IB SOCKET IP67 SBF
GW67357N | BASE INTER.VT S/F 3P+T 63A 110V 4H SBF | 269.5 | 1 | 1 | 4 | NR | 8011564742383 | 85366990 | 3BL00 | Installation | 3BL | INSTALLATION BLOC | 3BL24G | IEC.309 CLAVIJ/BASES | 3BL24G29F | BASES INTERBLOQ. | 3BL24G29F665 | IB SOCKET IP67 SBF
GW67358N | BASE INTER.VT S/F 3P+N+T 63A 110V 4H SBF | 299 | 1 | 1 | 4 | NR | 8011564742390 | 85366990 | 3BL00 | Installation | 3BL | INSTALLATION BLOC | 3BL24G | IEC.309 CLAVIJ/BASES | 3BL24G29F | BASES INTERBLOQ. | 3BL24G29F665 | IB SOCKET IP67 SBF
GW67359N | BASE INTER.VT S/F 2P+T 63A 230V 6H SBF | 232 | 1 | 1 | 4 | NR | 8011564742406 | 85366990 | 3BL00 | Installation | 3BL | INSTALLATION BLOC | 3BL24G | IEC.309 CLAVIJ/BASES | 3BL24G29F | BASES INTERBLOQ. | 3BL24G29F665 | IB SOCKET IP67 SBF
GW67360N | BASE INTER.VT S/F 3P+T 63A 230V 9H SBF | 272 | 1 | 1 | 4 | NR | 8011564742413 | 85366990 | 3BL00 | Installation | 3BL | INSTALLATION BLOC | 3BL24G | IEC.309 CLAVIJ/BASES | 3BL24G29F | BASES INTERBLOQ. | 3BL24G29F665 | IB SOCKET IP67 SBF
GW67361N | BASE INTER.VT S/F 3P+N+T 63A 230V 9H SBF | 305.5 | 1 | 1 | 4 | NR | 8011564742420 | 85366990 | 3BL00 | Installation | 3BL | INSTALLATION BLOC | 3BL24G | IEC.309 CLAVIJ/BASES | 3BL24G29F | BASES INTERBLOQ. | 3BL24G29F665 | IB SOCKET IP67 SBF
GW67362N | BASE INTER.VT S/F 2P+T 63A 400V 9H SBF | 246.5 | 1 | 1 | 4 | NR | 8011564742437 | 85366990 | 3BL00 | Installation | 3BL | INSTALLATION BLOC | 3BL24G | IEC.309 CLAVIJ/BASES | 3BL24G29F | BASES INTERBLOQ. | 3BL24G29F665 | IB SOCKET IP67 SBF
GW67363N | BASE INTER.VT S/F 3P+T 63A 400V 6H SBF | 249 | 1 | 1 | 4 | NR | 8011564742444 | 85366990 | 3BL00 | Installation | 3BL | INSTALLATION BLOC | 3BL24G | IEC.309 CLAVIJ/BASES | 3BL24G29F | BASES INTERBLOQ. | 3BL24G29F665 | IB SOCKET IP67 SBF
GW67364N | BASE INTER.VT S/F 3P+N+T 63A 400V 6H SBF | 260.5 | 1 | 1 | 4 | NR | 8011564742451 | 85366990 | 3BL00 | Installation | 3BL | INSTALLATION BLOC | 3BL24G | IEC.309 CLAVIJ/BASES | 3BL24G29F | BASES INTERBLOQ. | 3BL24G29F665 | IB SOCKET IP67 SBF
GW67365N | BASE INTER.VT S/F 3P+T 63A 500V 7H SBF | 269.5 | 1 | 1 | 4 | NR | 8011564742468 | 85366990 | 3BL00 | Installation | 3BL | INSTALLATION BLOC | 3BL24G | IEC.309 CLAVIJ/BASES | 3BL24G29F | BASES INTERBLOQ. | 3BL24G29F665 | IB SOCKET IP67 SBF
GW67366N | BASE INTER.VT S/F 3P+N+T 63A 500V 7H SBF | 299 | 1 | 1 | 4 | NR | 8011564742475 | 85366990 | 3BL00 | Installation | 3BL | INSTALLATION BLOC | 3BL24G | IEC.309 CLAVIJ/BASES | 3BL24G29F | BASES INTERBLOQ. | 3BL24G29F665 | IB SOCKET IP67 SBF
GW68001N | CUADRO Q-DIN5 3 BASES 16A IP65 | 50.5 | 1 | 1 | 8 | NR | 8011564744721 | 85381000 | 3BL00 | Installation | 3BL | INSTALLATION BLOC | 3BL25G | Q-DIN & Q-BOX RANGES | 3BL25G33F | 68 EMPTY Q-DIN/Q-BOX | 3BL25G33F683 | *
GW68002N | CUADRO Q-DIN10 435x220x95 TAPA LISA IP65 | 77.5 | 1 | 1 | 6 | NR | 8011564744738 | 85381000 | 3BL00 | Installation | 3BL | INSTALLATION BLOC | 3BL25G | Q-DIN & Q-BOX RANGES | 3BL25G33F | 68 EMPTY Q-DIN/Q-BOX | 3BL25G33F681 | *
GW68003N | CUADRO Q-DIN10 4 BASES 16/32A IP65 | 88 | 1 | 1 | 6 | NR | 8011564744745 | 85381000 | 3BL00 | Installation | 3BL | INSTALLATION BLOC | 3BL25G | Q-DIN & Q-BOX RANGES | 3BL25G33F | 68 EMPTY Q-DIN/Q-BOX | 3BL25G33F681 | *
GW68004N | CUADRO Q-DIN14 360X320X135 T. LISA IP65 | 108.5 | 1 | 1 | 4 | NR | 8011564744752 | 85381000 | 3BL00 | Installation | 3BL | INSTALLATION BLOC | 3BL25G | Q-DIN & Q-BOX RANGES | 3BL25G33F | 68 EMPTY Q-DIN/Q-BOX | 3BL25G33F681 | *
GW68005N | CUADRO Q-DIN14 3 BASES 16/32A IP65 | 119 | 1 | 1 | 4 | NR | 8011564744769 | 85381000 | 3BL00 | Installation | 3BL | INSTALLATION BLOC | 3BL25G | Q-DIN & Q-BOX RANGES | 3BL25G33F | 68 EMPTY Q-DIN/Q-BOX | 3BL25G33F681 | *
GW68006N | CUADRO Q-DIN14 2 BASES BL. HOR. SBF IP65 | 119 | 1 | 1 | 4 | NR | 8011564744776 | 85381000 | 3BL00 | Installation | 3BL | INSTALLATION BLOC | 3BL25G | Q-DIN & Q-BOX RANGES | 3BL25G33F | 68 EMPTY Q-DIN/Q-BOX | 3BL25G33F681 | *
GW68007N | CUADRO Q-DIN14 510X320X135 T. LISA IP65 | 136 | 1 | 1 | 3 | NR | 8011564744783 | 85381000 | 3BL00 | Installation | 3BL | INSTALLATION BLOC | 3BL25G | Q-DIN & Q-BOX RANGES | 3BL25G33F | 68 EMPTY Q-DIN/Q-BOX | 3BL25G33F681 | *
GW68008N | CUADRO Q-DIN14 6 BASES 16/32A IP65 | 157 | 1 | 1 | 3 | NR | 8011564744790 | 85381000 | 3BL00 | Installation | 3BL | INSTALLATION BLOC | 3BL25G | Q-DIN & Q-BOX RANGES | 3BL25G33F | 68 EMPTY Q-DIN/Q-BOX | 3BL25G33F681 | *
GW68009N | CUADRO Q-DIN14 4 BASES INT. HOR.SBF IP65 | 157 | 1 | 1 | 3 | NR | 8011564744806 | 85381000 | 3BL00 | Installation | 3BL | INSTALLATION BLOC | 3BL25G | Q-DIN & Q-BOX RANGES | 3BL25G33F | 68 EMPTY Q-DIN/Q-BOX | 3BL25G33F681 | *
GW68010N | CUADRO Q-DIN14 3 BASES INT.VERT.SBF IP65 | 157 | 1 | 1 | 3 | NR | 8011564744813 | 85381000 | 3BL00 | Installation | 3BL | INSTALLATION BLOC | 3BL25G | Q-DIN & Q-BOX RANGES | 3BL25G33F | 68 EMPTY Q-DIN/Q-BOX | 3BL25G33F681 | *
GW68012N | CUADRO Q-DIN20 560x450x135 T. LISA IP65 | 190.5 | 1 | 1 | 2 | NR | 8011564744820 | 85381000 | 3BL00 | Installation | 3BL | INSTALLATION BLOC | 3BL25G | Q-DIN & Q-BOX RANGES | 3BL25G33F | 68 EMPTY Q-DIN/Q-BOX | 3BL25G33F681 | *
GW68013N | CUADRO Q-DIN20 8 BASES 16/32A IP65 | 237.5 | 1 | 1 | 2 | NR | 8011564744905 | 85381000 | 3BL00 | Installation | 3BL | INSTALLATION BLOC | 3BL25G | Q-DIN & Q-BOX RANGES | 3BL25G33F | 68 EMPTY Q-DIN/Q-BOX | 3BL25G33F681 | *
GW68014N | CUADRO Q-DIN20 4 B.INTER.HOR.CBF IP65 | 237.5 | 1 | 1 | 2 | NR | 8011564744837 | 85381000 | 3BL00 | Installation | 3BL | INSTALLATION BLOC | 3BL25G | Q-DIN & Q-BOX RANGES | 3BL25G33F | 68 EMPTY Q-DIN/Q-BOX | 3BL25G33F681 | *
GW68015N | CUADRO Q-DIN20 4 B.INT.VT.SBF 16A IP65 | 237.5 | 1 | 1 | 2 | NR | 8011564744844 | 85381000 | 3BL00 | Installation | 3BL | INSTALLATION BLOC | 3BL25G | Q-DIN & Q-BOX RANGES | 3BL25G33F | 68 EMPTY Q-DIN/Q-BOX | 3BL25G33F681 | *
GW68017N | CUADRO Q-DIN5 1 BASE 16A IP65 | 39.8 | 1 | 1 | 16 | NR | 8011564744851 | 85381000 | 3BL00 | Installation | 3BL | INSTALLATION BLOC | 3BL25G | Q-DIN & Q-BOX RANGES | 3BL25G33F | 68 EMPTY Q-DIN/Q-BOX | 3BL25G33F683 | *
GW68018N | CUADRO Q-DIN5 2 BASES 16A IP65 | 46.3 | 1 | 1 | 12 | NR | 8011564744868 | 85381000 | 3BL00 | Installation | 3BL | INSTALLATION BLOC | 3BL25G | Q-DIN & Q-BOX RANGES | 3BL25G33F | 68 EMPTY Q-DIN/Q-BOX | 3BL25G33F683 | *
GW68019N | CUADRO Q-DIN10 2 BASES INT. HOR.SBF IP65 | 98.5 | 1 | 1 | 6 | NR | 8011564744875 | 85381000 | 3BL00 | Installation | 3BL | INSTALLATION BLOC | 3BL25G | Q-DIN & Q-BOX RANGES | 3BL25G33F | 68 EMPTY Q-DIN/Q-BOX | 3BL25G33F681 | *
GW68020N | CUADRO Q-DIN5 2 BASES 16/32A IP65 | 50.5 | 1 | 1 | 8 | NR | 8011564747548 | 85381000 | 3BL00 | Installation | 3BL | INSTALLATION BLOC | 3BL25G | Q-DIN & Q-BOX RANGES | 3BL25G33F | 68 EMPTY Q-DIN/Q-BOX | 3BL25G33F683 | *
GW68021N | CUADRO Q-DIN20 2BA.63A + 4BA.16/32A IP65 | 237.5 | 1 | 1 | 2 | NR | 8011564744882 | 85381000 | 3BL00 | Installation | 3BL | INSTALLATION BLOC | 3BL25G | Q-DIN & Q-BOX RANGES | 3BL25G33F | 68 EMPTY Q-DIN/Q-BOX | 3BL25G33F681 | *
GW68022N | CUADRO Q-DIN20 1INTE.63A+2IN.16/32A IP65 | 237.5 | 1 | 1 | 2 | NR | 8011564744899 | 85381000 | 3BL00 | Installation | 3BL | INSTALLATION BLOC | 3BL25G | Q-DIN & Q-BOX RANGES | 3BL25G33F | 68 EMPTY Q-DIN/Q-BOX | 3BL25G33F681 | *
GW68023N | MODULO ADICIONAL QDIN 14M IP65 | 77.5 | 1 | 1 | 3 | NR | 8011564746312 | 85381000 | 3BL00 | Installation | 3BL | INSTALLATION BLOC | 3BL25G | Q-DIN & Q-BOX RANGES | 3BL25G33F | 68 EMPTY Q-DIN/Q-BOX | 3BL25G33F697 | *
GW68024N | MODULO ADICIONAL QDIN 20M IP65 | 105.5 | 1 | 1 | 3 | NR | 8011564746329 | 85381000 | 3BL00 | Installation | 3BL | INSTALLATION BLOC | 3BL25G | Q-DIN & Q-BOX RANGES | 3BL25G33F | 68 EMPTY Q-DIN/Q-BOX | 3BL25G33F697 | *
GW68025N | CUADRO Q-DIN10 2 BASES INT. VER.SBF IP65 | 98.5 | 1 | 1 | 6 | NR | 8011564750456 | 85381000 | 3BL00 | Installation | 3BL | INSTALLATION BLOC | 3BL25G | Q-DIN & Q-BOX RANGES | 3BL25G33F | 68 EMPTY Q-DIN/Q-BOX | 3BL25G33F681 | *
GW68026N | CUADRO Q-DIN5 4 BASES SCHUKO 50X50 IP65 | 50.5 | 1 | 1 | 8 | NR | 8011564833517 | 85381000 | 3BL00 | Installation | 3BL | INSTALLATION BLOC | 3BL25G | Q-DIN & Q-BOX RANGES | 3BL25G33F | 68 EMPTY Q-DIN/Q-BOX | 3BL25G33F683 | *
GW68027N | CUADRO Q-DIN10 3B.SCHUKO 2B 16/32A.IP65 | 88 | 1 | 1 | 6 | NR | 8011564833531 | 85381000 | 3BL00 | Installation | 3BL | INSTALLATION BLOC | 3BL25G | Q-DIN & Q-BOX RANGES | 3BL25G33F | 68 EMPTY Q-DIN/Q-BOX | 3BL25G33F681 | *
GW68031N | CUADRO Q-DIN5 3 BASES 16A CAJA ANTICH | 215.5 | 1 | 1 | 4 | NR | 8011564747555 | 85381000 | 3BL00 | Installation | 3BL | INSTALLATION BLOC | 3BL25G | Q-DIN & Q-BOX RANGES | 3BL25G33F | 68 EMPTY Q-DIN/Q-BOX | 3BL25G33F683 | *
GW68281 | BRIDA ADAPTADORA B.SCHUKO 50X50 | 7.8 | 1 | 1 | 10 | NR | 8011564833555 | 85389099 | 3BL00 | Installation | 3BL | INSTALLATION BLOC | 3BL25G | Q-DIN & Q-BOX RANGES | 3BL25G33F | 68 EMPTY Q-DIN/Q-BOX | 3BL25G33F697 | *
GW68292 | TAPA CIEGA IEC309 16A IP65 | 3.61 | 1 | 1 | 10 | NR | 8011564764163 | 85389099 | 3BL00 | Installation | 3BL | INSTALLATION BLOC | 3BL25G | Q-DIN & Q-BOX RANGES | 3BL25G33F | 68 EMPTY Q-DIN/Q-BOX | 3BL25G33F697 | *
GW68293 | TAPA CIEGA IEC309 32A IP65 | 4.69 | 1 | 1 | 10 | NR | 8011564764170 | 85389099 | 3BL00 | Installation | 3BL | INSTALLATION BLOC | 3BL25G | Q-DIN & Q-BOX RANGES | 3BL25G33F | 68 EMPTY Q-DIN/Q-BOX | 3BL25G33F697 | *
GW68294 | TAPA CIEGA IEC309 63A IP65 | 6.45 | 1 | 1 | 10 | NR | 8011564764187 | 85389099 | 3BL00 | Installation | 3BL | INSTALLATION BLOC | 3BL25G | Q-DIN & Q-BOX RANGES | 3BL25G33F | 68 EMPTY Q-DIN/Q-BOX | 3BL25G33F697 | *
GW68295 | TAPA CIEGA PARA COMBIBLOC IP55 | 5.3 | 1 | 1 | 10 | NR | 8011564764200 | 85389099 | 3BL00 | Installation | 3BL | INSTALLATION BLOC | 3BL25G | Q-DIN & Q-BOX RANGES | 3BL25G33F | 68 EMPTY Q-DIN/Q-BOX | 3BL25G33F697 | *
GW68296 | TAPA CIEGA 50X50 IP65 | 4.17 | 1 | 1 | 10 | NR | 8011564833548 | 85389099 | 3BL00 | Installation | 3BL | INSTALLATION BLOC | 3BL25G | Q-DIN & Q-BOX RANGES | 3BL25G33F | 68 EMPTY Q-DIN/Q-BOX | 3BL25G33F697 | *
GW68431 | SOPORTE PARA Q-DIN 10M | 97 | 1 | 1 | 1 | NR | 8011564029675 | 85389099 | 3BL00 | Installation | 3BL | INSTALLATION BLOC | 3BL25G | Q-DIN & Q-BOX RANGES | 3BL25G33F | 68 EMPTY Q-DIN/Q-BOX | 3BL25G33F697 | *
GW68432 | CARRO P/Q-DIN 14/20 M | 341 | 1 | 1 | 1 | NR | 8011564033511 | 85389099 | 3BL00 | Installation | 3BL | INSTALLATION BLOC | 3BL25G | Q-DIN & Q-BOX RANGES | 3BL25G33F | 68 EMPTY Q-DIN/Q-BOX | 3BL25G33F697 | *
GW68433 | SOPORTE P/Q-DIN 14/20 M | 160 | 1 | 1 | 1 | NR | 8011564068698 | 85389099 | 3BL00 | Installation | 3BL | INSTALLATION BLOC | 3BL25G | Q-DIN & Q-BOX RANGES | 3BL25G33F | 68 EMPTY Q-DIN/Q-BOX | 3BL25G33F697 | *
GW68436N | ASA TRANSPORTE Q-DIN 10/14/20 | 126.5 | 1 | 1 | 10 | NR | 8011564749870 | 85389099 | 3BL00 | Installation | 3BL | INSTALLATION BLOC | 3BL25G | Q-DIN & Q-BOX RANGES | 3BL25G33F | 68 EMPTY Q-DIN/Q-BOX | 3BL25G33F697 | *
GW68441 | TORRE P/PAVIMENTO 295X200X180 IP55 | 80 | 1 | 1 | 6 | NR | 8011564033528 | 85371098 | 3BL00 | Installation | 3BL | INSTALLATION BLOC | 3BL24G | IEC.309 CLAVIJ/BASES | 3BL24G29F | BASES INTERBLOQ. | 3BL24G29F663 | IB SOCKET IP44 CBF
GW68463 | SOPORTE P/OBRA Q-BOX 4/6 | 599 | 1 | 1 | 1 | NR | 8011564068568 | 85389099 | 3BL00 | Installation | 3BL | INSTALLATION BLOC | 3BL25G | Q-DIN & Q-BOX RANGES | 3BL25G33F | 68 EMPTY Q-DIN/Q-BOX | 3BL25G33F697 | *
GW68465 | CUADRO Q-BOX 4 VACIO | 614.5 | 1 | 1 | 1 | NR | 8011564040625 | 85381000 | 3BL00 | Installation | 3BL | INSTALLATION BLOC | 3BL25G | Q-DIN & Q-BOX RANGES | 3BL25G33F | 68 EMPTY Q-DIN/Q-BOX | 3BL25G33F693 | *
GW68466 | CUADRO Q-BOX 6 VACIO | 762 | 1 | 1 | 1 | NR | 8011564040649 | 85381000 | 3BL00 | Installation | 3BL | INSTALLATION BLOC | 3BL25G | Q-DIN & Q-BOX RANGES | 3BL25G33F | 68 EMPTY Q-DIN/Q-BOX | 3BL25G33F693 | *
GW68503 | FRONTAL CAJA EST. 12+1MOD.Q-BOX | 32.3 | 1 | 1 | 8 | NR | 8011564044081 | 85389099 | 3BL00 | Installation | 3BL | INSTALLATION BLOC | 3BL25G | Q-DIN & Q-BOX RANGES | 3BL25G33F | 68 EMPTY Q-DIN/Q-BOX | 3BL25G33F697 | *
GW68504 | JUEGO SETA EMERGENCIA Q-BOX | 118 | 1 | 1 | 4 | NR | 8011564079090 | 85389099 | 3BL00 | Installation | 3BL | INSTALLATION BLOC | 3BL25G | Q-DIN & Q-BOX RANGES | 3BL25G33F | 68 EMPTY Q-DIN/Q-BOX | 3BL25G33F697 | *
GW68551 | PANEL CIEGO QBOX | 89.5 | 1 | 1 | 1 | NR | 8011564743311 | 85389099 | 3BL00 | Installation | 3BL | INSTALLATION BLOC | 3BL25G | Q-DIN & Q-BOX RANGES | 3BL25G33F | 68 EMPTY Q-DIN/Q-BOX | 3BL25G33F697 | *
GW68552 | PANEL 12 MÓDULOS DIN | 106.5 | 1 | 1 | 1 | NR | 8011564743328 | 85389099 | 3BL00 | Installation | 3BL | INSTALLATION BLOC | 3BL25G | Q-DIN & Q-BOX RANGES | 3BL25G33F | 68 EMPTY Q-DIN/Q-BOX | 3BL25G33F697 | *
GW68554 | PANEL 4 BASES COMBI 16/32A | 106.5 | 1 | 1 | 1 | NR | 8011564743342 | 85389099 | 3BL00 | Installation | 3BL | INSTALLATION BLOC | 3BL25G | Q-DIN & Q-BOX RANGES | 3BL25G33F | 68 EMPTY Q-DIN/Q-BOX | 3BL25G33F697 | *
GW68556 | PANEL 2 BASES INTERBL. EMP. 16/32A | 111 | 1 | 1 | 1 | NR | 8011564743366 | 85389099 | 3BL00 | Installation | 3BL | INSTALLATION BLOC | 3BL25G | Q-DIN & Q-BOX RANGES | 3BL25G33F | 68 EMPTY Q-DIN/Q-BOX | 3BL25G33F697 | *
GW68559 | PANEL 5 BASES INTERBL. EMP. 16/32A | 173.5 | 1 | 1 | 1 | NR | 8011564743397 | 85389099 | 3BL00 | Installation | 3BL | INSTALLATION BLOC | 3BL25G | Q-DIN & Q-BOX RANGES | 3BL25G33F | 68 EMPTY Q-DIN/Q-BOX | 3BL25G33F697 | *
GW68591 | KIT FIJACIÓN INT. CAJA MOLD. | 17.35 | 1 | 1 | 20 | NR | 8011564746817 | 85389099 | 3BL00 | Installation | 3BL | INSTALLATION BLOC | 3BL25G | Q-DIN & Q-BOX RANGES | 3BL25G33F | 68 EMPTY Q-DIN/Q-BOX | 3BL25G33F697 | *
GW68701A | QMC16B VACIO UNA CARA AZUL | 1826 | 1 | 1 | 1 | NR | 8011564219649 | 85381000 | 0EM00 | Mobility | 0EM | MOBILITY | 0EM26G | Q-MC | 0EM26G32F | 68 Q-MC RANGE | 0EM26G32F699 | *
GW68701W | QMC16B VACIO UNA CARA BLANCO | 1826 | 1 | 1 | 1 | NR | 8011564219663 | 85381000 | 0EM00 | Mobility | 0EM | MOBILITY | 0EM26G | Q-MC | 0EM26G32F | 68 Q-MC RANGE | 0EM26G32F699 | *
GW68711A | QMC16B VACIO DOS CARAS AZUL | 1826 | 1 | 1 | 1 | NR | 8011564219670 | 85381000 | 0EM00 | Mobility | 0EM | MOBILITY | 0EM26G | Q-MC | 0EM26G32F | 68 Q-MC RANGE | 0EM26G32F699 | *
GW68711W | QMC16B VACIO DOS CARAS BLANCO | 1826 | 1 | 1 | 1 | NR | 8011564219687 | 85381000 | 0EM00 | Mobility | 0EM | MOBILITY | 0EM26G | Q-MC | 0EM26G32F | 68 Q-MC RANGE | 0EM26G32F699 | *
GW68712A | QMC16T VACIO TRANSP. AZUL | 1499.5 | 1 | 1 | 1 | NR | 8011564219694 | 85381000 | 0EM00 | Mobility | 0EM | MOBILITY | 0EM26G | Q-MC | 0EM26G32F | 68 Q-MC RANGE | 0EM26G32F699 | *
GW68712W | QMC16T VACIO TRANSPORTABLE BLANCO | 1499.5 | 1 | 1 | 1 | NR | 8011564219700 | 85381000 | 0EM00 | Mobility | 0EM | MOBILITY | 0EM26G | Q-MC | 0EM26G32F | 68 Q-MC RANGE | 0EM26G32F699 | *
GW68713A | QMC63B VACIO AZUL | 2019.5 | 1 | 1 | 1 | NR | 8011564219717 | 85381000 | 0EM00 | Mobility | 0EM | MOBILITY | 0EM26G | Q-MC | 0EM26G32F | 68 Q-MC RANGE | 0EM26G32F699 | *
GW68713G | QMC63B VACIO VERDE | 2019.5 | 1 | 1 | 1 | NR | 8011564898264 | 85381000 | 0EM00 | Mobility | 0EM | MOBILITY | 0EM26G | Q-MC | 0EM26G32F | 68 Q-MC RANGE | 0EM26G32F699 | *
GW68713W | QMC63B VACIO BLANCO | 2019.5 | 1 | 1 | 1 | NR | 8011564219724 | 85381000 | 0EM00 | Mobility | 0EM | MOBILITY | 0EM26G | Q-MC | 0EM26G32F | 68 Q-MC RANGE | 0EM26G32F699 | *
GW68714A | QMC63C VACIO P/CAMPING AZUL | 2417.5 | 1 | 1 | 1 | NR | 8011564219731 | 85381000 | 0EM00 | Mobility | 0EM | MOBILITY | 0EM26G | Q-MC | 0EM26G32F | 68 Q-MC RANGE | 0EM26G32F699 | *
GW68714W | QMC63C VACIO P/CAMPING BLANCO | 2417.5 | 1 | 1 | 1 | NR | 8011564219755 | 85381000 | 0EM00 | Mobility | 0EM | MOBILITY | 0EM26G | Q-MC | 0EM26G32F | 68 Q-MC RANGE | 0EM26G32F699 | *
GW68715A | QMC125B VACIO UNA CARA AZUL | 2468.5 | 1 | 1 | 1 | NR | 8011564220041 | 85381000 | 0EM00 | Mobility | 0EM | MOBILITY | 0EM26G | Q-MC | 0EM26G32F | 68 Q-MC RANGE | 0EM26G32F699 | *
GW68715W | QMC125B VACIO UNA CARA BLANCO | 2468.5 | 1 | 1 | 1 | NR | 8011564220058 | 85381000 | 0EM00 | Mobility | 0EM | MOBILITY | 0EM26G | Q-MC | 0EM26G32F | 68 Q-MC RANGE | 0EM26G32F699 | *
GW68716A | QMC63C 2+1M 2 PORTE AZ | 3223 | 1 | 1 | 1 | NR | 8011564764613 | 85381000 | 0EM00 | Mobility | 0EM | MOBILITY | 0EM26G | Q-MC | 0EM26G32F | 68 Q-MC RANGE | 0EM26G32F699 | *
GW68716W | QMC63C 2+1M 2 PORTE WH | 3223 | 1 | 1 | 1 | NR | 8011564764620 | 85381000 | 0EM00 | Mobility | 0EM | MOBILITY | 0EM26G | Q-MC | 0EM26G32F | 68 Q-MC RANGE | 0EM26G32F699 | *
GW68717A | QMC200B VACIO DOS CARAS AZUL | 3162 | 1 | 1 | 1 | NR | 8011564220348 | 85381000 | 0EM00 | Mobility | 0EM | MOBILITY | 0EM26G | Q-MC | 0EM26G32F | 68 Q-MC RANGE | 0EM26G32F699 | *
GW68717W | QMC200B VACIO DOS CARAS BLANCO | 3162 | 1 | 1 | 1 | NR | 8011564220355 | 85381000 | 0EM00 | Mobility | 0EM | MOBILITY | 0EM26G | Q-MC | 0EM26G32F | 68 Q-MC RANGE | 0EM26G32F699 | *
GW68731W | PANEL 3 INTER. VER. IP55 BL | 49 | 1 | 1 | 2 | NR | 8011564220409 | 85389099 | 0EM00 | Mobility | 0EM | MOBILITY | 0EM26G | Q-MC | 0EM26G32F | 68 Q-MC RANGE | 0EM26G32F700 | ACCESSORI Q-MC
GW68732W | PANEL 4 INTER. HOR. IP44 BL | 51.5 | 1 | 1 | 2 | NR | 8011564220416 | 85389099 | 0EM00 | Mobility | 0EM | MOBILITY | 0EM26G | Q-MC | 0EM26G32F | 68 Q-MC RANGE | 0EM26G32F700 | ACCESSORI Q-MC
GW68733W | PANEL 3 INTER. COMBIBLOC IP44/55 BL. | 48.1 | 1 | 1 | 2 | NR | 8011564220423 | 85389099 | 0EM00 | Mobility | 0EM | MOBILITY | 0EM26G | Q-MC | 0EM26G32F | 68 Q-MC RANGE | 0EM26G32F700 | ACCESSORI Q-MC
GW68734W | PANEL 6 FRONTAL 85X75 BL | 50.5 | 1 | 1 | 2 | NR | 8011564220430 | 85389099 | 0EM00 | Mobility | 0EM | MOBILITY | 0EM26G | Q-MC | 0EM26G32F | 68 Q-MC RANGE | 0EM26G32F700 | ACCESSORI Q-MC
GW68735W | PANEL 2 INTERBL. VER. 63A BL | 49.5 | 1 | 1 | 2 | NR | 8011564220447 | 85389099 | 0EM00 | Mobility | 0EM | MOBILITY | 0EM26G | Q-MC | 0EM26G32F | 68 Q-MC RANGE | 0EM26G32F700 | ACCESSORI Q-MC
GW68736W | PANEL EMPOTRAR 10° 125A IP67 BL. | 31.9 | 1 | 1 | 2 | NR | 8011564220454 | 85389099 | 0EM00 | Mobility | 0EM | MOBILITY | 0EM26G | Q-MC | 0EM26G32F | 68 Q-MC RANGE | 0EM26G32F700 | ACCESSORI Q-MC
GW68737A | PANEL CIEGO AZUL QMC 125-200 | 30.9 | 1 | 1 | 2 | NR | 8011564220461 | 85389099 | 0EM00 | Mobility | 0EM | MOBILITY | 0EM26G | Q-MC | 0EM26G32F | 68 Q-MC RANGE | 0EM26G32F700 | ACCESSORI Q-MC
GW68737W | PANEL CIEGO BLANCO QMC 125-200 | 30.9 | 1 | 1 | 2 | NR | 8011564220478 | 85389099 | 0EM00 | Mobility | 0EM | MOBILITY | 0EM26G | Q-MC | 0EM26G32F | 68 Q-MC RANGE | 0EM26G32F700 | ACCESSORI Q-MC
GW68741A | PANEL CON CAJA DIST. AZUL | 107 | 1 | 1 | 2 | NR | 8011564220492 | 85389099 | 0EM00 | Mobility | 0EM | MOBILITY | 0EM26G | Q-MC | 0EM26G32F | 68 Q-MC RANGE | 0EM26G32F700 | ACCESSORI Q-MC
GW68741W | PANEL CON CAJA DIST. BL. | 107 | 1 | 1 | 2 | NR | 8011564220485 | 85389099 | 0EM00 | Mobility | 0EM | MOBILITY | 0EM26G | Q-MC | 0EM26G32F | 68 Q-MC RANGE | 0EM26G32F700 | ACCESSORI Q-MC
GW68745A | PANEL 2 INTER. VER. IP55 AZUL | 49 | 1 | 1 | 2 | NR | 8011564219823 | 85389099 | 0EM00 | Mobility | 0EM | MOBILITY | 0EM26G | Q-MC | 0EM26G32F | 68 Q-MC RANGE | 0EM26G32F700 | ACCESSORI Q-MC
GW68745G | PANEL 2 INTER. VER. IP55 VERDE | 49 | 1 | 1 | 2 | NR | 8011564898271 | 85389099 | 0EM00 | Mobility | 0EM | MOBILITY | 0EM26G | Q-MC | 0EM26G32F | 68 Q-MC RANGE | 0EM26G32F700 | ACCESSORI Q-MC
GW68745W | PANEL 2 INTER. VER. IP55 BL. | 49 | 1 | 1 | 2 | NR | 8011564219830 | 85389099 | 0EM00 | Mobility | 0EM | MOBILITY | 0EM26G | Q-MC | 0EM26G32F | 68 Q-MC RANGE | 0EM26G32F700 | ACCESSORI Q-MC
GW68746A | PANEL 2 INTER. HOR. IP44 AZUL | 51.5 | 1 | 1 | 2 | NR | 8011564219847 | 85389099 | 0EM00 | Mobility | 0EM | MOBILITY | 0EM26G | Q-MC | 0EM26G32F | 68 Q-MC RANGE | 0EM26G32F700 | ACCESSORI Q-MC
GW68746W | PANEL 2 INTER. HOR. IP44 BL. | 51.5 | 1 | 1 | 2 | NR | 8011564219854 | 85389099 | 0EM00 | Mobility | 0EM | MOBILITY | 0EM26G | Q-MC | 0EM26G32F | 68 Q-MC RANGE | 0EM26G32F700 | ACCESSORI Q-MC
GW68747A | PANEL 2 INTER. COMBIBLOC IP44/55 AZUL | 48.1 | 1 | 1 | 2 | NR | 8011564219861 | 85389099 | 0EM00 | Mobility | 0EM | MOBILITY | 0EM26G | Q-MC | 0EM26G32F | 68 Q-MC RANGE | 0EM26G32F700 | ACCESSORI Q-MC
GW68747W | PANEL 2 INTER. COMBIBLOC IP44/55 BL. | 48.1 | 1 | 1 | 2 | NR | 8011564219878 | 85389099 | 0EM00 | Mobility | 0EM | MOBILITY | 0EM26G | Q-MC | 0EM26G32F | 68 Q-MC RANGE | 0EM26G32F700 | ACCESSORI Q-MC
GW68748A | PANEL 4 FRONTAL 85x75 AZUL | 50.5 | 1 | 1 | 2 | NR | 8011564219885 | 85389099 | 0EM00 | Mobility | 0EM | MOBILITY | 0EM26G | Q-MC | 0EM26G32F | 68 Q-MC RANGE | 0EM26G32F700 | ACCESSORI Q-MC
GW68748G | PANEL 4 FRONTAL 85x75 VERDE | 50.5 | 1 | 1 | 2 | NR | 8011564898288 | 85389099 | 0EM00 | Mobility | 0EM | MOBILITY | 0EM26G | Q-MC | 0EM26G32F | 68 Q-MC RANGE | 0EM26G32F700 | ACCESSORI Q-MC
GW68748W | PANEL 4 FRONTAL 85x75 BLANCO | 50.5 | 1 | 1 | 2 | NR | 8011564219892 | 85389099 | 0EM00 | Mobility | 0EM | MOBILITY | 0EM26G | Q-MC | 0EM26G32F | 68 Q-MC RANGE | 0EM26G32F700 | ACCESSORI Q-MC
GW68749A | PANEL 1 INTER. VER. 63A AZUL | 50 | 1 | 1 | 2 | NR | 8011564219908 | 85389099 | 0EM00 | Mobility | 0EM | MOBILITY | 0EM26G | Q-MC | 0EM26G32F | 68 Q-MC RANGE | 0EM26G32F700 | ACCESSORI Q-MC
GW68749W | PANEL 1 INTER. VER. 63A BLANCO | 50 | 1 | 1 | 2 | NR | 8011564219915 | 85389099 | 0EM00 | Mobility | 0EM | MOBILITY | 0EM26G | Q-MC | 0EM26G32F | 68 Q-MC RANGE | 0EM26G32F700 | ACCESSORI Q-MC
GW68750A | PANEL CIEGO AZUL QMC 16-63 | 30.9 | 1 | 1 | 2 | NR | 8011564219922 | 85389099 | 0EM00 | Mobility | 0EM | MOBILITY | 0EM26G | Q-MC | 0EM26G32F | 68 Q-MC RANGE | 0EM26G32F700 | ACCESSORI Q-MC
GW68750G | PANEL CIEGO VERDE | 30.9 | 1 | 1 | 2 | NR | 8011564898295 | 85389099 | 0EM00 | Mobility | 0EM | MOBILITY | 0EM26G | Q-MC | 0EM26G32F | 68 Q-MC RANGE | 0EM26G32F700 | ACCESSORI Q-MC
GW68750W | PANEL CIEGO BLANCO QMC 16-63-63X | 30.9 | 1 | 1 | 2 | NR | 8011564219939 | 85389099 | 0EM00 | Mobility | 0EM | MOBILITY | 0EM26G | Q-MC | 0EM26G32F | 68 Q-MC RANGE | 0EM26G32F700 | ACCESSORI Q-MC
GW68751 | KIT ILUM. 68Q-MC 230V | 155 | 1 | 1 | 4 | NR | 8011564127005 | 85389099 | 0EM00 | Mobility | 0EM | MOBILITY | 0EM26G | Q-MC | 0EM26G32F | 68 Q-MC RANGE | 0EM26G32F700 | ACCESSORI Q-MC
GW68752 | KIT ILUMIN. EMERG. P 230V QMC125/200 | 638.5 | 1 | 1 | 1 | NR | 8011564126817 | 85389099 | 0EM00 | Mobility | 0EM | MOBILITY | 0EM26G | Q-MC | 0EM26G32F | 68 Q-MC RANGE | 0EM26G32F700 | ACCESSORI Q-MC
GW68753 | KIT 4 GRIFOS | 540.5 | 1 | 1 | 2 | NR | 8011564127012 | 85389099 | 0EM00 | Mobility | 0EM | MOBILITY | 0EM26G | Q-MC | 0EM26G32F | 68 Q-MC RANGE | 0EM26G32F700 | ACCESSORI Q-MC
GW68758 | LLAVE SEGURIDAD PUERTA CIEGA | 32.3 | 1 | 1 | 5 | NR | 8011564127050 | 85389099 | 0EM00 | Mobility | 0EM | MOBILITY | 0EM26G | Q-MC | 0EM26G32F | 68 Q-MC RANGE | 0EM26G32F700 | ACCESSORI Q-MC
GW68761 | KIT PLACA FIJ. P/HORMIGON | 243 | 1 | 1 | 1 | NR | 8011564126527 | 94059900 | 0EM00 | Mobility | 0EM | MOBILITY | 0EM26G | Q-MC | 0EM26G32F | 68 Q-MC RANGE | 0EM26G32F700 | ACCESSORI Q-MC
GW68762A | SOPORTE P/MANGUERA AZUL | 64.5 | 1 | 1 | 2 | NR | 8011564220508 | 85389099 | 0EM00 | Mobility | 0EM | MOBILITY | 0EM26G | Q-MC | 0EM26G32F | 68 Q-MC RANGE | 0EM26G32F700 | ACCESSORI Q-MC
GW68762W | SOPORTE P/MANGUERA BLANCO | 64.5 | 1 | 1 | 2 | NR | 8011564220515 | 85389099 | 0EM00 | Mobility | 0EM | MOBILITY | 0EM26G | Q-MC | 0EM26G32F | 68 Q-MC RANGE | 0EM26G32F700 | ACCESSORI Q-MC
GW68763 | KIT 2 GRIFOS | 301 | 1 | 1 | 1 | NR | 8011564176713 | 85389099 | 0EM00 | Mobility | 0EM | MOBILITY | 0EM26G | Q-MC | 0EM26G32F | 68 Q-MC RANGE | 0EM26G32F700 | ACCESSORI Q-MC
GW68764 | KIT 2 GRIFOS Y CONTADORES | 563 | 1 | 1 | 1 | NR | 8011564176720 | 85389099 | 0EM00 | Mobility | 0EM | MOBILITY | 0EM26G | Q-MC | 0EM26G32F | 68 Q-MC RANGE | 0EM26G32F700 | ACCESSORI Q-MC
GW68765 | REGLETA P/QMC: CABLES HASTA 16 MMQ | 133.5 | 1 | 1 | 1 | NR | 8011564175853 | 85369010 | 0EM00 | Mobility | 0EM | MOBILITY | 0EM26G | Q-MC | 0EM26G32F | 68 Q-MC RANGE | 0EM26G32F700 | ACCESSORI Q-MC
GW68766 | REGLETA P/QMC: CABLES HASTA 35 MMQ | 144 | 1 | 1 | 1 | NR | 8011564175815 | 85369010 | 0EM00 | Mobility | 0EM | MOBILITY | 0EM26G | Q-MC | 0EM26G32F | 68 Q-MC RANGE | 0EM26G32F700 | ACCESSORI Q-MC
GW68767 | REGLETA P/QMC: CABLES HASTA 70 MMQ | 205 | 1 | 1 | 1 | NR | 8011564175822 | 85369010 | 0EM00 | Mobility | 0EM | MOBILITY | 0EM26G | Q-MC | 0EM26G32F | 68 Q-MC RANGE | 0EM26G32F700 | ACCESSORI Q-MC
GW68768 | REGLETA P/QMC: CABLES HASTA 120 MMQ | 243 | 1 | 1 | 1 | NR | 8011564175839 | 85369010 | 0EM00 | Mobility | 0EM | MOBILITY | 0EM26G | Q-MC | 0EM26G32F | 68 Q-MC RANGE | 0EM26G32F700 | ACCESSORI Q-MC
GW68769 | REGLETA P/QMC: CABLES HASTA 185 MMQ | 330.5 | 1 | 1 | 1 | NR | 8011564175846 | 85369010 | 0EM00 | Mobility | 0EM | MOBILITY | 0EM26G | Q-MC | 0EM26G32F | 68 Q-MC RANGE | 0EM26G32F700 | ACCESSORI Q-MC
GW68770 | KIT AIRE COMPRIMIDO QMC | 291.5 | 1 | 1 | 1 | NR | 8011564764323 | 85389099 | 0EM00 | Mobility | 0EM | MOBILITY | 0EM26G | Q-MC | 0EM26G32F | 68 Q-MC RANGE | 0EM26G32F700 | ACCESSORI Q-MC
GW68776 | LLAVE DE SEGURIDAD - QMC 16 / 63 | 43.5 | 1 | 1 | 5 | NR | 8011564212619 | 85389099 | 0EM00 | Mobility | 0EM | MOBILITY | 0EM26G | Q-MC | 0EM26G32F | 68 Q-MC RANGE | 0EM26G32F700 | ACCESSORI Q-MC
GW68778 | LLAVE DE SEGURIDAD PARA QMC INOX | 44.8 | 1 | 1 | 5 | NR | 8011564287815 | 85389099 | 0EM00 | Mobility | 0EM | MOBILITY | 0EM26G | Q-MC | 0EM26G32F | 68 Q-MC RANGE | 0EM26G32F696 | Q-MC INOX
GW68781 | PLACA PARA PUENTE FLOTANTE MARTINI | 245 | 1 | 1 | 1 | NR | 8011564227217 | 85389099 | 0EM00 | Mobility | 0EM | MOBILITY | 0EM26G | Q-MC | 0EM26G32F | 68 Q-MC RANGE | 0EM26G32F700 | ACCESSORI Q-MC
GW68782 | PLACA PARA PUENTE FLOTANTE INGEMAR | 245 | 1 | 1 | 1 | NR | 8011564227224 | 85389099 | 0EM00 | Mobility | 0EM | MOBILITY | 0EM26G | Q-MC | 0EM26G32F | 68 Q-MC RANGE | 0EM26G32F700 | ACCESSORI Q-MC
GW68785 | BASE ESTAN. 125A 3P+T 400V CONT. AUX. | 182.5 | 1 | 1 | 1 | NR | 8011564177048 | 85366990 | 0EM00 | Mobility | 0EM | MOBILITY | 0EM26G | Q-MC | 0EM26G32F | 68 Q-MC RANGE | 0EM26G32F700 | ACCESSORI Q-MC
GW68786 | BASE ESTAN. 125A 3P+N+T 400V CONT. AUX. | 201 | 1 | 1 | 1 | NR | 8011564177055 | 85366990 | 0EM00 | Mobility | 0EM | MOBILITY | 0EM26G | Q-MC | 0EM26G32F | 68 Q-MC RANGE | 0EM26G32F700 | ACCESSORI Q-MC
GW68788 | REGLETA 3P+N+T PARA CABLES HASTA 16 MMQ | 131.5 | 1 | 1 | 1 | NR | 8011564195790 | 85369010 | 0EM00 | Mobility | 0EM | MOBILITY | 0EM26G | Q-MC | 0EM26G32F | 68 Q-MC RANGE | 0EM26G32F700 | ACCESSORI Q-MC
GW68789 | REGLETA 3P+N+T PARA CABLES HASTA 35 MMQ | 149 | 1 | 1 | 1 | NR | 8011564195806 | 85369010 | 0EM00 | Mobility | 0EM | MOBILITY | 0EM26G | Q-MC | 0EM26G32F | 68 Q-MC RANGE | 0EM26G32F700 | ACCESSORI Q-MC
GW68790 | KIT ILUMINACION PARA QMC 16 / 63 | 144 | 1 | 1 | 1 | NR | 8011564195813 | 85389099 | 0EM00 | Mobility | 0EM | MOBILITY | 0EM26G | Q-MC | 0EM26G32F | 68 Q-MC RANGE | 0EM26G32F700 | ACCESSORI Q-MC
GW68791 | KIT ILUMIN. EMERGENCIA P 230V QMC16/63 | 614 | 1 | 1 | 1 | NR | 8011564195820 | 85389099 | 0EM00 | Mobility | 0EM | MOBILITY | 0EM26G | Q-MC | 0EM26G32F | 68 Q-MC RANGE | 0EM26G32F700 | ACCESSORI Q-MC
GW68792 | KIT HIDRICO 2 GRIFOS DE BOLA QMC 16 | 279.5 | 1 | 1 | 1 | NR | 8011564195837 | 85389099 | 0EM00 | Mobility | 0EM | MOBILITY | 0EM26G | Q-MC | 0EM26G32F | 68 Q-MC RANGE | 0EM26G32F700 | ACCESSORI Q-MC
GW68793 | KIT HIDRICO 2 GRIFOS DE BOLA QMC 63 | 287.5 | 1 | 1 | 1 | NR | 8011564195844 | 85389099 | 0EM00 | Mobility | 0EM | MOBILITY | 0EM26G | Q-MC | 0EM26G32F | 68 Q-MC RANGE | 0EM26G32F700 | ACCESSORI Q-MC
GW68794 | KIT HIDRICO 4 GRIFOS DE BOLA QMC 63 | 500 | 1 | 1 | 4 | NR | 8011564195851 | 85389099 | 0EM00 | Mobility | 0EM | MOBILITY | 0EM26G | Q-MC | 0EM26G32F | 68 Q-MC RANGE | 0EM26G32F700 | ACCESSORI Q-MC
GW68795 | KIT PLEXIGLAS DE PROTECCION QMC 16 / 63 | 38 | 1 | 1 | 10 | NR | 8011564195868 | 85389099 | 0EM00 | Mobility | 0EM | MOBILITY | 0EM26G | Q-MC | 0EM26G32F | 68 Q-MC RANGE | 0EM26G32F700 | ACCESSORI Q-MC
GW68796 | PLACA FIJACION HORMIGON QMC 16/63 | 245 | 1 | 1 | 1 | NR | 8011564195875 | 94059900 | 0EM00 | Mobility | 0EM | MOBILITY | 0EM26G | Q-MC | 0EM26G32F | 68 Q-MC RANGE | 0EM26G32F700 | ACCESSORI Q-MC
GW68799 | DISPOSITIVO SEÑAL. FALLOS QMC 16 / 63 | 64.5 | 1 | 1 | 1 | NR | 8011564195905 | 85308000 | 0EM00 | Mobility | 0EM | MOBILITY | 0EM26G | Q-MC | 0EM26G32F | 68 Q-MC RANGE | 0EM26G32F700 | ACCESSORI Q-MC
GW68800 | REGLETA 70mm | 195 | 1 | 1 | 1 | NR | 8011564287822 | 85369010 | 0EM00 | Mobility | 0EM | MOBILITY | 0EM26G | Q-MC | 0EM26G32F | 68 Q-MC RANGE | 0EM26G32F700 | ACCESSORI Q-MC
GW68931 | QMC63X VACÍO BIFACIAL | 2713 | 1 | 1 | 1 | NR | 8011564287808 | 85381000 | 0EM00 | Mobility | 0EM | MOBILITY | 0EM26G | Q-MC | 0EM26G32F | 68 Q-MC RANGE | 0EM26G32F696 | Q-MC INOX
GW68990 | KIT LED ILUMIN. QMC 16/63 | 209 | 1 | 1 | 1 | NR | 8011564834316 | 85389099 | 0EM00 | Mobility | 0EM | MOBILITY | 0EM26G | Q-MC | 0EM26G32F | 68 Q-MC RANGE | 0EM26G32F700 | ACCESSORI Q-MC
GW68992 | LLAVE TRANSPONDER QMC | 30.2 | 1 | 1 | 10 | NR | 8011564438767 | 85389099 | 0EM00 | Mobility | 0EM | MOBILITY | 0EM26G | Q-MC | 0EM26G32F | 68 Q-MC RANGE | 0EM26G32F700 | ACCESSORI Q-MC
GW70001 | INTERR. ROT. 2P 16A P/CUADRO | 44.15 | 1 | 1 | 10 | NR | 8011564011953 | 85363030 | 3BL00 | Installation | 3BL | INSTALLATION BLOC | 3BL29G | BLOC OTHERS | 3BL29G37F | 70 INT. ROT. | 3BL29G37F603 | RT DIST-BOARD ROT.SW
GW70002 | INTERR. ROT. 3P 16A P/CUADRO | 49.25 | 1 | 1 | 10 | NR | 8011564011960 | 85363030 | 3BL00 | Installation | 3BL | INSTALLATION BLOC | 3BL29G | BLOC OTHERS | 3BL29G37F | 70 INT. ROT. | 3BL29G37F603 | RT DIST-BOARD ROT.SW
GW70003 | INTERR. ROT. 4P 16A P/CUADRO | 53 | 1 | 1 | 10 | NR | 8011564011977 | 85363030 | 3BL00 | Installation | 3BL | INSTALLATION BLOC | 3BL29G | BLOC OTHERS | 3BL29G37F | 70 INT. ROT. | 3BL29G37F603 | RT DIST-BOARD ROT.SW
GW70004 | INTERR. ROT. 2P 32A P/CUADRO | 50.5 | 1 | 1 | 10 | NR | 8011564011984 | 85363030 | 3BL00 | Installation | 3BL | INSTALLATION BLOC | 3BL29G | BLOC OTHERS | 3BL29G37F | 70 INT. ROT. | 3BL29G37F603 | RT DIST-BOARD ROT.SW
GW70005 | INTERR. ROT. 3P 32A P/CUADRO | 66.5 | 1 | 1 | 10 | NR | 8011564011991 | 85363030 | 3BL00 | Installation | 3BL | INSTALLATION BLOC | 3BL29G | BLOC OTHERS | 3BL29G37F | 70 INT. ROT. | 3BL29G37F603 | RT DIST-BOARD ROT.SW
GW70006 | INTERR. ROT. 4P 32A P/CUADRO | 87.5 | 1 | 1 | 10 | NR | 8011564012004 | 85363030 | 3BL00 | Installation | 3BL | INSTALLATION BLOC | 3BL29G | BLOC OTHERS | 3BL29G37F | 70 INT. ROT. | 3BL29G37F603 | RT DIST-BOARD ROT.SW
GW70007 | INTERR. ROT. 3P 63A P/CUADRO | 101.5 | 1 | 1 | 5 | NR | 8011564012011 | 85363030 | 3BL00 | Installation | 3BL | INSTALLATION BLOC | 3BL29G | BLOC OTHERS | 3BL29G37F | 70 INT. ROT. | 3BL29G37F603 | RT DIST-BOARD ROT.SW
GW70008 | INTERR. ROT. 4P 63A P/CUADRO | 112 | 1 | 1 | 5 | NR | 8011564012028 | 85363030 | 3BL00 | Installation | 3BL | INSTALLATION BLOC | 3BL29G | BLOC OTHERS | 3BL29G37F | 70 INT. ROT. | 3BL29G37F603 | RT DIST-BOARD ROT.SW
GW70009 | SOPORTE PROLOG. REGULABLE | 10.65 | 1 | 1 | 10 | NR | 8011564012035 | 85389099 | 3BL00 | Installation | 3BL | INSTALLATION BLOC | 3BL29G | BLOC OTHERS | 3BL29G37F | 70 INT. ROT. | 3BL29G37F603 | RT DIST-BOARD ROT.SW
GW70026 | CONTACTO AUX 1NA+1NC INT.ROT. 16-80A | 15.45 | 1 | 1 | 12 | NR | 8011564751071 | 85389099 | 3BL00 | Installation | 3BL | INSTALLATION BLOC | 3BL29G | BLOC OTHERS | 3BL29G37F | 70 INT. ROT. | 3BL29G37F603 | RT DIST-BOARD ROT.SW
GW70027 | CONTACTO AUX 2NA INT.ROT. 16-80A | 15.45 | 1 | 1 | 12 | NR | 8011564751057 | 85389099 | 3BL00 | Installation | 3BL | INSTALLATION BLOC | 3BL29G | BLOC OTHERS | 3BL29G37F | 70 INT. ROT. | 3BL29G37F603 | RT DIST-BOARD ROT.SW
GW70028 | CONTACTO AUX 2NC INT.ROT. 16-80A | 15.45 | 1 | 1 | 12 | NR | 8011564751064 | 85389099 | 3BL00 | Installation | 3BL | INSTALLATION BLOC | 3BL29G | BLOC OTHERS | 3BL29G37F | 70 INT. ROT. | 3BL29G37F603 | RT DIST-BOARD ROT.SW
GW70029 | CONTACTO AUX 1NA+1NC INT.ROT. 100-160A | 40.6 | 1 | 1 | 12 | NR | 8011564739116 | 85389099 | 3BL00 | Installation | 3BL | INSTALLATION BLOC | 3BL29G | BLOC OTHERS | 3BL29G37F | 70 INT. ROT. | 3BL29G37F603 | RT DIST-BOARD ROT.SW
GW70035 | CONTACTO AUX 1NC INT.ROT. 200-630A | 42.55 | 1 | 1 | 12 | NR | 8034035129049 | 85389099 | 3BL00 | Installation | 3BL | INSTALLATION BLOC | 3BL29G | BLOC OTHERS | 3BL29G37F | 70 INT. ROT. | 3BL29G37F603 | RT DIST-BOARD ROT.SW
GW70036 | CONTACTO AUX 1NAA INT.ROT. 200-630A | 42.55 | 1 | 1 | 12 | NR | 8034035129056 | 85389099 | 3BL00 | Installation | 3BL | INSTALLATION BLOC | 3BL29G | BLOC OTHERS | 3BL29G37F | 70 INT. ROT. | 3BL29G37F603 | RT DIST-BOARD ROT.SW
GW70040 | PROLONGADOR MANILLA 300MM 200-400A | 29.05 | 1 | 1 | 20 | NR | 8034035129933 | 85389099 | 3BL00 | Installation | 3BL | INSTALLATION BLOC | 3BL29G | BLOC OTHERS | 3BL29G37F | 70 INT. ROT. | 3BL29G37F603 | RT DIST-BOARD ROT.SW
GW70041 | PROLONGADOR MANILLA 300MM 630-800A | 44.05 | 1 | 1 | 20 | NR | 8034035130021 | 85389099 | 3BL00 | Installation | 3BL | INSTALLATION BLOC | 3BL29G | BLOC OTHERS | 3BL29G37F | 70 INT. ROT. | 3BL29G37F603 | RT DIST-BOARD ROT.SW
GW70052 | INTERR. ROT. 3P 25A P/CUADRO | 56 | 1 | 1 | 10 | NR | 8034035122880 | 85363030 | 3BL00 | Installation | 3BL | INSTALLATION BLOC | 3BL29G | BLOC OTHERS | 3BL29G37F | 70 INT. ROT. | 3BL29G37F603 | RT DIST-BOARD ROT.SW
GW70053 | INTERR. ROT. 4P 25A P/CUADRO | 64.5 | 1 | 1 | 10 | NR | 8034035122897 | 85363030 | 3BL00 | Installation | 3BL | INSTALLATION BLOC | 3BL29G | BLOC OTHERS | 3BL29G37F | 70 INT. ROT. | 3BL29G37F603 | RT DIST-BOARD ROT.SW
GW70055 | INTERR. ROT. 3P 40A P/CUADRO | 77.5 | 1 | 1 | 10 | NR | 8034035122910 | 85363030 | 3BL00 | Installation | 3BL | INSTALLATION BLOC | 3BL29G | BLOC OTHERS | 3BL29G37F | 70 INT. ROT. | 3BL29G37F603 | RT DIST-BOARD ROT.SW
GW70056 | INTERR. ROT. 4P 40A P/CUADRO | 101.5 | 1 | 1 | 10 | NR | 8034035122927 | 85363030 | 3BL00 | Installation | 3BL | INSTALLATION BLOC | 3BL29G | BLOC OTHERS | 3BL29G37F | 70 INT. ROT. | 3BL29G37F603 | RT DIST-BOARD ROT.SW
GW70058 | INTERR. ROT. 3P 80A P/CUADRO | 131.5 | 1 | 1 | 5 | NR | 8034035122934 | 85363030 | 3BL00 | Installation | 3BL | INSTALLATION BLOC | 3BL29G | BLOC OTHERS | 3BL29G37F | 70 INT. ROT. | 3BL29G37F603 | RT DIST-BOARD ROT.SW
GW70059 | INTERR. ROT. 4P 80A P/CUADRO | 192.5 | 1 | 1 | 5 | NR | 8034035122941 | 85363030 | 3BL00 | Installation | 3BL | INSTALLATION BLOC | 3BL29G | BLOC OTHERS | 3BL29G37F | 70 INT. ROT. | 3BL29G37F603 | RT DIST-BOARD ROT.SW
GW70061 | INTERR. ROT. 3P 100A P/CUADRO | 162 | 1 | 1 | 6 | NR | 8034035125959 | 85363030 | 3BL00 | Installation | 3BL | INSTALLATION BLOC | 3BL29G | BLOC OTHERS | 3BL29G37F | 70 INT. ROT. | 3BL29G37F603 | RT DIST-BOARD ROT.SW
GW70062 | INTERR. ROT. 4P 100A P/CUADRO | 207 | 1 | 1 | 6 | NR | 8034035125966 | 85363030 | 3BL00 | Installation | 3BL | INSTALLATION BLOC | 3BL29G | BLOC OTHERS | 3BL29G37F | 70 INT. ROT. | 3BL29G37F603 | RT DIST-BOARD ROT.SW
GW70064 | INTERR. ROT. 3P 125A P/CUADRO | 201 | 1 | 1 | 6 | NR | 8034035125973 | 85363030 | 3BL00 | Installation | 3BL | INSTALLATION BLOC | 3BL29G | BLOC OTHERS | 3BL29G37F | 70 INT. ROT. | 3BL29G37F603 | RT DIST-BOARD ROT.SW
GW70065 | INTERR. ROT. 4P 125A P/CUADRO | 266.5 | 1 | 1 | 6 | NR | 8034035125980 | 85363030 | 3BL00 | Installation | 3BL | INSTALLATION BLOC | 3BL29G | BLOC OTHERS | 3BL29G37F | 70 INT. ROT. | 3BL29G37F603 | RT DIST-BOARD ROT.SW
GW70067 | INTERR. ROT. 3P 160A P/CUADRO | 267.5 | 1 | 1 | 6 | NR | 8034035125997 | 85363090 | 3BL00 | Installation | 3BL | INSTALLATION BLOC | 3BL29G | BLOC OTHERS | 3BL29G37F | 70 INT. ROT. | 3BL29G37F603 | RT DIST-BOARD ROT.SW
GW70068 | INTERR. ROT. 4P 160A P/CUADRO | 319 | 1 | 1 | 6 | NR | 8034035126406 | 85363090 | 3BL00 | Installation | 3BL | INSTALLATION BLOC | 3BL29G | BLOC OTHERS | 3BL29G37F | 70 INT. ROT. | 3BL29G37F603 | RT DIST-BOARD ROT.SW
GW70070 | INTERR. ROT. 3P 200A P/CUADRO | 354.5 | 1 | 1 | 1 | NR | 8034035127151 | 85363090 | 3BL00 | Installation | 3BL | INSTALLATION BLOC | 3BL29G | BLOC OTHERS | 3BL29G37F | 70 INT. ROT. | 3BL29G37F603 | RT DIST-BOARD ROT.SW
GW70071 | INTERR. ROT. 4P 200A P/CUADRO | 440 | 1 | 1 | 1 | NR | 8034035127168 | 85363090 | 3BL00 | Installation | 3BL | INSTALLATION BLOC | 3BL29G | BLOC OTHERS | 3BL29G37F | 70 INT. ROT. | 3BL29G37F603 | RT DIST-BOARD ROT.SW
GW70073 | INTERR. ROT. 3P 250A P/CUADRO | 444.5 | 1 | 1 | 1 | NR | 8034035127175 | 85363090 | 3BL00 | Installation | 3BL | INSTALLATION BLOC | 3BL29G | BLOC OTHERS | 3BL29G37F | 70 INT. ROT. | 3BL29G37F603 | RT DIST-BOARD ROT.SW
GW70074 | INTERR. ROT. 4P 250A P/CUADRO | 533 | 1 | 1 | 1 | NR | 8034035127182 | 85363090 | 3BL00 | Installation | 3BL | INSTALLATION BLOC | 3BL29G | BLOC OTHERS | 3BL29G37F | 70 INT. ROT. | 3BL29G37F603 | RT DIST-BOARD ROT.SW
GW70076 | INTERR. ROT. 3P 315A P/CUADRO | 624 | 1 | 1 | 1 | NR | 8034035127199 | 85363090 | 3BL00 | Installation | 3BL | INSTALLATION BLOC | 3BL29G | BLOC OTHERS | 3BL29G37F | 70 INT. ROT. | 3BL29G37F603 | RT DIST-BOARD ROT.SW
GW70077 | INTERR. ROT. 4P 315A P/CUADRO | 782 | 1 | 1 | 1 | NR | 8034035127403 | 85363090 | 3BL00 | Installation | 3BL | INSTALLATION BLOC | 3BL29G | BLOC OTHERS | 3BL29G37F | 70 INT. ROT. | 3BL29G37F603 | RT DIST-BOARD ROT.SW
GW70079 | INTERR. ROT. 3P 400A P/CUADRO | 708 | 1 | 1 | 1 | NR | 8034035127410 | 85363090 | 3BL00 | Installation | 3BL | INSTALLATION BLOC | 3BL29G | BLOC OTHERS | 3BL29G37F | 70 INT. ROT. | 3BL29G37F603 | RT DIST-BOARD ROT.SW
GW70080 | INTERR. ROT. 4P 400A P/CUADRO | 889.5 | 1 | 1 | 1 | NR | 8034035127427 | 85363090 | 3BL00 | Installation | 3BL | INSTALLATION BLOC | 3BL29G | BLOC OTHERS | 3BL29G37F | 70 INT. ROT. | 3BL29G37F603 | RT DIST-BOARD ROT.SW
GW70085 | INTERR. ROT. 3P 630A P/CUADRO | 1028.5 | 1 | 1 | 1 | NR | 8034035129070 | 85363090 | 3BL00 | Installation | 3BL | INSTALLATION BLOC | 3BL29G | BLOC OTHERS | 3BL29G37F | 70 INT. ROT. | 3BL29G37F603 | RT DIST-BOARD ROT.SW
GW70086 | INTERR. ROT. 4P 630A P/CUADRO | 1297 | 1 | 1 | 1 | NR | 8034035129087 | 85363090 | 3BL00 | Installation | 3BL | INSTALLATION BLOC | 3BL29G | BLOC OTHERS | 3BL29G37F | 70 INT. ROT. | 3BL29G37F603 | RT DIST-BOARD ROT.SW
GW70088 | INTERR. ROT. 3P 800A P/CUADRO | 1526.5 | 1 | 1 | 1 | NR | 8034035129094 | 85363090 | 3BL00 | Installation | 3BL | INSTALLATION BLOC | 3BL29G | BLOC OTHERS | 3BL29G37F | 70 INT. ROT. | 3BL29G37F603 | RT DIST-BOARD ROT.SW
GW70089 | INTERR. ROT. 4P 800A P/CUADRO | 1902.5 | 1 | 1 | 1 | NR | 8034035129100 | 85363090 | 3BL00 | Installation | 3BL | INSTALLATION BLOC | 3BL29G | BLOC OTHERS | 3BL29G37F | 70 INT. ROT. | 3BL29G37F603 | RT DIST-BOARD ROT.SW
GW70091 | INTERR. ROT. 3P 1000A P/CUADRO | 2917 | 1 | 1 | 1 | NR | 8034035132070 | 85044060 | 3BL00 | Installation | 3BL | INSTALLATION BLOC | 3BL29G | BLOC OTHERS | 3BL29G37F | 70 INT. ROT. | 3BL29G37F603 | RT DIST-BOARD ROT.SW
GW70092 | INTERR. ROT. 4P 1000A P/CUADRO | 3690.5 | 1 | 1 | 1 | NR | 8034035132087 | 85044060 | 3BL00 | Installation | 3BL | INSTALLATION BLOC | 3BL29G | BLOC OTHERS | 3BL29G37F | 70 INT. ROT. | 3BL29G37F603 | RT DIST-BOARD ROT.SW
GW70171 | KIT SEPARADOR FASES 6PZ.200-250A | 96.5 | 1 | 1 | 20 | NR | 8034035129940 | 85389099 | 3BL00 | Installation | 3BL | INSTALLATION BLOC | 3BL29G | BLOC OTHERS | 3BL29G37F | 70 INT. ROT. | 3BL29G37F603 | RT DIST-BOARD ROT.SW
GW70172 | KIT SEPARADOR FASES 8PZ.200-250A | 128.5 | 1 | 1 | 20 | NR | 8034035129957 | 85389099 | 3BL00 | Installation | 3BL | INSTALLATION BLOC | 3BL29G | BLOC OTHERS | 3BL29G37F | 70 INT. ROT. | 3BL29G37F603 | RT DIST-BOARD ROT.SW
GW70173 | KIT SEPARADOR FASES 6PZ.315-400A | 150.5 | 1 | 1 | 20 | NR | 8034035129964 | 85389099 | 3BL00 | Installation | 3BL | INSTALLATION BLOC | 3BL29G | BLOC OTHERS | 3BL29G37F | 70 INT. ROT. | 3BL29G37F603 | RT DIST-BOARD ROT.SW
GW70174 | KIT SEPARADOR FASES 8PZ.315-400A | 201 | 1 | 1 | 20 | NR | 8034035129971 | 85389099 | 3BL00 | Installation | 3BL | INSTALLATION BLOC | 3BL29G | BLOC OTHERS | 3BL29G37F | 70 INT. ROT. | 3BL29G37F603 | RT DIST-BOARD ROT.SW
GW70175 | KIT SEPARADOR FASES 6PZ.630-800A | 166 | 1 | 1 | 20 | NR | 8034035130038 | 85389099 | 3BL00 | Installation | 3BL | INSTALLATION BLOC | 3BL29G | BLOC OTHERS | 3BL29G37F | 70 INT. ROT. | 3BL29G37F603 | RT DIST-BOARD ROT.SW
GW70176 | KIT SEPARADOR FASES 8PZ.630-800A | 221.5 | 1 | 1 | 15 | NR | 8034035130045 | 85389099 | 3BL00 | Installation | 3BL | INSTALLATION BLOC | 3BL29G | BLOC OTHERS | 3BL29G37F | 70 INT. ROT. | 3BL29G37F603 | RT DIST-BOARD ROT.SW
GW70181 | KIT CUBRE TERM. 3PZ.200-250A | 67.5 | 1 | 1 | 20 | NR | 8034035129988 | 85389099 | 3BL00 | Installation | 3BL | INSTALLATION BLOC | 3BL29G | BLOC OTHERS | 3BL29G37F | 70 INT. ROT. | 3BL29G37F603 | RT DIST-BOARD ROT.SW
GW70182 | KIT CUBRE TERM. 4PZ.200-250A | 90.5 | 1 | 1 | 15 | NR | 8034035129995 | 85389099 | 3BL00 | Installation | 3BL | INSTALLATION BLOC | 3BL29G | BLOC OTHERS | 3BL29G37F | 70 INT. ROT. | 3BL29G37F603 | RT DIST-BOARD ROT.SW
GW70183 | KIT CUBRE TERM. 3PZ.315-400A | 96 | 1 | 1 | 10 | NR | 8034035130007 | 85389099 | 3BL00 | Installation | 3BL | INSTALLATION BLOC | 3BL29G | BLOC OTHERS | 3BL29G37F | 70 INT. ROT. | 3BL29G37F603 | RT DIST-BOARD ROT.SW
GW70184 | KIT CUBRE TERM. 4PZ.315-400A | 128.5 | 1 | 1 | 10 | NR | 8034035130014 | 85389099 | 3BL00 | Installation | 3BL | INSTALLATION BLOC | 3BL29G | BLOC OTHERS | 3BL29G37F | 70 INT. ROT. | 3BL29G37F603 | RT DIST-BOARD ROT.SW
GW70185 | KIT CUBRE TERM. 3PZ.630-800A | 116 | 1 | 1 | 8 | NR | 8034035130052 | 85389099 | 3BL00 | Installation | 3BL | INSTALLATION BLOC | 3BL29G | BLOC OTHERS | 3BL29G37F | 70 INT. ROT. | 3BL29G37F603 | RT DIST-BOARD ROT.SW
GW70186 | KIT CUBRE TERM. 4PZ.630-800A | 153.5 | 1 | 1 | 6 | NR | 8034035130069 | 85389099 | 3BL00 | Installation | 3BL | INSTALLATION BLOC | 3BL29G | BLOC OTHERS | 3BL29G37F | 70 INT. ROT. | 3BL29G37F603 | RT DIST-BOARD ROT.SW
GW70201 | INTERR. ROT. 2P 16A P/GUIA DIN | 30.25 | 1 | 1 | 24 | NR | 8011564011779 | 85363030 | 3BL00 | Installation | 3BL | INSTALLATION BLOC | 3BL29G | BLOC OTHERS | 3BL29G37F | 70 INT. ROT. | 3BL29G37F603 | RT DIST-BOARD ROT.SW
GW70202 | INTERR. ROT. 3P 16A P/GUIA DIN | 34 | 1 | 1 | 30 | NR | 8011564011786 | 85363030 | 3BL00 | Installation | 3BL | INSTALLATION BLOC | 3BL29G | BLOC OTHERS | 3BL29G37F | 70 INT. ROT. | 3BL29G37F603 | RT DIST-BOARD ROT.SW
GW70203 | INTERR. ROT. 4P 16A P/GUIA DIN | 37.05 | 1 | 1 | 24 | NR | 8011564011793 | 85363030 | 3BL00 | Installation | 3BL | INSTALLATION BLOC | 3BL29G | BLOC OTHERS | 3BL29G37F | 70 INT. ROT. | 3BL29G37F603 | RT DIST-BOARD ROT.SW
GW70204 | INTERR. ROT. 2P 32A P/GUIA DIN | 37.05 | 1 | 1 | 24 | NR | 8011564011809 | 85363030 | 3BL00 | Installation | 3BL | INSTALLATION BLOC | 3BL29G | BLOC OTHERS | 3BL29G37F | 70 INT. ROT. | 3BL29G37F603 | RT DIST-BOARD ROT.SW
GW70205 | INTERR. ROT. 3P 32A P/GUIA DIN | 40 | 1 | 1 | 24 | NR | 8011564011816 | 85363030 | 3BL00 | Installation | 3BL | INSTALLATION BLOC | 3BL29G | BLOC OTHERS | 3BL29G37F | 70 INT. ROT. | 3BL29G37F603 | RT DIST-BOARD ROT.SW
GW70206 | INTERR. ROT. 4P 32A P/GUIA DIN | 46.3 | 1 | 1 | 24 | NR | 8011564011823 | 85363030 | 3BL00 | Installation | 3BL | INSTALLATION BLOC | 3BL29G | BLOC OTHERS | 3BL29G37F | 70 INT. ROT. | 3BL29G37F603 | RT DIST-BOARD ROT.SW
GW70207 | INTERR. ROT. 3P 63A P/GUIA DIN | 70 | 1 | 1 | 12 | NR | 8011564011830 | 85363030 | 3BL00 | Installation | 3BL | INSTALLATION BLOC | 3BL29G | BLOC OTHERS | 3BL29G37F | 70 INT. ROT. | 3BL29G37F603 | RT DIST-BOARD ROT.SW
GW70208 | INTERR. ROT. 4P 63A P/GUIA DIN | 85 | 1 | 1 | 12 | NR | 8011564011847 | 85363030 | 3BL00 | Installation | 3BL | INSTALLATION BLOC | 3BL29G | BLOC OTHERS | 3BL29G37F | 70 INT. ROT. | 3BL29G37F603 | RT DIST-BOARD ROT.SW
GW70301M | INT.ROT. HP SUPERF.METAL 16A 2P MANDO | 119 | 1 | 1 | 1 | NR | 8034035165146 | 85363030 | 3BL00 | Installation | 3BL | INSTALLATION BLOC | 3BL29G | BLOC OTHERS | 3BL29G37F | 70 INT. ROT. | 3BL29G37F601 | RT AC SURF-MOUNT ROT
GW70302M | INT.ROT. HP SUPERF.METAL 16A 3P MANDO | 123.5 | 1 | 1 | 1 | NR | 8034035165153 | 85363030 | 3BL00 | Installation | 3BL | INSTALLATION BLOC | 3BL29G | BLOC OTHERS | 3BL29G37F | 70 INT. ROT. | 3BL29G37F601 | RT AC SURF-MOUNT ROT
GW70302NM | INT.ROT. HP SUPERF.METAL 16A 3P+N MANDO | 124.5 | 1 | 1 | 1 | NR | 8034035165160 | 85363030 | 3BL00 | Installation | 3BL | INSTALLATION BLOC | 3BL29G | BLOC OTHERS | 3BL29G37F | 70 INT. ROT. | 3BL29G37F601 | RT AC SURF-MOUNT ROT
GW70303M | INT.ROT. HP SUPERF.METAL 16A 4P MANDO | 127.5 | 1 | 1 | 1 | NR | 8034035165177 | 85363030 | 3BL00 | Installation | 3BL | INSTALLATION BLOC | 3BL29G | BLOC OTHERS | 3BL29G37F | 70 INT. ROT. | 3BL29G37F601 | RT AC SURF-MOUNT ROT
GW70304M | INT.ROT. HP SUPERF.METAL 32A 2P MANDO | 125.5 | 1 | 1 | 1 | NR | 8034035165221 | 85363030 | 3BL00 | Installation | 3BL | INSTALLATION BLOC | 3BL29G | BLOC OTHERS | 3BL29G37F | 70 INT. ROT. | 3BL29G37F601 | RT AC SURF-MOUNT ROT
GW70305M | INT.ROT. HP SUPERF.METAL 32A 3P MANDO | 130.5 | 1 | 1 | 1 | NR | 8034035165238 | 85363030 | 3BL00 | Installation | 3BL | INSTALLATION BLOC | 3BL29G | BLOC OTHERS | 3BL29G37F | 70 INT. ROT. | 3BL29G37F601 | RT AC SURF-MOUNT ROT
GW70305NM | INT.ROT. HP SUPERF.METAL 32A 3P+N MANDO | 130.5 | 1 | 1 | 1 | NR | 8034035165245 | 85363030 | 3BL00 | Installation | 3BL | INSTALLATION BLOC | 3BL29G | BLOC OTHERS | 3BL29G37F | 70 INT. ROT. | 3BL29G37F601 | RT AC SURF-MOUNT ROT
GW70306M | INT.ROT. HP SUPERF.METAL 32A 4P MANDO | 134 | 1 | 1 | 1 | NR | 8034035165252 | 85363030 | 3BL00 | Installation | 3BL | INSTALLATION BLOC | 3BL29G | BLOC OTHERS | 3BL29G37F | 70 INT. ROT. | 3BL29G37F601 | RT AC SURF-MOUNT ROT
GW70307M | INT.ROT. HP SUPERF.METAL 63A 3P MANDO | 252 | 1 | 1 | 1 | NR | 8034035165665 | 85363030 | 3BL00 | Installation | 3BL | INSTALLATION BLOC | 3BL29G | BLOC OTHERS | 3BL29G37F | 70 INT. ROT. | 3BL29G37F601 | RT AC SURF-MOUNT ROT
GW70307NM | INT.ROT. HP SUPERF.METAL 63A 3P+N MANDO | 253 | 1 | 1 | 1 | NR | 8034035166112 | 85363030 | 3BL00 | Installation | 3BL | INSTALLATION BLOC | 3BL29G | BLOC OTHERS | 3BL29G37F | 70 INT. ROT. | 3BL29G37F601 | RT AC SURF-MOUNT ROT
GW70308M | INT.ROT. HP SUPERF.METAL 63A 4P MANDO | 266.5 | 1 | 1 | 1 | NR | 8034035166129 | 85363030 | 3BL00 | Installation | 3BL | INSTALLATION BLOC | 3BL29G | BLOC OTHERS | 3BL29G37F | 70 INT. ROT. | 3BL29G37F601 | RT AC SURF-MOUNT ROT
GW70313M | INT.ROT. HP SUPERF.METAL 40A 2P MANDO | 150.5 | 1 | 1 | 1 | NR | 8034035165269 | 85363030 | 3BL00 | Installation | 3BL | INSTALLATION BLOC | 3BL29G | BLOC OTHERS | 3BL29G37F | 70 INT. ROT. | 3BL29G37F601 | RT AC SURF-MOUNT ROT
GW70314M | INT.ROT. HP SUPERF.METAL 40A 3P MANDO | 156 | 1 | 1 | 1 | NR | 8034035165276 | 85363030 | 3BL00 | Installation | 3BL | INSTALLATION BLOC | 3BL29G | BLOC OTHERS | 3BL29G37F | 70 INT. ROT. | 3BL29G37F601 | RT AC SURF-MOUNT ROT
GW70314NM | INT.ROT. HP SUPERF.METAL 40A 3P+N MANDO | 158 | 1 | 1 | 1 | NR | 8034035165283 | 85363030 | 3BL00 | Installation | 3BL | INSTALLATION BLOC | 3BL29G | BLOC OTHERS | 3BL29G37F | 70 INT. ROT. | 3BL29G37F601 | RT AC SURF-MOUNT ROT
GW70315M | INT.ROT. HP SUPERF.METAL 40A 4P MANDO | 159 | 1 | 1 | 1 | NR | 8034035165290 | 85363030 | 3BL00 | Installation | 3BL | INSTALLATION BLOC | 3BL29G | BLOC OTHERS | 3BL29G37F | 70 INT. ROT. | 3BL29G37F601 | RT AC SURF-MOUNT ROT
GW70316M | INT.ROT. HP SUPERF.METAL 25A 2P MANDO | 123.5 | 1 | 1 | 1 | NR | 8034035165184 | 85363030 | 3BL00 | Installation | 3BL | INSTALLATION BLOC | 3BL29G | BLOC OTHERS | 3BL29G37F | 70 INT. ROT. | 3BL29G37F601 | RT AC SURF-MOUNT ROT
GW70317M | INT.ROT. HP SUPERF.METAL 25A 3P MANDO | 127.5 | 1 | 1 | 1 | NR | 8034035165191 | 85363030 | 3BL00 | Installation | 3BL | INSTALLATION BLOC | 3BL29G | BLOC OTHERS | 3BL29G37F | 70 INT. ROT. | 3BL29G37F601 | RT AC SURF-MOUNT ROT
GW70317NM | INT.ROT. HP SUPERF.METAL 25A 3P+N MANDO | 127.5 | 1 | 1 | 1 | NR | 8034035165207 | 85363030 | 3BL00 | Installation | 3BL | INSTALLATION BLOC | 3BL29G | BLOC OTHERS | 3BL29G37F | 70 INT. ROT. | 3BL29G37F601 | RT AC SURF-MOUNT ROT
GW70318M | INT.ROT. HP SUPERF.METAL 25A 4P MANDO | 130.5 | 1 | 1 | 1 | NR | 8034035165214 | 85363030 | 3BL00 | Installation | 3BL | INSTALLATION BLOC | 3BL29G | BLOC OTHERS | 3BL29G37F | 70 INT. ROT. | 3BL29G37F601 | RT AC SURF-MOUNT ROT
GW70319M | INT.ROT. HP SUPERF.METAL 80A 3P MANDO | 405.5 | 1 | 1 | 1 | NR | 8034035166136 | 85363030 | 3BL00 | Installation | 3BL | INSTALLATION BLOC | 3BL29G | BLOC OTHERS | 3BL29G37F | 70 INT. ROT. | 3BL29G37F601 | RT AC SURF-MOUNT ROT
GW70319NM | INT.ROT. HP SUPERF.METAL 80A 3P+N MANDO | 407.5 | 1 | 1 | 1 | NR | 8034035166143 | 85363030 | 3BL00 | Installation | 3BL | INSTALLATION BLOC | 3BL29G | BLOC OTHERS | 3BL29G37F | 70 INT. ROT. | 3BL29G37F601 | RT AC SURF-MOUNT ROT
GW70320M | INT.ROT. HP SUPERF.METAL 80A 4P MANDO | 452.5 | 1 | 1 | 1 | NR | 8034035166150 | 85363030 | 3BL00 | Installation | 3BL | INSTALLATION BLOC | 3BL29G | BLOC OTHERS | 3BL29G37F | 70 INT. ROT. | 3BL29G37F601 | RT AC SURF-MOUNT ROT
GW70321M | INT.ROT. HP SUPERF.METAL 100A 3P MANDO | 424.5 | 1 | 1 | 1 | NR | 8034035165719 | 85363030 | 3BL00 | Installation | 3BL | INSTALLATION BLOC | 3BL29G | BLOC OTHERS | 3BL29G37F | 70 INT. ROT. | 3BL29G37F601 | RT AC SURF-MOUNT ROT
GW70321NM | INT.ROT. HP SUPERF.METAL 100A 3P+N MANDO | 426.5 | 1 | 1 | 1 | NR | 8034035165726 | 85363030 | 3BL00 | Installation | 3BL | INSTALLATION BLOC | 3BL29G | BLOC OTHERS | 3BL29G37F | 70 INT. ROT. | 3BL29G37F601 | RT AC SURF-MOUNT ROT
GW70322M | INT.ROT. HP SUPERF.METAL 100A 4P MANDO | 468.5 | 1 | 1 | 1 | NR | 8034035165733 | 85363030 | 3BL00 | Installation | 3BL | INSTALLATION BLOC | 3BL29G | BLOC OTHERS | 3BL29G37F | 70 INT. ROT. | 3BL29G37F601 | RT AC SURF-MOUNT ROT
GW70323M | INT.ROT. HP SUPERF.METAL 125A 3P MANDO | 765.5 | 1 | 1 | 1 | NR | 8034035165764 | 85363030 | 3BL00 | Installation | 3BL | INSTALLATION BLOC | 3BL29G | BLOC OTHERS | 3BL29G37F | 70 INT. ROT. | 3BL29G37F601 | RT AC SURF-MOUNT ROT
GW70323NM | INT.ROT. HP SUPERF.METAL 125A 3P+N MANDO | 770.5 | 1 | 1 | 1 | NR | 8034035165771 | 85363030 | 3BL00 | Installation | 3BL | INSTALLATION BLOC | 3BL29G | BLOC OTHERS | 3BL29G37F | 70 INT. ROT. | 3BL29G37F601 | RT AC SURF-MOUNT ROT
GW70324M | INT.ROT. HP SUPERF.METAL 125A 4P MANDO | 843.5 | 1 | 1 | 1 | NR | 8034035165788 | 85363030 | 3BL00 | Installation | 3BL | INSTALLATION BLOC | 3BL29G | BLOC OTHERS | 3BL29G37F | 70 INT. ROT. | 3BL29G37F601 | RT AC SURF-MOUNT ROT
GW70325M | INT.ROT. HP SUPERF.METAL 160A 3P MANDO | 1076.5 | 1 | 1 | 1 | NR | 8034035165795 | 85363030 | 3BL00 | Installation | 3BL | INSTALLATION BLOC | 3BL29G | BLOC OTHERS | 3BL29G37F | 70 INT. ROT. | 3BL29G37F601 | RT AC SURF-MOUNT ROT
GW70325NM | INT.ROT. HP SUPERF.METAL 160A 3P+N MANDO | 1076.5 | 1 | 1 | 1 | NR | 8034035165801 | 85363030 | 3BL00 | Installation | 3BL | INSTALLATION BLOC | 3BL29G | BLOC OTHERS | 3BL29G37F | 70 INT. ROT. | 3BL29G37F601 | RT AC SURF-MOUNT ROT
GW70326M | INT.ROT. HP SUPERF.METAL 160A 4P MANDO | 1181.5 | 1 | 1 | 1 | NR | 8034035165818 | 85363030 | 3BL00 | Installation | 3BL | INSTALLATION BLOC | 3BL29G | BLOC OTHERS | 3BL29G37F | 70 INT. ROT. | 3BL29G37F601 | RT AC SURF-MOUNT ROT
GW70331M | INT.ROT. HP SUPERF.METAL 16A 2P EMER. | 119 | 1 | 1 | 1 | NR | 8034035165306 | 85363030 | 3BL00 | Installation | 3BL | INSTALLATION BLOC | 3BL29G | BLOC OTHERS | 3BL29G37F | 70 INT. ROT. | 3BL29G37F601 | RT AC SURF-MOUNT ROT
GW70332M | INT.ROT. HP SUPERF.METAL 16A 3P EMER. | 123.5 | 1 | 1 | 1 | NR | 8034035165313 | 85363030 | 3BL00 | Installation | 3BL | INSTALLATION BLOC | 3BL29G | BLOC OTHERS | 3BL29G37F | 70 INT. ROT. | 3BL29G37F601 | RT AC SURF-MOUNT ROT
GW70332NM | INT.ROT. HP SUPERF.METAL 16A 3P+N EMER. | 124.5 | 1 | 1 | 1 | NR | 8034035165320 | 85363030 | 3BL00 | Installation | 3BL | INSTALLATION BLOC | 3BL29G | BLOC OTHERS | 3BL29G37F | 70 INT. ROT. | 3BL29G37F601 | RT AC SURF-MOUNT ROT
GW70333M | INT.ROT. HP SUPERF.METAL 16A 4P EMER. | 127.5 | 1 | 1 | 1 | NR | 8034035165337 | 85363030 | 3BL00 | Installation | 3BL | INSTALLATION BLOC | 3BL29G | BLOC OTHERS | 3BL29G37F | 70 INT. ROT. | 3BL29G37F601 | RT AC SURF-MOUNT ROT
GW70334M | INT.ROT. HP SUPERF.METAL 32A 2P EMER. | 125.5 | 1 | 1 | 1 | NR | 8034035165382 | 85363030 | 3BL00 | Installation | 3BL | INSTALLATION BLOC | 3BL29G | BLOC OTHERS | 3BL29G37F | 70 INT. ROT. | 3BL29G37F601 | RT AC SURF-MOUNT ROT
GW70335M | INT.ROT. HP SUPERF.METAL 32A 3P EMER. | 130.5 | 1 | 1 | 1 | NR | 8034035165399 | 85363030 | 3BL00 | Installation | 3BL | INSTALLATION BLOC | 3BL29G | BLOC OTHERS | 3BL29G37F | 70 INT. ROT. | 3BL29G37F601 | RT AC SURF-MOUNT ROT
GW70335NM | INT.ROT. HP SUPERF.METAL 32A 3P+N EMER. | 130.5 | 1 | 1 | 1 | NR | 8034035165405 | 85363030 | 3BL00 | Installation | 3BL | INSTALLATION BLOC | 3BL29G | BLOC OTHERS | 3BL29G37F | 70 INT. ROT. | 3BL29G37F601 | RT AC SURF-MOUNT ROT
GW70336M | INT.ROT. HP SUPERF.METAL 32A 4P EMER. | 134 | 1 | 1 | 1 | NR | 8034035165412 | 85363030 | 3BL00 | Installation | 3BL | INSTALLATION BLOC | 3BL29G | BLOC OTHERS | 3BL29G37F | 70 INT. ROT. | 3BL29G37F601 | RT AC SURF-MOUNT ROT
GW70337M | INT.ROT. HP SUPERF.METAL 63A 3P EMER. | 252 | 1 | 1 | 1 | NR | 8034035166204 | 85363030 | 3BL00 | Installation | 3BL | INSTALLATION BLOC | 3BL29G | BLOC OTHERS | 3BL29G37F | 70 INT. ROT. | 3BL29G37F601 | RT AC SURF-MOUNT ROT
GW70337NM | INT.ROT. HP SUPERF.METAL 63A 3P+N EMER. | 253 | 1 | 1 | 1 | NR | 8034035166211 | 85363030 | 3BL00 | Installation | 3BL | INSTALLATION BLOC | 3BL29G | BLOC OTHERS | 3BL29G37F | 70 INT. ROT. | 3BL29G37F601 | RT AC SURF-MOUNT ROT
GW70338M | INT.ROT. HP SUPERF.METAL 63A 4P EMER. | 266.5 | 1 | 1 | 1 | NR | 8034035166228 | 85363030 | 3BL00 | Installation | 3BL | INSTALLATION BLOC | 3BL29G | BLOC OTHERS | 3BL29G37F | 70 INT. ROT. | 3BL29G37F601 | RT AC SURF-MOUNT ROT
GW70341M | INT.ROT. HP SUPERF.METAL 40A 2P EMER. | 150.5 | 1 | 1 | 1 | NR | 8034035165429 | 85363030 | 3BL00 | Installation | 3BL | INSTALLATION BLOC | 3BL29G | BLOC OTHERS | 3BL29G37F | 70 INT. ROT. | 3BL29G37F601 | RT AC SURF-MOUNT ROT
GW70342M | INT.ROT. HP SUPERF.METAL 40A 3P EMER. | 156 | 1 | 1 | 1 | NR | 8034035165436 | 85363030 | 3BL00 | Installation | 3BL | INSTALLATION BLOC | 3BL29G | BLOC OTHERS | 3BL29G37F | 70 INT. ROT. | 3BL29G37F601 | RT AC SURF-MOUNT ROT
GW70342NM | INT.ROT. HP SUPERF.METAL 40A 3P+N EMER. | 158 | 1 | 1 | 1 | NR | 8034035165443 | 85363030 | 3BL00 | Installation | 3BL | INSTALLATION BLOC | 3BL29G | BLOC OTHERS | 3BL29G37F | 70 INT. ROT. | 3BL29G37F601 | RT AC SURF-MOUNT ROT
GW70343M | INT.ROT. HP SUPERF.METAL 40A 4P EMER. | 159 | 1 | 1 | 1 | NR | 8034035165450 | 85363030 | 3BL00 | Installation | 3BL | INSTALLATION BLOC | 3BL29G | BLOC OTHERS | 3BL29G37F | 70 INT. ROT. | 3BL29G37F601 | RT AC SURF-MOUNT ROT
GW70386M | INT.ROT. HP SUPERF.METAL 25A 2P EMER. | 123.5 | 1 | 1 | 1 | NR | 8034035165344 | 85363030 | 3BL00 | Installation | 3BL | INSTALLATION BLOC | 3BL29G | BLOC OTHERS | 3BL29G37F | 70 INT. ROT. | 3BL29G37F601 | RT AC SURF-MOUNT ROT
GW70387M | INT.ROT. HP SUPERF.METAL 25A 3P EMER. | 127.5 | 1 | 1 | 1 | NR | 8034035165351 | 85363030 | 3BL00 | Installation | 3BL | INSTALLATION BLOC | 3BL29G | BLOC OTHERS | 3BL29G37F | 70 INT. ROT. | 3BL29G37F601 | RT AC SURF-MOUNT ROT
GW70387NM | INT.ROT. HP SUPERF.METAL 25A 3P+N EMER. | 127.5 | 1 | 1 | 1 | NR | 8034035165368 | 85363030 | 3BL00 | Installation | 3BL | INSTALLATION BLOC | 3BL29G | BLOC OTHERS | 3BL29G37F | 70 INT. ROT. | 3BL29G37F601 | RT AC SURF-MOUNT ROT
GW70388M | INT.ROT. HP SUPERF.METAL 25A 4P EMER. | 130.5 | 1 | 1 | 1 | NR | 8034035165375 | 85363030 | 3BL00 | Installation | 3BL | INSTALLATION BLOC | 3BL29G | BLOC OTHERS | 3BL29G37F | 70 INT. ROT. | 3BL29G37F601 | RT AC SURF-MOUNT ROT
GW70389M | INT.ROT. HP SUPERF.METAL 80A 3P EMER. | 405.5 | 1 | 1 | 1 | NR | 8034035166235 | 85363030 | 3BL00 | Installation | 3BL | INSTALLATION BLOC | 3BL29G | BLOC OTHERS | 3BL29G37F | 70 INT. ROT. | 3BL29G37F601 | RT AC SURF-MOUNT ROT
GW70389NM | INT.ROT. HP SUPERF.METAL 80A 3P+N EMER. | 407.5 | 1 | 1 | 1 | NR | 8034035166242 | 85363030 | 3BL00 | Installation | 3BL | INSTALLATION BLOC | 3BL29G | BLOC OTHERS | 3BL29G37F | 70 INT. ROT. | 3BL29G37F601 | RT AC SURF-MOUNT ROT
GW70390M | INT.ROT. HP SUPERF.METAL 80A 4P EMER. | 452.5 | 1 | 1 | 1 | NR | 8034035166259 | 85363030 | 3BL00 | Installation | 3BL | INSTALLATION BLOC | 3BL29G | BLOC OTHERS | 3BL29G37F | 70 INT. ROT. | 3BL29G37F601 | RT AC SURF-MOUNT ROT
GW70391M | INT.ROT. HP SUPERF.METAL 100A 3P EMER. | 424.5 | 1 | 1 | 1 | NR | 8034035165849 | 85363030 | 3BL00 | Installation | 3BL | INSTALLATION BLOC | 3BL29G | BLOC OTHERS | 3BL29G37F | 70 INT. ROT. | 3BL29G37F601 | RT AC SURF-MOUNT ROT
GW70391NM | INT.ROT. HP SUPERF.METAL 100A 3P+N EMER. | 426.5 | 1 | 1 | 1 | NR | 8034035165856 | 85363030 | 3BL00 | Installation | 3BL | INSTALLATION BLOC | 3BL29G | BLOC OTHERS | 3BL29G37F | 70 INT. ROT. | 3BL29G37F601 | RT AC SURF-MOUNT ROT
GW70392M | INT.ROT. HP SUPERF.METAL 100A 4P EMER. | 468.5 | 1 | 1 | 1 | NR | 8034035165863 | 85363030 | 3BL00 | Installation | 3BL | INSTALLATION BLOC | 3BL29G | BLOC OTHERS | 3BL29G37F | 70 INT. ROT. | 3BL29G37F601 | RT AC SURF-MOUNT ROT
GW70393M | INT.ROT. HP SUPERF.METAL 125A 3P EMER. | 765.5 | 1 | 1 | 1 | NR | 8034035165894 | 85363030 | 3BL00 | Installation | 3BL | INSTALLATION BLOC | 3BL29G | BLOC OTHERS | 3BL29G37F | 70 INT. ROT. | 3BL29G37F601 | RT AC SURF-MOUNT ROT
GW70393NM | INT.ROT. HP SUPERF.METAL 125A 3P+N EMER. | 770.5 | 1 | 1 | 1 | NR | 8034035165900 | 85363030 | 3BL00 | Installation | 3BL | INSTALLATION BLOC | 3BL29G | BLOC OTHERS | 3BL29G37F | 70 INT. ROT. | 3BL29G37F601 | RT AC SURF-MOUNT ROT
GW70394M | INT.ROT. HP SUPERF.METAL 125A 4P EMER. | 843.5 | 1 | 1 | 1 | NR | 8034035165917 | 85363030 | 3BL00 | Installation | 3BL | INSTALLATION BLOC | 3BL29G | BLOC OTHERS | 3BL29G37F | 70 INT. ROT. | 3BL29G37F601 | RT AC SURF-MOUNT ROT
GW70395M | INT.ROT. HP SUPERF.METAL 160A 3P EMER. | 1076.5 | 1 | 1 | 1 | NR | 8034035165924 | 85363030 | 3BL00 | Installation | 3BL | INSTALLATION BLOC | 3BL29G | BLOC OTHERS | 3BL29G37F | 70 INT. ROT. | 3BL29G37F601 | RT AC SURF-MOUNT ROT
GW70395NM | INT.ROT. HP SUPERF.METAL 160A 3P+N EMER. | 1076.5 | 1 | 1 | 1 | NR | 8034035165931 | 85363030 | 3BL00 | Installation | 3BL | INSTALLATION BLOC | 3BL29G | BLOC OTHERS | 3BL29G37F | 70 INT. ROT. | 3BL29G37F601 | RT AC SURF-MOUNT ROT
GW70396M | INT.ROT. HP SUPERF.METAL 160A 4P EMER. | 1181.5 | 1 | 1 | 1 | NR | 8034035165948 | 85363030 | 3BL00 | Installation | 3BL | INSTALLATION BLOC | 3BL29G | BLOC OTHERS | 3BL29G37F | 70 INT. ROT. | 3BL29G37F601 | RT AC SURF-MOUNT ROT
GW70401P | INT.ROT. HP SUPERF.AIS. 16A 2P MANDO | 56.5 | 1 | 1 | 16 | NR | 8011564751088 | 85363030 | 3BL00 | Installation | 3BL | INSTALLATION BLOC | 3BL29G | BLOC OTHERS | 3BL29G37F | 70 INT. ROT. | 3BL29G37F601 | RT AC SURF-MOUNT ROT
GW70402NP | INT.ROT. HP SUPERF.AIS. 16A 3P+N MANDO | 62 | 1 | 1 | 16 | NR | 8011564751101 | 85363030 | 3BL00 | Installation | 3BL | INSTALLATION BLOC | 3BL29G | BLOC OTHERS | 3BL29G37F | 70 INT. ROT. | 3BL29G37F601 | RT AC SURF-MOUNT ROT
GW70402P | INT.ROT. HP SUPERF.AIS. 16A 3P MANDO | 62 | 1 | 1 | 16 | NR | 8011564751095 | 85363030 | 3BL00 | Installation | 3BL | INSTALLATION BLOC | 3BL29G | BLOC OTHERS | 3BL29G37F | 70 INT. ROT. | 3BL29G37F601 | RT AC SURF-MOUNT ROT
GW70403P | INT.ROT. HP SUPERF.AIS. 16A 4P MANDO | 65.5 | 1 | 1 | 16 | NR | 8011564751125 | 85363030 | 3BL00 | Installation | 3BL | INSTALLATION BLOC | 3BL29G | BLOC OTHERS | 3BL29G37F | 70 INT. ROT. | 3BL29G37F601 | RT AC SURF-MOUNT ROT
GW70404P | INT.ROT. HP SUPERF.AIS. 32A 2P MANDO | 62 | 1 | 1 | 16 | NR | 8011564751170 | 85363030 | 3BL00 | Installation | 3BL | INSTALLATION BLOC | 3BL29G | BLOC OTHERS | 3BL29G37F | 70 INT. ROT. | 3BL29G37F601 | RT AC SURF-MOUNT ROT
GW70405NP | INT.ROT. HP SUPERF.AIS. 32A 3P+N MANDO | 67 | 1 | 1 | 16 | NR | 8011564751194 | 85363030 | 3BL00 | Installation | 3BL | INSTALLATION BLOC | 3BL29G | BLOC OTHERS | 3BL29G37F | 70 INT. ROT. | 3BL29G37F601 | RT AC SURF-MOUNT ROT
GW70405P | INT.ROT. HP SUPERF.AIS. 32A 3P MANDO | 67 | 1 | 1 | 16 | NR | 8011564751187 | 85363030 | 3BL00 | Installation | 3BL | INSTALLATION BLOC | 3BL29G | BLOC OTHERS | 3BL29G37F | 70 INT. ROT. | 3BL29G37F601 | RT AC SURF-MOUNT ROT
GW70406P | INT.ROT. HP SUPERF.AIS. 32A 4P MANDO | 73.5 | 1 | 1 | 16 | NR | 8011564751200 | 85363030 | 3BL00 | Installation | 3BL | INSTALLATION BLOC | 3BL29G | BLOC OTHERS | 3BL29G37F | 70 INT. ROT. | 3BL29G37F601 | RT AC SURF-MOUNT ROT
GW70407NP | INT.ROT. HP SUPERF.AIS. 63A 3P+N MANDO | 114 | 1 | 1 | 6 | NR | 8011564751569 | 85363030 | 3BL00 | Installation | 3BL | INSTALLATION BLOC | 3BL29G | BLOC OTHERS | 3BL29G37F | 70 INT. ROT. | 3BL29G37F601 | RT AC SURF-MOUNT ROT
GW70407P | INT.ROT. HP SUPERF.AIS. 63A 3P MANDO | 114 | 1 | 1 | 6 | NR | 8011564751552 | 85363030 | 3BL00 | Installation | 3BL | INSTALLATION BLOC | 3BL29G | BLOC OTHERS | 3BL29G37F | 70 INT. ROT. | 3BL29G37F601 | RT AC SURF-MOUNT ROT
GW70408P | INT.ROT. HP SUPERF.AIS. 63A 4P MANDO | 127.5 | 1 | 1 | 6 | NR | 8011564751576 | 85363030 | 3BL00 | Installation | 3BL | INSTALLATION BLOC | 3BL29G | BLOC OTHERS | 3BL29G37F | 70 INT. ROT. | 3BL29G37F601 | RT AC SURF-MOUNT ROT
GW70413P | INT.ROT. HP SUPERF.AIS. 40A 2P MANDO | 67 | 1 | 1 | 16 | NR | 8011564751231 | 85363030 | 3BL00 | Installation | 3BL | INSTALLATION BLOC | 3BL29G | BLOC OTHERS | 3BL29G37F | 70 INT. ROT. | 3BL29G37F601 | RT AC SURF-MOUNT ROT
GW70414NP | INT.ROT. HP SUPERF.AIS. 40A 3P+N MANDO | 74 | 1 | 1 | 16 | NR | 8011564751255 | 85363030 | 3BL00 | Installation | 3BL | INSTALLATION BLOC | 3BL29G | BLOC OTHERS | 3BL29G37F | 70 INT. ROT. | 3BL29G37F601 | RT AC SURF-MOUNT ROT
GW70414P | INT.ROT. HP SUPERF.AIS. 40A 3P MANDO | 73.5 | 1 | 1 | 16 | NR | 8011564751248 | 85363030 | 3BL00 | Installation | 3BL | INSTALLATION BLOC | 3BL29G | BLOC OTHERS | 3BL29G37F | 70 INT. ROT. | 3BL29G37F601 | RT AC SURF-MOUNT ROT
GW70415P | INT.ROT. HP SUPERF.AIS. 40A 4P MANDO | 81 | 1 | 1 | 16 | NR | 8011564751262 | 85363030 | 3BL00 | Installation | 3BL | INSTALLATION BLOC | 3BL29G | BLOC OTHERS | 3BL29G37F | 70 INT. ROT. | 3BL29G37F601 | RT AC SURF-MOUNT ROT
GW70416P | INT.ROT. HP SUPERF.AIS. 25A 2P MANDO | 60.5 | 1 | 1 | 16 | NR | 8011564751132 | 85363030 | 3BL00 | Installation | 3BL | INSTALLATION BLOC | 3BL29G | BLOC OTHERS | 3BL29G37F | 70 INT. ROT. | 3BL29G37F601 | RT AC SURF-MOUNT ROT
GW70417NP | INT.ROT. HP SUPERF.AIS. 25A 3P+N MANDO | 65.5 | 1 | 1 | 16 | NR | 8011564751156 | 85363030 | 3BL00 | Installation | 3BL | INSTALLATION BLOC | 3BL29G | BLOC OTHERS | 3BL29G37F | 70 INT. ROT. | 3BL29G37F601 | RT AC SURF-MOUNT ROT
GW70417P | INT.ROT. HP SUPERF.AIS. 25A 3P MANDO | 65 | 1 | 1 | 16 | NR | 8011564751149 | 85363030 | 3BL00 | Installation | 3BL | INSTALLATION BLOC | 3BL29G | BLOC OTHERS | 3BL29G37F | 70 INT. ROT. | 3BL29G37F601 | RT AC SURF-MOUNT ROT
GW70418P | INT.ROT. HP SUPERF.AIS. 25A 4P MANDO | 70 | 1 | 1 | 16 | NR | 8011564751163 | 85363030 | 3BL00 | Installation | 3BL | INSTALLATION BLOC | 3BL29G | BLOC OTHERS | 3BL29G37F | 70 INT. ROT. | 3BL29G37F601 | RT AC SURF-MOUNT ROT
GW70419NP | INT.ROT. HP SUPERF.AIS. 80A 3P+N MANDO | 142 | 1 | 1 | 6 | NR | 8011564751590 | 85363030 | 3BL00 | Installation | 3BL | INSTALLATION BLOC | 3BL29G | BLOC OTHERS | 3BL29G37F | 70 INT. ROT. | 3BL29G37F601 | RT AC SURF-MOUNT ROT
GW70419P | INT.ROT. HP SUPERF.AIS. 80A 3P MANDO | 142 | 1 | 1 | 6 | NR | 8011564751583 | 85363030 | 3BL00 | Installation | 3BL | INSTALLATION BLOC | 3BL29G | BLOC OTHERS | 3BL29G37F | 70 INT. ROT. | 3BL29G37F601 | RT AC SURF-MOUNT ROT
GW70420P | INT.ROT. HP SUPERF.AIS. 80A 4P MANDO | 165 | 1 | 1 | 6 | NR | 8011564751606 | 85363030 | 3BL00 | Installation | 3BL | INSTALLATION BLOC | 3BL29G | BLOC OTHERS | 3BL29G37F | 70 INT. ROT. | 3BL29G37F601 | RT AC SURF-MOUNT ROT
GW70421NP | INT.ROT. HP SUPERF.AIS. 100A 3P+N MANDO | 185 | 1 | 1 | 1 | NR | 8011564752009 | 85363030 | 3BL00 | Installation | 3BL | INSTALLATION BLOC | 3BL29G | BLOC OTHERS | 3BL29G37F | 70 INT. ROT. | 3BL29G37F601 | RT AC SURF-MOUNT ROT
GW70421P | INT.ROT. HP SUPERF.AIS. 100A 3P MANDO | 185 | 1 | 1 | 1 | NR | 8011564751996 | 85363030 | 3BL00 | Installation | 3BL | INSTALLATION BLOC | 3BL29G | BLOC OTHERS | 3BL29G37F | 70 INT. ROT. | 3BL29G37F601 | RT AC SURF-MOUNT ROT
GW70422P | INT.ROT. HP SUPERF.AIS. 100A 4P MANDO | 212 | 1 | 1 | 1 | NR | 8011564752078 | 85363030 | 3BL00 | Installation | 3BL | INSTALLATION BLOC | 3BL29G | BLOC OTHERS | 3BL29G37F | 70 INT. ROT. | 3BL29G37F601 | RT AC SURF-MOUNT ROT
GW70423NP | INT.ROT. HP SUPERF.AIS. 125A 3P+N MANDO | 303 | 1 | 1 | 1 | NR | 8011564752092 | 85363030 | 3BL00 | Installation | 3BL | INSTALLATION BLOC | 3BL29G | BLOC OTHERS | 3BL29G37F | 70 INT. ROT. | 3BL29G37F601 | RT AC SURF-MOUNT ROT
GW70423P | INT.ROT. HP SUPERF.AIS. 125A 3P MANDO | 301 | 1 | 1 | 1 | NR | 8011564752085 | 85363030 | 3BL00 | Installation | 3BL | INSTALLATION BLOC | 3BL29G | BLOC OTHERS | 3BL29G37F | 70 INT. ROT. | 3BL29G37F601 | RT AC SURF-MOUNT ROT
GW70424P | INT.ROT. HP SUPERF.AIS. 125A 4P MANDO | 360.5 | 1 | 1 | 1 | NR | 8011564752108 | 85363030 | 3BL00 | Installation | 3BL | INSTALLATION BLOC | 3BL29G | BLOC OTHERS | 3BL29G37F | 70 INT. ROT. | 3BL29G37F601 | RT AC SURF-MOUNT ROT
GW70425NP | INT.ROT. HP SUPERF.AIS. 160A 3P+N MANDO | 336.5 | 1 | 1 | 1 | NR | 8011564752139 | 85363090 | 3BL00 | Installation | 3BL | INSTALLATION BLOC | 3BL29G | BLOC OTHERS | 3BL29G37F | 70 INT. ROT. | 3BL29G37F601 | RT AC SURF-MOUNT ROT
GW70425P | INT.ROT. HP SUPERF.AIS. 160A 3P MANDO | 335.5 | 1 | 1 | 1 | NR | 8011564752122 | 85363090 | 3BL00 | Installation | 3BL | INSTALLATION BLOC | 3BL29G | BLOC OTHERS | 3BL29G37F | 70 INT. ROT. | 3BL29G37F601 | RT AC SURF-MOUNT ROT
GW70426P | INT.ROT. HP SUPERF.AIS. 160A 4P MANDO | 410 | 1 | 1 | 1 | NR | 8011564752146 | 85363090 | 3BL00 | Installation | 3BL | INSTALLATION BLOC | 3BL29G | BLOC OTHERS | 3BL29G37F | 70 INT. ROT. | 3BL29G37F601 | RT AC SURF-MOUNT ROT
GW70431P | INT.ROT. HP SUPERF.AIS. 16A 2P EMER. | 56.5 | 1 | 1 | 16 | NR | 8011564751279 | 85363030 | 3BL00 | Installation | 3BL | INSTALLATION BLOC | 3BL29G | BLOC OTHERS | 3BL29G37F | 70 INT. ROT. | 3BL29G37F601 | RT AC SURF-MOUNT ROT
GW70432NP | INT.ROT. HP SUPERF.AIS. 16A 3P+N EMER. | 62 | 1 | 1 | 16 | NR | 8011564751293 | 85363030 | 3BL00 | Installation | 3BL | INSTALLATION BLOC | 3BL29G | BLOC OTHERS | 3BL29G37F | 70 INT. ROT. | 3BL29G37F601 | RT AC SURF-MOUNT ROT
GW70432P | INT.ROT. HP SUPERF.AIS. 16A 3P EMER. | 62 | 1 | 1 | 16 | NR | 8011564751286 | 85363030 | 3BL00 | Installation | 3BL | INSTALLATION BLOC | 3BL29G | BLOC OTHERS | 3BL29G37F | 70 INT. ROT. | 3BL29G37F601 | RT AC SURF-MOUNT ROT
GW70433P | INT.ROT. HP SUPERF.AIS. 16A 4P EMER. | 65.5 | 1 | 1 | 16 | NR | 8011564751309 | 85363030 | 3BL00 | Installation | 3BL | INSTALLATION BLOC | 3BL29G | BLOC OTHERS | 3BL29G37F | 70 INT. ROT. | 3BL29G37F601 | RT AC SURF-MOUNT ROT
GW70434P | INT.ROT. HP SUPERF.AIS. 32A 2P EMER. | 62 | 1 | 1 | 16 | NR | 8011564751460 | 85363030 | 3BL00 | Installation | 3BL | INSTALLATION BLOC | 3BL29G | BLOC OTHERS | 3BL29G37F | 70 INT. ROT. | 3BL29G37F601 | RT AC SURF-MOUNT ROT
GW70435NP | INT.ROT. HP SUPERF.AIS. 32A 3P+N EMER. | 67 | 1 | 1 | 16 | NR | 8011564751484 | 85363030 | 3BL00 | Installation | 3BL | INSTALLATION BLOC | 3BL29G | BLOC OTHERS | 3BL29G37F | 70 INT. ROT. | 3BL29G37F601 | RT AC SURF-MOUNT ROT
GW70435P | INT.ROT. HP SUPERF.AIS. 32A 3P EMER. | 67 | 1 | 1 | 16 | NR | 8011564751477 | 85363030 | 3BL00 | Installation | 3BL | INSTALLATION BLOC | 3BL29G | BLOC OTHERS | 3BL29G37F | 70 INT. ROT. | 3BL29G37F601 | RT AC SURF-MOUNT ROT
GW70436P | INT.ROT. HP SUPERF.AIS. 32A 4P EMER. | 73.5 | 1 | 1 | 16 | NR | 8011564751491 | 85363030 | 3BL00 | Installation | 3BL | INSTALLATION BLOC | 3BL29G | BLOC OTHERS | 3BL29G37F | 70 INT. ROT. | 3BL29G37F601 | RT AC SURF-MOUNT ROT
GW70437NP | INT.ROT. HP SUPERF.AIS. 63A 3P+N EMER. | 114 | 1 | 1 | 6 | NR | 8011564751637 | 85363030 | 3BL00 | Installation | 3BL | INSTALLATION BLOC | 3BL29G | BLOC OTHERS | 3BL29G37F | 70 INT. ROT. | 3BL29G37F601 | RT AC SURF-MOUNT ROT
GW70437P | INT.ROT. HP SUPERF.AIS. 63A 3P EMER. | 114 | 1 | 1 | 6 | NR | 8011564751620 | 85363030 | 3BL00 | Installation | 3BL | INSTALLATION BLOC | 3BL29G | BLOC OTHERS | 3BL29G37F | 70 INT. ROT. | 3BL29G37F601 | RT AC SURF-MOUNT ROT
GW70438P | INT.ROT. HP SUPERF.AIS. 63A 4P EMER. | 127.5 | 1 | 1 | 6 | NR | 8011564751644 | 85363030 | 3BL00 | Installation | 3BL | INSTALLATION BLOC | 3BL29G | BLOC OTHERS | 3BL29G37F | 70 INT. ROT. | 3BL29G37F601 | RT AC SURF-MOUNT ROT
GW70441P | INT.ROT. HP SUPERF.AIS. 40A 2P EMER. | 67 | 1 | 1 | 16 | NR | 8011564751507 | 85363030 | 3BL00 | Installation | 3BL | INSTALLATION BLOC | 3BL29G | BLOC OTHERS | 3BL29G37F | 70 INT. ROT. | 3BL29G37F601 | RT AC SURF-MOUNT ROT
GW70442NP | INT.ROT. HP SUPERF.AIS. 40A 3P+N EMER. | 74 | 1 | 1 | 16 | NR | 8011564751538 | 85363030 | 3BL00 | Installation | 3BL | INSTALLATION BLOC | 3BL29G | BLOC OTHERS | 3BL29G37F | 70 INT. ROT. | 3BL29G37F601 | RT AC SURF-MOUNT ROT
GW70442P | INT.ROT. HP SUPERF.AIS. 40A 3P EMER. | 73.5 | 1 | 1 | 16 | NR | 8011564751521 | 85363030 | 3BL00 | Installation | 3BL | INSTALLATION BLOC | 3BL29G | BLOC OTHERS | 3BL29G37F | 70 INT. ROT. | 3BL29G37F601 | RT AC SURF-MOUNT ROT
GW70443P | INT.ROT. HP SUPERF.AIS. 40A 4P EMER. | 81 | 1 | 1 | 16 | NR | 8011564751545 | 85363030 | 3BL00 | Installation | 3BL | INSTALLATION BLOC | 3BL29G | BLOC OTHERS | 3BL29G37F | 70 INT. ROT. | 3BL29G37F601 | RT AC SURF-MOUNT ROT
GW70451 | INTERR. ROT IP65 2P 16A M.NEG ATEX | 231 | 1 | 1 | 1 | NR | 8011564284517 | 85363030 | 3BL00 | Installation | 3BL | INSTALLATION BLOC | 3BL29G | BLOC OTHERS | 3BL29G37F | 70 INT. ROT. | 3BL29G37F601 | RT AC SURF-MOUNT ROT
GW70452 | INTERR. ROT IP65 3P 16A M.NEG ATEX | 253 | 1 | 1 | 1 | NR | 8011564284524 | 85363030 | 3BL00 | Installation | 3BL | INSTALLATION BLOC | 3BL29G | BLOC OTHERS | 3BL29G37F | 70 INT. ROT. | 3BL29G37F601 | RT AC SURF-MOUNT ROT
GW70453 | INTERR. ROT IP65 4P 16A M.NEG ATEX | 272 | 1 | 1 | 1 | NR | 8011564284531 | 85363030 | 3BL00 | Installation | 3BL | INSTALLATION BLOC | 3BL29G | BLOC OTHERS | 3BL29G37F | 70 INT. ROT. | 3BL29G37F601 | RT AC SURF-MOUNT ROT
GW70454 | INTERR. ROT IP65 2P 32A M.NEG ATEX | 300 | 1 | 1 | 1 | NR | 8011564284548 | 85363030 | 3BL00 | Installation | 3BL | INSTALLATION BLOC | 3BL29G | BLOC OTHERS | 3BL29G37F | 70 INT. ROT. | 3BL29G37F601 | RT AC SURF-MOUNT ROT
GW70455 | INTERR. ROT IP65 3P 32A M.NEG ATEX | 272 | 1 | 1 | 1 | NR | 8011564284555 | 85363030 | 3BL00 | Installation | 3BL | INSTALLATION BLOC | 3BL29G | BLOC OTHERS | 3BL29G37F | 70 INT. ROT. | 3BL29G37F601 | RT AC SURF-MOUNT ROT
GW70456 | INTERR. ROT IP65 4P 32A M.NEG ATEX | 308.5 | 1 | 1 | 1 | NR | 8011564284562 | 85363030 | 3BL00 | Installation | 3BL | INSTALLATION BLOC | 3BL29G | BLOC OTHERS | 3BL29G37F | 70 INT. ROT. | 3BL29G37F601 | RT AC SURF-MOUNT ROT
GW70457 | INTERR. ROT IP65 3P 63A M.NEG ATEX | 451.5 | 1 | 1 | 1 | NR | 8011564284579 | 85363030 | 3BL00 | Installation | 3BL | INSTALLATION BLOC | 3BL29G | BLOC OTHERS | 3BL29G37F | 70 INT. ROT. | 3BL29G37F601 | RT AC SURF-MOUNT ROT
GW70458 | INTERR. ROT IP65 4P 63A M.NEG ATEX | 504 | 1 | 1 | 1 | NR | 8011564284586 | 85363030 | 3BL00 | Installation | 3BL | INSTALLATION BLOC | 3BL29G | BLOC OTHERS | 3BL29G37F | 70 INT. ROT. | 3BL29G37F601 | RT AC SURF-MOUNT ROT
GW70459 | INTERR. ROT IP65 3P 100A M.NEG ATEX | 743.5 | 1 | 1 | 1 | NR | 8011564284593 | 85363030 | 3BL00 | Installation | 3BL | INSTALLATION BLOC | 3BL29G | BLOC OTHERS | 3BL29G37F | 70 INT. ROT. | 3BL29G37F601 | RT AC SURF-MOUNT ROT
GW70460 | INTERR. ROT IP65 4P 100A M.NEG ATEX | 775.5 | 1 | 1 | 1 | NR | 8011564284609 | 85363030 | 3BL00 | Installation | 3BL | INSTALLATION BLOC | 3BL29G | BLOC OTHERS | 3BL29G37F | 70 INT. ROT. | 3BL29G37F601 | RT AC SURF-MOUNT ROT
GW70471 | INTERR. ROT IP65 2P 16A M.ROJ. ATEX | 231 | 1 | 1 | 1 | NR | 8011564284647 | 85363030 | 3BL00 | Installation | 3BL | INSTALLATION BLOC | 3BL29G | BLOC OTHERS | 3BL29G37F | 70 INT. ROT. | 3BL29G37F601 | RT AC SURF-MOUNT ROT
GW70472 | INTERR. ROT IP65 3P 16A M.ROJ. ATEX | 253 | 1 | 1 | 1 | NR | 8011564284654 | 85363030 | 3BL00 | Installation | 3BL | INSTALLATION BLOC | 3BL29G | BLOC OTHERS | 3BL29G37F | 70 INT. ROT. | 3BL29G37F601 | RT AC SURF-MOUNT ROT
GW70473 | INTERR. ROT IP65 4P 16A M.ROJ. ATEX | 272 | 1 | 1 | 1 | NR | 8011564284661 | 85363030 | 3BL00 | Installation | 3BL | INSTALLATION BLOC | 3BL29G | BLOC OTHERS | 3BL29G37F | 70 INT. ROT. | 3BL29G37F601 | RT AC SURF-MOUNT ROT
GW70474 | INTERR. ROT IP65 2P 32A M.ROJ. ATEX | 300 | 1 | 1 | 1 | NR | 8011564284678 | 85363030 | 3BL00 | Installation | 3BL | INSTALLATION BLOC | 3BL29G | BLOC OTHERS | 3BL29G37F | 70 INT. ROT. | 3BL29G37F601 | RT AC SURF-MOUNT ROT
GW70475 | INTERR. ROT IP65 3P 32A M.ROJ. ATEX | 272 | 1 | 1 | 1 | NR | 8011564284685 | 85363030 | 3BL00 | Installation | 3BL | INSTALLATION BLOC | 3BL29G | BLOC OTHERS | 3BL29G37F | 70 INT. ROT. | 3BL29G37F601 | RT AC SURF-MOUNT ROT
GW70476 | INTERR. ROT IP65 4P 32A M.ROJ. ATEX | 308.5 | 1 | 1 | 1 | NR | 8011564284692 | 85363030 | 3BL00 | Installation | 3BL | INSTALLATION BLOC | 3BL29G | BLOC OTHERS | 3BL29G37F | 70 INT. ROT. | 3BL29G37F601 | RT AC SURF-MOUNT ROT
GW70477 | INTERR. ROT IP65 3P 63A M.ROJ. ATEX | 451.5 | 1 | 1 | 1 | NR | 8011564284708 | 85363030 | 3BL00 | Installation | 3BL | INSTALLATION BLOC | 3BL29G | BLOC OTHERS | 3BL29G37F | 70 INT. ROT. | 3BL29G37F601 | RT AC SURF-MOUNT ROT
GW70478 | INTERR. ROT IP65 4P 63A M.ROJ. ATEX | 504 | 1 | 1 | 1 | NR | 8011564284715 | 85363030 | 3BL00 | Installation | 3BL | INSTALLATION BLOC | 3BL29G | BLOC OTHERS | 3BL29G37F | 70 INT. ROT. | 3BL29G37F601 | RT AC SURF-MOUNT ROT
GW70479 | INTERR. ROT IP65 3P 100A M.ROJ. ATEX | 743.5 | 1 | 1 | 1 | NR | 8011564284722 | 85363030 | 3BL00 | Installation | 3BL | INSTALLATION BLOC | 3BL29G | BLOC OTHERS | 3BL29G37F | 70 INT. ROT. | 3BL29G37F601 | RT AC SURF-MOUNT ROT
GW70480 | INTERR. ROT IP65 4P 100A M.ROJ. ATEX | 775.5 | 1 | 1 | 1 | NR | 8011564284739 | 85363030 | 3BL00 | Installation | 3BL | INSTALLATION BLOC | 3BL29G | BLOC OTHERS | 3BL29G37F | 70 INT. ROT. | 3BL29G37F601 | RT AC SURF-MOUNT ROT
GW70486P | INT.ROT. HP SUPERF.AIS. 25A 2P EMER. | 60.5 | 1 | 1 | 16 | NR | 8011564751392 | 85363030 | 3BL00 | Installation | 3BL | INSTALLATION BLOC | 3BL29G | BLOC OTHERS | 3BL29G37F | 70 INT. ROT. | 3BL29G37F601 | RT AC SURF-MOUNT ROT
GW70487NP | INT.ROT. HP SUPERF.AIS. 25A 3P+N EMER. | 65.5 | 1 | 1 | 16 | NR | 8011564751446 | 85363030 | 3BL00 | Installation | 3BL | INSTALLATION BLOC | 3BL29G | BLOC OTHERS | 3BL29G37F | 70 INT. ROT. | 3BL29G37F601 | RT AC SURF-MOUNT ROT
GW70487P | INT.ROT. HP SUPERF.AIS. 25A 3P EMER. | 65 | 1 | 1 | 16 | NR | 8011564751408 | 85363030 | 3BL00 | Installation | 3BL | INSTALLATION BLOC | 3BL29G | BLOC OTHERS | 3BL29G37F | 70 INT. ROT. | 3BL29G37F601 | RT AC SURF-MOUNT ROT
GW70488P | INT.ROT. HP SUPERF.AIS. 25A 4P EMER. | 70 | 1 | 1 | 16 | NR | 8011564751453 | 85363030 | 3BL00 | Installation | 3BL | INSTALLATION BLOC | 3BL29G | BLOC OTHERS | 3BL29G37F | 70 INT. ROT. | 3BL29G37F601 | RT AC SURF-MOUNT ROT
GW70489NP | INT.ROT. HP SUPERF.AIS. 80A 3P+N EMER. | 142 | 1 | 1 | 6 | NR | 8011564751668 | 85363030 | 3BL00 | Installation | 3BL | INSTALLATION BLOC | 3BL29G | BLOC OTHERS | 3BL29G37F | 70 INT. ROT. | 3BL29G37F601 | RT AC SURF-MOUNT ROT
GW70489P | INT.ROT. HP SUPERF.AIS. 80A 3P EMER. | 142 | 1 | 1 | 6 | NR | 8011564751651 | 85363030 | 3BL00 | Installation | 3BL | INSTALLATION BLOC | 3BL29G | BLOC OTHERS | 3BL29G37F | 70 INT. ROT. | 3BL29G37F601 | RT AC SURF-MOUNT ROT
GW70490P | INT.ROT. HP SUPERF.AIS. 80A 4P EMER. | 165 | 1 | 1 | 6 | NR | 8011564751675 | 85363030 | 3BL00 | Installation | 3BL | INSTALLATION BLOC | 3BL29G | BLOC OTHERS | 3BL29G37F | 70 INT. ROT. | 3BL29G37F601 | RT AC SURF-MOUNT ROT
GW70491NP | INT.ROT. HP SUPERF.AIS. 100A 3P+N EMER. | 185 | 1 | 1 | 1 | NR | 8011564751750 | 85363030 | 3BL00 | Installation | 3BL | INSTALLATION BLOC | 3BL29G | BLOC OTHERS | 3BL29G37F | 70 INT. ROT. | 3BL29G37F601 | RT AC SURF-MOUNT ROT
GW70491P | INT.ROT. HP SUPERF.AIS. 100A 3P EMER. | 185 | 1 | 1 | 1 | NR | 8011564751712 | 85363030 | 3BL00 | Installation | 3BL | INSTALLATION BLOC | 3BL29G | BLOC OTHERS | 3BL29G37F | 70 INT. ROT. | 3BL29G37F601 | RT AC SURF-MOUNT ROT
GW70492P | INT.ROT. HP SUPERF.AIS. 100A 4P EMER. | 212 | 1 | 1 | 1 | NR | 8011564751767 | 85363030 | 3BL00 | Installation | 3BL | INSTALLATION BLOC | 3BL29G | BLOC OTHERS | 3BL29G37F | 70 INT. ROT. | 3BL29G37F601 | RT AC SURF-MOUNT ROT
GW70493NP | INT.ROT. HP SUPERF.AIS. 125A 3P+N EMER. | 303 | 1 | 1 | 1 | NR | 8011564751682 | 85363030 | 3BL00 | Installation | 3BL | INSTALLATION BLOC | 3BL29G | BLOC OTHERS | 3BL29G37F | 70 INT. ROT. | 3BL29G37F601 | RT AC SURF-MOUNT ROT
GW70493P | INT.ROT. HP SUPERF.AIS. 125A 3P EMER. | 301 | 1 | 1 | 1 | NR | 8011564751774 | 85363030 | 3BL00 | Installation | 3BL | INSTALLATION BLOC | 3BL29G | BLOC OTHERS | 3BL29G37F | 70 INT. ROT. | 3BL29G37F601 | RT AC SURF-MOUNT ROT
GW70494P | INT.ROT. HP SUPERF.AIS. 125A 4P EMER. | 360.5 | 1 | 1 | 1 | NR | 8011564751699 | 85363030 | 3BL00 | Installation | 3BL | INSTALLATION BLOC | 3BL29G | BLOC OTHERS | 3BL29G37F | 70 INT. ROT. | 3BL29G37F601 | RT AC SURF-MOUNT ROT
GW70495NP | INT.ROT. HP SUPERF.AIS. 160A 3P+N EMER. | 336.5 | 1 | 1 | 1 | NR | 8011564751897 | 85363090 | 3BL00 | Installation | 3BL | INSTALLATION BLOC | 3BL29G | BLOC OTHERS | 3BL29G37F | 70 INT. ROT. | 3BL29G37F601 | RT AC SURF-MOUNT ROT
GW70495P | INT.ROT. HP SUPERF.AIS. 160A 3P EMER. | 335.5 | 1 | 1 | 1 | NR | 8011564751705 | 85363090 | 3BL00 | Installation | 3BL | INSTALLATION BLOC | 3BL29G | BLOC OTHERS | 3BL29G37F | 70 INT. ROT. | 3BL29G37F601 | RT AC SURF-MOUNT ROT
GW70496P | INT.ROT. HP SUPERF.AIS. 160A 4P EMER. | 410 | 1 | 1 | 1 | NR | 8011564751903 | 85363090 | 3BL00 | Installation | 3BL | INSTALLATION BLOC | 3BL29G | BLOC OTHERS | 3BL29G37F | 70 INT. ROT. | 3BL29G37F601 | RT AC SURF-MOUNT ROT
GW70601P | INT.ROT. HP SUPERF.AIS. 16A 6P MANDO | 199.5 | 1 | 1 | 4 | NR | 8034035122583 | 85363030 | 3BL00 | Installation | 3BL | INSTALLATION BLOC | 3BL29G | BLOC OTHERS | 3BL29G37F | 70 INT. ROT. | 3BL29G37F601 | RT AC SURF-MOUNT ROT
GW70602P | INT.ROT. HP SUPERF.AIS. 25A 6P MANDO | 214.5 | 1 | 1 | 4 | NR | 8034035123009 | 85363030 | 3BL00 | Installation | 3BL | INSTALLATION BLOC | 3BL29G | BLOC OTHERS | 3BL29G37F | 70 INT. ROT. | 3BL29G37F601 | RT AC SURF-MOUNT ROT
GW70603P | INT.ROT. HP SUPERF.AIS. 32A 6P MANDO | 217.5 | 1 | 1 | 4 | NR | 8034035123023 | 85363030 | 3BL00 | Installation | 3BL | INSTALLATION BLOC | 3BL29G | BLOC OTHERS | 3BL29G37F | 70 INT. ROT. | 3BL29G37F601 | RT AC SURF-MOUNT ROT
GW70604P | INT.ROT. HP SUPERF.AIS. 40A 6P MANDO | 225 | 1 | 1 | 4 | NR | 8034035123047 | 85363030 | 3BL00 | Installation | 3BL | INSTALLATION BLOC | 3BL29G | BLOC OTHERS | 3BL29G37F | 70 INT. ROT. | 3BL29G37F601 | RT AC SURF-MOUNT ROT
GW70605P | INT.ROT. HP SUPERF.AIS. 63A 6P MANDO | 252 | 1 | 1 | 1 | NR | 8034035122460 | 85363030 | 3BL00 | Installation | 3BL | INSTALLATION BLOC | 3BL29G | BLOC OTHERS | 3BL29G37F | 70 INT. ROT. | 3BL29G37F601 | RT AC SURF-MOUNT ROT
GW70607P | INT.ROT. HP SUPERF.AIS. 100A 6P MANDO | 557 | 1 | 1 | 1 | NR | 8034035122477 | 85363030 | 3BL00 | Installation | 3BL | INSTALLATION BLOC | 3BL29G | BLOC OTHERS | 3BL29G37F | 70 INT. ROT. | 3BL29G37F601 | RT AC SURF-MOUNT ROT
GW70621P | INT.ROT. HP SUPERF.AIS. 16A 8P MANDO | 222.5 | 1 | 1 | 4 | NR | 8034035122590 | 85363030 | 3BL00 | Installation | 3BL | INSTALLATION BLOC | 3BL29G | BLOC OTHERS | 3BL29G37F | 70 INT. ROT. | 3BL29G37F601 | RT AC SURF-MOUNT ROT
GW70622P | INT.ROT. HP SUPERF.AIS. 25A 8P MANDO | 238.5 | 1 | 1 | 4 | NR | 8034035123016 | 85363030 | 3BL00 | Installation | 3BL | INSTALLATION BLOC | 3BL29G | BLOC OTHERS | 3BL29G37F | 70 INT. ROT. | 3BL29G37F601 | RT AC SURF-MOUNT ROT
GW70623P | INT.ROT. HP SUPERF.AIS. 32A 8P MANDO | 248 | 1 | 1 | 4 | NR | 8034035123030 | 85363030 | 3BL00 | Installation | 3BL | INSTALLATION BLOC | 3BL29G | BLOC OTHERS | 3BL29G37F | 70 INT. ROT. | 3BL29G37F601 | RT AC SURF-MOUNT ROT
GW70624P | INT.ROT. HP SUPERF.AIS. 40A 8P MANDO | 260.5 | 1 | 1 | 4 | NR | 8034035123054 | 85363030 | 3BL00 | Installation | 3BL | INSTALLATION BLOC | 3BL29G | BLOC OTHERS | 3BL29G37F | 70 INT. ROT. | 3BL29G37F601 | RT AC SURF-MOUNT ROT
GW70625P | INT.ROT. HP SUPERF.AIS. 63A 8P MANDO | 295 | 1 | 1 | 1 | NR | 8034035122484 | 85363030 | 3BL00 | Installation | 3BL | INSTALLATION BLOC | 3BL29G | BLOC OTHERS | 3BL29G37F | 70 INT. ROT. | 3BL29G37F601 | RT AC SURF-MOUNT ROT
GW70627P | INT.ROT. HP SUPERF.AIS. 100A 8P MANDO | 625 | 1 | 1 | 1 | NR | 8034035122491 | 85363030 | 3BL00 | Installation | 3BL | INSTALLATION BLOC | 3BL29G | BLOC OTHERS | 3BL29G37F | 70 INT. ROT. | 3BL29G37F601 | RT AC SURF-MOUNT ROT
GW70641P | INT.ROT. HP SUPERF.AIS. 16A 6P EMER. | 199.5 | 1 | 1 | 4 | NR | 8034035123061 | 85363030 | 3BL00 | Installation | 3BL | INSTALLATION BLOC | 3BL29G | BLOC OTHERS | 3BL29G37F | 70 INT. ROT. | 3BL29G37F601 | RT AC SURF-MOUNT ROT
GW70642P | INT.ROT. HP SUPERF.AIS. 25A 6P EMER. | 214.5 | 1 | 1 | 4 | NR | 8034035123085 | 85363030 | 3BL00 | Installation | 3BL | INSTALLATION BLOC | 3BL29G | BLOC OTHERS | 3BL29G37F | 70 INT. ROT. | 3BL29G37F601 | RT AC SURF-MOUNT ROT
GW70643P | INT.ROT. HP SUPERF.AIS. 32A 6P EMER. | 217.5 | 1 | 1 | 4 | NR | 8034035123108 | 85363030 | 3BL00 | Installation | 3BL | INSTALLATION BLOC | 3BL29G | BLOC OTHERS | 3BL29G37F | 70 INT. ROT. | 3BL29G37F601 | RT AC SURF-MOUNT ROT
GW70644P | INT.ROT. HP SUPERF.AIS. 40A 6P EMER. | 225 | 1 | 1 | 4 | NR | 8034035123122 | 85363030 | 3BL00 | Installation | 3BL | INSTALLATION BLOC | 3BL29G | BLOC OTHERS | 3BL29G37F | 70 INT. ROT. | 3BL29G37F601 | RT AC SURF-MOUNT ROT
GW70645P | INT.ROT. HP SUPERF.AIS. 63A 6P EMER. | 252 | 1 | 1 | 1 | NR | 8034035122606 | 85363030 | 3BL00 | Installation | 3BL | INSTALLATION BLOC | 3BL29G | BLOC OTHERS | 3BL29G37F | 70 INT. ROT. | 3BL29G37F601 | RT AC SURF-MOUNT ROT
GW70647P | INT.ROT. HP SUPERF.AIS. 100A 6P EMER. | 557 | 1 | 1 | 1 | NR | 8034035122613 | 85363030 | 3BL00 | Installation | 3BL | INSTALLATION BLOC | 3BL29G | BLOC OTHERS | 3BL29G37F | 70 INT. ROT. | 3BL29G37F601 | RT AC SURF-MOUNT ROT
GW70661P | INT.ROT. HP SUPERF.AIS. 16A 8P EMER. | 222.5 | 1 | 1 | 4 | NR | 8034035123078 | 85363030 | 3BL00 | Installation | 3BL | INSTALLATION BLOC | 3BL29G | BLOC OTHERS | 3BL29G37F | 70 INT. ROT. | 3BL29G37F601 | RT AC SURF-MOUNT ROT
GW70662P | INT.ROT. HP SUPERF.AIS. 25A 8P EMER. | 238.5 | 1 | 1 | 4 | NR | 8034035123092 | 85363030 | 3BL00 | Installation | 3BL | INSTALLATION BLOC | 3BL29G | BLOC OTHERS | 3BL29G37F | 70 INT. ROT. | 3BL29G37F601 | RT AC SURF-MOUNT ROT
GW70663P | INT.ROT. HP SUPERF.AIS. 32A 8P EMER. | 248 | 1 | 1 | 4 | NR | 8034035123115 | 85363030 | 3BL00 | Installation | 3BL | INSTALLATION BLOC | 3BL29G | BLOC OTHERS | 3BL29G37F | 70 INT. ROT. | 3BL29G37F601 | RT AC SURF-MOUNT ROT
GW70664P | INT.ROT. HP SUPERF.AIS. 40A 8P EMER. | 260.5 | 1 | 1 | 4 | NR | 8034035123139 | 85363030 | 3BL00 | Installation | 3BL | INSTALLATION BLOC | 3BL29G | BLOC OTHERS | 3BL29G37F | 70 INT. ROT. | 3BL29G37F601 | RT AC SURF-MOUNT ROT
GW70665P | INT.ROT. HP SUPERF.AIS. 63A 8P EMER. | 295 | 1 | 1 | 1 | NR | 8034035122620 | 85363030 | 3BL00 | Installation | 3BL | INSTALLATION BLOC | 3BL29G | BLOC OTHERS | 3BL29G37F | 70 INT. ROT. | 3BL29G37F601 | RT AC SURF-MOUNT ROT
GW70667P | INT.ROT. HP SUPERF.AIS. 100A 8P EMER. | 625 | 1 | 1 | 1 | NR | 8034035122637 | 85363030 | 3BL00 | Installation | 3BL | INSTALLATION BLOC | 3BL29G | BLOC OTHERS | 3BL29G37F | 70 INT. ROT. | 3BL29G37F601 | RT AC SURF-MOUNT ROT
GW70801M | INT.ROT. HP SUPERF.METAL 16A 6P MANDO | 463 | 1 | 1 | 1 | NR | 8034035165467 | 85363030 | 3BL00 | Installation | 3BL | INSTALLATION BLOC | 3BL29G | BLOC OTHERS | 3BL29G37F | 70 INT. ROT. | 3BL29G37F601 | RT AC SURF-MOUNT ROT
GW70802M | INT.ROT. HP SUPERF.METAL 25A 6P MANDO | 497.5 | 1 | 1 | 1 | NR | 8034035165481 | 85363030 | 3BL00 | Installation | 3BL | INSTALLATION BLOC | 3BL29G | BLOC OTHERS | 3BL29G37F | 70 INT. ROT. | 3BL29G37F601 | RT AC SURF-MOUNT ROT
GW70803M | INT.ROT. HP SUPERF.METAL 32A 6P MANDO | 502 | 1 | 1 | 1 | NR | 8034035165504 | 85363030 | 3BL00 | Installation | 3BL | INSTALLATION BLOC | 3BL29G | BLOC OTHERS | 3BL29G37F | 70 INT. ROT. | 3BL29G37F601 | RT AC SURF-MOUNT ROT
GW70804M | INT.ROT. HP SUPERF.METAL 40A 6P MANDO | 508 | 1 | 1 | 1 | NR | 8034035165528 | 85363030 | 3BL00 | Installation | 3BL | INSTALLATION BLOC | 3BL29G | BLOC OTHERS | 3BL29G37F | 70 INT. ROT. | 3BL29G37F601 | RT AC SURF-MOUNT ROT
GW70805M | INT.ROT. HP SUPERF.METAL 63A 6P MANDO | 532 | 1 | 1 | 1 | NR | 8034035164996 | 85363030 | 3BL00 | Installation | 3BL | INSTALLATION BLOC | 3BL29G | BLOC OTHERS | 3BL29G37F | 70 INT. ROT. | 3BL29G37F601 | RT AC SURF-MOUNT ROT
GW70807M | INT.ROT. HP SUPERF.METAL 100A 6P MANDO | 905.5 | 1 | 1 | 1 | NR | 8034035165740 | 85363030 | 3BL00 | Installation | 3BL | INSTALLATION BLOC | 3BL29G | BLOC OTHERS | 3BL29G37F | 70 INT. ROT. | 3BL29G37F601 | RT AC SURF-MOUNT ROT
GW70821M | INT.ROT. HP SUPERF.METAL 16A 8P MANDO | 480 | 1 | 1 | 1 | NR | 8034035165474 | 85363030 | 3BL00 | Installation | 3BL | INSTALLATION BLOC | 3BL29G | BLOC OTHERS | 3BL29G37F | 70 INT. ROT. | 3BL29G37F601 | RT AC SURF-MOUNT ROT
GW70822M | INT.ROT. HP SUPERF.METAL 25A 8P MANDO | 505 | 1 | 1 | 1 | NR | 8034035165498 | 85363030 | 3BL00 | Installation | 3BL | INSTALLATION BLOC | 3BL29G | BLOC OTHERS | 3BL29G37F | 70 INT. ROT. | 3BL29G37F601 | RT AC SURF-MOUNT ROT
GW70823M | INT.ROT. HP SUPERF.METAL 32A 8P MANDO | 515.5 | 1 | 1 | 1 | NR | 8034035165511 | 85363030 | 3BL00 | Installation | 3BL | INSTALLATION BLOC | 3BL29G | BLOC OTHERS | 3BL29G37F | 70 INT. ROT. | 3BL29G37F601 | RT AC SURF-MOUNT ROT
GW70824M | INT.ROT. HP SUPERF.METAL 40A 8P MANDO | 538.5 | 1 | 1 | 1 | NR | 8034035165535 | 85363030 | 3BL00 | Installation | 3BL | INSTALLATION BLOC | 3BL29G | BLOC OTHERS | 3BL29G37F | 70 INT. ROT. | 3BL29G37F601 | RT AC SURF-MOUNT ROT
GW70825M | INT.ROT. HP SUPERF.METAL 63A 8P MANDO | 804 | 1 | 1 | 1 | NR | 8034035165702 | 85363030 | 3BL00 | Installation | 3BL | INSTALLATION BLOC | 3BL29G | BLOC OTHERS | 3BL29G37F | 70 INT. ROT. | 3BL29G37F601 | RT AC SURF-MOUNT ROT
GW70827M | INT.ROT. HP SUPERF.METAL 100A 8P MANDO | 1087.5 | 1 | 1 | 1 | NR | 8034035165757 | 85363030 | 3BL00 | Installation | 3BL | INSTALLATION BLOC | 3BL29G | BLOC OTHERS | 3BL29G37F | 70 INT. ROT. | 3BL29G37F601 | RT AC SURF-MOUNT ROT
GW70841M | INT.ROT. HP SUPERF.METAL 16A 6P EMER. | 463 | 1 | 1 | 1 | NR | 8034035165542 | 85363030 | 3BL00 | Installation | 3BL | INSTALLATION BLOC | 3BL29G | BLOC OTHERS | 3BL29G37F | 70 INT. ROT. | 3BL29G37F601 | RT AC SURF-MOUNT ROT
GW70842M | INT.ROT. HP SUPERF.METAL 25A 6P EMER. | 497.5 | 1 | 1 | 1 | NR | 8034035165566 | 85363030 | 3BL00 | Installation | 3BL | INSTALLATION BLOC | 3BL29G | BLOC OTHERS | 3BL29G37F | 70 INT. ROT. | 3BL29G37F601 | RT AC SURF-MOUNT ROT
GW70843M | INT.ROT. HP SUPERF.METAL 32A 6P EMER. | 502 | 1 | 1 | 1 | NR | 8034035165580 | 85363030 | 3BL00 | Installation | 3BL | INSTALLATION BLOC | 3BL29G | BLOC OTHERS | 3BL29G37F | 70 INT. ROT. | 3BL29G37F601 | RT AC SURF-MOUNT ROT
GW70844M | INT.ROT. HP SUPERF.METAL 40A 6P EMER. | 508 | 1 | 1 | 1 | NR | 8034035165603 | 85363030 | 3BL00 | Installation | 3BL | INSTALLATION BLOC | 3BL29G | BLOC OTHERS | 3BL29G37F | 70 INT. ROT. | 3BL29G37F601 | RT AC SURF-MOUNT ROT
GW70845M | INT.ROT. HP SUPERF.METAL 63A 6P EMER. | 532 | 1 | 1 | 1 | NR | 8034035165825 | 85363030 | 3BL00 | Installation | 3BL | INSTALLATION BLOC | 3BL29G | BLOC OTHERS | 3BL29G37F | 70 INT. ROT. | 3BL29G37F601 | RT AC SURF-MOUNT ROT
GW70847M | INT.ROT. HP SUPERF.METAL 100A 6P EMER. | 905.5 | 1 | 1 | 1 | NR | 8034035165870 | 85363030 | 3BL00 | Installation | 3BL | INSTALLATION BLOC | 3BL29G | BLOC OTHERS | 3BL29G37F | 70 INT. ROT. | 3BL29G37F601 | RT AC SURF-MOUNT ROT
GW70861M | INT.ROT. HP SUPERF.METAL 16A 8P EMER. | 480 | 1 | 1 | 1 | NR | 8034035165559 | 85363030 | 3BL00 | Installation | 3BL | INSTALLATION BLOC | 3BL29G | BLOC OTHERS | 3BL29G37F | 70 INT. ROT. | 3BL29G37F601 | RT AC SURF-MOUNT ROT
GW70862M | INT.ROT. HP SUPERF.METAL 25A 8P EMER. | 505 | 1 | 1 | 1 | NR | 8034035165573 | 85363030 | 3BL00 | Installation | 3BL | INSTALLATION BLOC | 3BL29G | BLOC OTHERS | 3BL29G37F | 70 INT. ROT. | 3BL29G37F601 | RT AC SURF-MOUNT ROT
GW70863M | INT.ROT. HP SUPERF.METAL 32A 8P EMER. | 515.5 | 1 | 1 | 1 | NR | 8034035165597 | 85363030 | 3BL00 | Installation | 3BL | INSTALLATION BLOC | 3BL29G | BLOC OTHERS | 3BL29G37F | 70 INT. ROT. | 3BL29G37F601 | RT AC SURF-MOUNT ROT
GW70864M | INT.ROT. HP SUPERF.METAL 40A 8P EMER. | 538.5 | 1 | 1 | 1 | NR | 8034035165610 | 85363030 | 3BL00 | Installation | 3BL | INSTALLATION BLOC | 3BL29G | BLOC OTHERS | 3BL29G37F | 70 INT. ROT. | 3BL29G37F601 | RT AC SURF-MOUNT ROT
GW70865M | INT.ROT. HP SUPERF.METAL 63A 8P EMER. | 804 | 1 | 1 | 1 | NR | 8034035165832 | 85363030 | 3BL00 | Installation | 3BL | INSTALLATION BLOC | 3BL29G | BLOC OTHERS | 3BL29G37F | 70 INT. ROT. | 3BL29G37F601 | RT AC SURF-MOUNT ROT
GW70867M | INT.ROT. HP SUPERF.METAL 100A 8P EMER. | 1087.5 | 1 | 1 | 1 | NR | 8034035165887 | 85363030 | 3BL00 | Installation | 3BL | INSTALLATION BLOC | 3BL29G | BLOC OTHERS | 3BL29G37F | 70 INT. ROT. | 3BL29G37F601 | RT AC SURF-MOUNT ROT
GW70901M | INT.ROT.HP SUPERF.METAL40A 2P HWC MANDO | 177 | 1 | 1 | 1 | NR | 8034035165627 | 85363030 | 3BL00 | Installation | 3BL | INSTALLATION BLOC | 3BL29G | BLOC OTHERS | 3BL29G37F | 70 INT. ROT. | 3BL29G37F601 | RT AC SURF-MOUNT ROT
GW70902M | INT.ROT.HP SUPERF.METAL40A 3P HWC MANDO | 186 | 1 | 1 | 1 | NR | 8034035165634 | 85363030 | 3BL00 | Installation | 3BL | INSTALLATION BLOC | 3BL29G | BLOC OTHERS | 3BL29G37F | 70 INT. ROT. | 3BL29G37F601 | RT AC SURF-MOUNT ROT
GW70902NM | INT.ROT.HP SUPERF.METAL40A 3P+N HWC CONT | 195.5 | 1 | 1 | 1 | NR | 8034035165641 | 85363030 | 3BL00 | Installation | 3BL | INSTALLATION BLOC | 3BL29G | BLOC OTHERS | 3BL29G37F | 70 INT. ROT. | 3BL29G37F601 | RT AC SURF-MOUNT ROT
GW70903M | INT.ROT.HP SUPERF.METAL40A 4P HWC MANDO | 203.5 | 1 | 1 | 1 | NR | 8034035165658 | 85363030 | 3BL00 | Installation | 3BL | INSTALLATION BLOC | 3BL29G | BLOC OTHERS | 3BL29G37F | 70 INT. ROT. | 3BL29G37F601 | RT AC SURF-MOUNT ROT
GW70931M | INT.ROT.HP SUPERF.METAL40A 2P HWC EMER. | 177 | 1 | 1 | 1 | NR | 8034035166167 | 85363030 | 3BL00 | Installation | 3BL | INSTALLATION BLOC | 3BL29G | BLOC OTHERS | 3BL29G37F | 70 INT. ROT. | 3BL29G37F601 | RT AC SURF-MOUNT ROT
GW70932M | INT.ROT.HP SUPERF.METAL40A 3P HWC EMER. | 186 | 1 | 1 | 1 | NR | 8034035166174 | 85363030 | 3BL00 | Installation | 3BL | INSTALLATION BLOC | 3BL29G | BLOC OTHERS | 3BL29G37F | 70 INT. ROT. | 3BL29G37F601 | RT AC SURF-MOUNT ROT
GW70932NM | INT.ROT.HP SUPERF.METAL40A 3P+N HWC EMER | 195.5 | 1 | 1 | 1 | NR | 8034035166181 | 85363030 | 3BL00 | Installation | 3BL | INSTALLATION BLOC | 3BL29G | BLOC OTHERS | 3BL29G37F | 70 INT. ROT. | 3BL29G37F601 | RT AC SURF-MOUNT ROT
GW70933M | INT.ROT.HP SUPERF.METAL40A 4P HWC EMER. | 203.5 | 1 | 1 | 1 | NR | 8034035166198 | 85363030 | 3BL00 | Installation | 3BL | INSTALLATION BLOC | 3BL29G | BLOC OTHERS | 3BL29G37F | 70 INT. ROT. | 3BL29G37F601 | RT AC SURF-MOUNT ROT
GW72001 | FUSIBLE ND E14 2A | 2.06 | 1 | 10 | 100 | NR | 8011564031944 | 85361010 | 3BL00 | Installation | 3BL | INSTALLATION BLOC | 3BL24G | IEC.309 CLAVIJ/BASES | 3BL24G29F | BASES INTERBLOQ. | 3BL24G29F679 | FUSES
GW72003 | FUSIBLE ND D01 E14 6A | 2.06 | 1 | 10 | 100 | NR | 8011564031968 | 85361010 | 3BL00 | Installation | 3BL | INSTALLATION BLOC | 3BL24G | IEC.309 CLAVIJ/BASES | 3BL24G29F | BASES INTERBLOQ. | 3BL24G29F679 | FUSES
GW72005 | FUSIBLE ND D01 E14 16A | 2.06 | 1 | 10 | 100 | NR | 8011564031982 | 85361050 | 3BL00 | Installation | 3BL | INSTALLATION BLOC | 3BL24G | IEC.309 CLAVIJ/BASES | 3BL24G29F | BASES INTERBLOQ. | 3BL24G29F679 | FUSES
GW72013 | FUSIBLE ND E18 35A | 2.42 | 1 | 10 | 100 | NR | 8011564032019 | 85361050 | 3BL00 | Installation | 3BL | INSTALLATION BLOC | 3BL24G | IEC.309 CLAVIJ/BASES | 3BL24G29F | BASES INTERBLOQ. | 3BL24G29F679 | FUSES
GW72015 | FUSIBLE ND E18 63A | 3.3 | 1 | 10 | 100 | NR | 8011564032033 | 85361050 | 3BL00 | Installation | 3BL | INSTALLATION BLOC | 3BL24G | IEC.309 CLAVIJ/BASES | 3BL24G29F | BASES INTERBLOQ. | 3BL24G29F679 | FUSES
GW72021 | FUSIBLE DD E16 2A RETARD. | 2.06 | 1 | 10 | 50 | NR | 8011564032040 | 85361010 | 3BL00 | Installation | 3BL | INSTALLATION BLOC | 3BL24G | IEC.309 CLAVIJ/BASES | 3BL24G29F | BASES INTERBLOQ. | 3BL24G29F679 | FUSES
GW72023 | FUSIBLE DD DI E16 RETARD. 6A | 2.06 | 1 | 10 | 50 | NR | 8011564032064 | 85361010 | 3BL00 | Installation | 3BL | INSTALLATION BLOC | 3BL24G | IEC.309 CLAVIJ/BASES | 3BL24G29F | BASES INTERBLOQ. | 3BL24G29F679 | FUSES
GW72065 | FUSIBLE DD DII E27 RAP. 16A | 2.06 | 1 | 5 | 20 | NR | 8011564032330 | 85361050 | 3BL00 | Installation | 3BL | INSTALLATION BLOC | 3BL24G | IEC.309 CLAVIJ/BASES | 3BL24G29F | BASES INTERBLOQ. | 3BL24G29F679 | FUSES
GW72092 | FUSIBLE DD E33 35A RAP. | 2.42 | 1 | 5 | 20 | NR | 8011564032446 | 85361050 | 3BL00 | Installation | 3BL | INSTALLATION BLOC | 3BL24G | IEC.309 CLAVIJ/BASES | 3BL24G29F | BASES INTERBLOQ. | 3BL24G29F679 | FUSES
GW72095 | FUSIBLE DD E33 63A RAP. | 3.24 | 1 | 5 | 20 | NR | 8011564032477 | 85361050 | 3BL00 | Installation | 3BL | INSTALLATION BLOC | 3BL24G | IEC.309 CLAVIJ/BASES | 3BL24G29F | BASES INTERBLOQ. | 3BL24G29F679 | FUSES
GW72101 | FUSIBLE gG RETARD. 10,3X38 16A | 1.84 | 1 | 10 | 100 | NR | 8011564032507 | 85361050 | 2DN04 | Energy | 2DN | ENERGY | 2DN13G | DIN RAIL MODULAR DEV | 2DN13G21F | ACC. MODULARES | 2DN13G21F345 | FUSE-HOLDERS/ FUSES
GW72103 | FUSIBLE gG RETARD. 22X58 63A | 5.25 | 1 | 10 | 30 | NR | 8011564032521 | 85361050 | 2DN04 | Energy | 2DN | ENERGY | 2DN13G | DIN RAIL MODULAR DEV | 2DN13G21F | ACC. MODULARES | 2DN13G21F345 | FUSE-HOLDERS/ FUSES
GW72104 | FUSIBLE gG RETARD. 10,3X38 2A | 1.84 | 1 | 10 | 100 | NR | 8011564062801 | 85361010 | 2DN04 | Energy | 2DN | ENERGY | 2DN13G | DIN RAIL MODULAR DEV | 2DN13G21F | ACC. MODULARES | 2DN13G21F345 | FUSE-HOLDERS/ FUSES
GW72105 | FUSIBLE gG RETARD. 10.3X38 6A | 1.84 | 1 | 10 | 100 | NR | 8011564062818 | 85361010 | 2DN04 | Energy | 2DN | ENERGY | 2DN13G | DIN RAIL MODULAR DEV | 2DN13G21F | ACC. MODULARES | 2DN13G21F345 | FUSE-HOLDERS/ FUSES
GW72107 | FUSIBLE GG 10,3X38 500V 10A | 1.79 | 1 | 10 | 100 | NR | 8011564062832 | 85361010 | 2DN04 | Energy | 2DN | ENERGY | 2DN13G | DIN RAIL MODULAR DEV | 2DN13G21F | ACC. MODULARES | 2DN13G21F345 | FUSE-HOLDERS/ FUSES
GW72108 | FUSIBLE GG 10,3X38 500V 20A | 1.79 | 1 | 10 | 100 | NR | 8011564062856 | 85361050 | 2DN04 | Energy | 2DN | ENERGY | 2DN13G | DIN RAIL MODULAR DEV | 2DN13G21F | ACC. MODULARES | 2DN13G21F345 | FUSE-HOLDERS/ FUSES
GW72109 | FUSIBLE GG 10,3X38 500V 25A | 1.79 | 1 | 10 | 100 | NR | 8011564062870 | 85361050 | 2DN04 | Energy | 2DN | ENERGY | 2DN13G | DIN RAIL MODULAR DEV | 2DN13G21F | ACC. MODULARES | 2DN13G21F345 | FUSE-HOLDERS/ FUSES
GW72110 | FUSIBLE gG 10,3X38 400V 32A | 1.84 | 1 | 10 | 100 | NR | 8011564062900 | 85361050 | 2DN04 | Energy | 2DN | ENERGY | 2DN13G | DIN RAIL MODULAR DEV | 2DN13G21F | ACC. MODULARES | 2DN13G21F345 | FUSE-HOLDERS/ FUSES
GW72111 | FUSIBLE GG 8,5X31,5 2A | 1.58 | 1 | 10 | 100 | NR | 8011564113473 | 85361010 | 2DN04 | Energy | 2DN | ENERGY | 2DN13G | DIN RAIL MODULAR DEV | 2DN13G21F | ACC. MODULARES | 2DN13G21F345 | FUSE-HOLDERS/ FUSES
GW72112 | FUSIBLE GG 8,5X31,5 4A | 1.58 | 1 | 10 | 100 | NR | 8011564113480 | 85361010 | 2DN04 | Energy | 2DN | ENERGY | 2DN13G | DIN RAIL MODULAR DEV | 2DN13G21F | ACC. MODULARES | 2DN13G21F345 | FUSE-HOLDERS/ FUSES
GW72113 | FUSIBLE GG 8,5X31,5 6A | 1.58 | 1 | 10 | 100 | NR | 8011564113497 | 85361010 | 2DN04 | Energy | 2DN | ENERGY | 2DN13G | DIN RAIL MODULAR DEV | 2DN13G21F | ACC. MODULARES | 2DN13G21F345 | FUSE-HOLDERS/ FUSES
GW72114 | FUSIBLE GG 8,5X31,5 10A | 1.58 | 1 | 10 | 100 | NR | 8011564113503 | 85361010 | 2DN04 | Energy | 2DN | ENERGY | 2DN13G | DIN RAIL MODULAR DEV | 2DN13G21F | ACC. MODULARES | 2DN13G21F345 | FUSE-HOLDERS/ FUSES
GW72115 | FUSIBLE GG 8,5X31,5 16A | 1.58 | 1 | 10 | 100 | NR | 8011564113510 | 85361050 | 2DN04 | Energy | 2DN | ENERGY | 2DN13G | DIN RAIL MODULAR DEV | 2DN13G21F | ACC. MODULARES | 2DN13G21F345 | FUSE-HOLDERS/ FUSES
GW72116 | FUSIBLE GG 8,5X31,5 20A | 1.58 | 1 | 10 | 100 | NR | 8011564113527 | 85361050 | 2DN04 | Energy | 2DN | ENERGY | 2DN13G | DIN RAIL MODULAR DEV | 2DN13G21F | ACC. MODULARES | 2DN13G21F345 | FUSE-HOLDERS/ FUSES
GW72117 | FUSIBLE GG 8,5X31,5 25A | 1.58 | 1 | 10 | 100 | NR | 8011564113534 | 85361050 | 2DN04 | Energy | 2DN | ENERGY | 2DN13G | DIN RAIL MODULAR DEV | 2DN13G21F | ACC. MODULARES | 2DN13G21F345 | FUSE-HOLDERS/ FUSES
GW72121 | FUSIBLE GG 14X51 25A | 2.7 | 1 | 10 | 100 | NR | 8011564113541 | 85361050 | 2DN04 | Energy | 2DN | ENERGY | 2DN13G | DIN RAIL MODULAR DEV | 2DN13G21F | ACC. MODULARES | 2DN13G21F345 | FUSE-HOLDERS/ FUSES
GW72122 | FUSIBLE GG 14X51 32A | 2.7 | 1 | 10 | 100 | NR | 8011564113558 | 85361050 | 2DN04 | Energy | 2DN | ENERGY | 2DN13G | DIN RAIL MODULAR DEV | 2DN13G21F | ACC. MODULARES | 2DN13G21F345 | FUSE-HOLDERS/ FUSES
GW72123 | FUSIBLE GG 14X51 40A | 2.7 | 1 | 10 | 100 | NR | 8011564113565 | 85361050 | 2DN04 | Energy | 2DN | ENERGY | 2DN13G | DIN RAIL MODULAR DEV | 2DN13G21F | ACC. MODULARES | 2DN13G21F345 | FUSE-HOLDERS/ FUSES
GW72124 | FUSIBLE GG 14X51 50A | 2.7 | 1 | 10 | 100 | NR | 8011564113572 | 85361050 | 2DN04 | Energy | 2DN | ENERGY | 2DN13G | DIN RAIL MODULAR DEV | 2DN13G21F | ACC. MODULARES | 2DN13G21F345 | FUSE-HOLDERS/ FUSES
GW72131 | FUSIBLE GPV 10,3X38 6A 1000V DC | 20.1 | 1 | 10 | 200 | NR | 8011564775268 | 85361010 | 2DN04 | Energy | 2DN | ENERGY | 2DN13G | DIN RAIL MODULAR DEV | 2DN13G21F | ACC. MODULARES | 2DN13G21F345 | FUSE-HOLDERS/ FUSES
GW72132 | FUSIBLE GPV 10,3X38 8A 1000V DC | 20.1 | 1 | 10 | 200 | NR | 8011564775275 | 85361010 | 2DN04 | Energy | 2DN | ENERGY | 2DN13G | DIN RAIL MODULAR DEV | 2DN13G21F | ACC. MODULARES | 2DN13G21F345 | FUSE-HOLDERS/ FUSES
GW72133 | FUSIBLE GPV 10,3X38 10A 1000V DC | 20.1 | 1 | 10 | 200 | NR | 8011564775282 | 85361010 | 2DN04 | Energy | 2DN | ENERGY | 2DN13G | DIN RAIL MODULAR DEV | 2DN13G21F | ACC. MODULARES | 2DN13G21F345 | FUSE-HOLDERS/ FUSES
GW72134 | FUSIBLE GPV 10,3X38 12A 1000V DC | 20.1 | 1 | 10 | 200 | NR | 8011564775299 | 85361050 | 2DN04 | Energy | 2DN | ENERGY | 2DN13G | DIN RAIL MODULAR DEV | 2DN13G21F | ACC. MODULARES | 2DN13G21F345 | FUSE-HOLDERS/ FUSES
GW72135 | FUSIBLE GPV 10,3X38 16A 1000V DC | 20.1 | 1 | 10 | 200 | NR | 8011564775305 | 85361050 | 2DN04 | Energy | 2DN | ENERGY | 2DN13G | DIN RAIL MODULAR DEV | 2DN13G21F | ACC. MODULARES | 2DN13G21F345 | FUSE-HOLDERS/ FUSES
GW72136 | FUSIBLE GPV 10,3X38 20A 1000V DC | 20.1 | 1 | 10 | 200 | NR | 8011564775411 | 85361050 | 2DN04 | Energy | 2DN | ENERGY | 2DN13G | DIN RAIL MODULAR DEV | 2DN13G21F | ACC. MODULARES | 2DN13G21F345 | FUSE-HOLDERS/ FUSES
GW74201 | CONTACTO N.A. | 10.85 | 1 | 10 | 60 | NR | 8011564065611 | 85389099 | 3BL00 | Installation | 3BL | INSTALLATION BLOC | 3BL29G | BLOC OTHERS | 3BL29G52F | PULSADORES | 3BL29G52F619 | *
GW74202 | CONTACTO N.C. | 10.85 | 1 | 10 | 60 | NR | 8011564065628 | 85389099 | 3BL00 | Installation | 3BL | INSTALLATION BLOC | 3BL29G | BLOC OTHERS | 3BL29G52F | PULSADORES | 3BL29G52F619 | *
GW74301 | PULSADOR C/PROT. N/LUM. VER. | 14.75 | 1 | 10 | 60 | NR | 8011564822719 | 85365080 | 3BL00 | Installation | 3BL | INSTALLATION BLOC | 3BL29G | BLOC OTHERS | 3BL29G52F | PULSADORES | 3BL29G52F613 | *
GW74302 | PULSADOR C/PROT. N/LUM. NEG. | 14.75 | 1 | 10 | 60 | NR | 8011564822726 | 85365080 | 3BL00 | Installation | 3BL | INSTALLATION BLOC | 3BL29G | BLOC OTHERS | 3BL29G52F | PULSADORES | 3BL29G52F613 | *
GW74303 | PULSADOR C/PROT. N/LUM. BLA. | 14.75 | 1 | 10 | 60 | NR | 8011564822733 | 85365080 | 3BL00 | Installation | 3BL | INSTALLATION BLOC | 3BL29G | BLOC OTHERS | 3BL29G52F | PULSADORES | 3BL29G52F613 | *
GW74304 | PULSADOR C/PROT. N/LUM. ROJO | 14.75 | 1 | 10 | 60 | NR | 8011564822740 | 85365080 | 3BL00 | Installation | 3BL | INSTALLATION BLOC | 3BL29G | BLOC OTHERS | 3BL29G52F | PULSADORES | 3BL29G52F613 | *
GW74305 | PULSADOR C/PROT. N/LUM. AZUL | 14.75 | 1 | 10 | 60 | NR | 8011564822757 | 85365080 | 3BL00 | Installation | 3BL | INSTALLATION BLOC | 3BL29G | BLOC OTHERS | 3BL29G52F | PULSADORES | 3BL29G52F613 | *
GW74306 | PULSADOR C/PROT. N/LUM. AMA. | 14.75 | 1 | 10 | 60 | NR | 8011564822764 | 85365080 | 3BL00 | Installation | 3BL | INSTALLATION BLOC | 3BL29G | BLOC OTHERS | 3BL29G52F | PULSADORES | 3BL29G52F613 | *
GW74311 | PULSADOR S/PROT. N/LUM. ROJO | 17.65 | 1 | 10 | 60 | NR | 8011564822801 | 85365080 | 3BL00 | Installation | 3BL | INSTALLATION BLOC | 3BL29G | BLOC OTHERS | 3BL29G52F | PULSADORES | 3BL29G52F613 | *
GW74312 | PULSADOR S/PROT. N/LUM. NEG. | 17.65 | 1 | 10 | 60 | NR | 8011564822788 | 85365080 | 3BL00 | Installation | 3BL | INSTALLATION BLOC | 3BL29G | BLOC OTHERS | 3BL29G52F | PULSADORES | 3BL29G52F613 | *
GW74313 | PULSADOR S/PROT. N/LUM. VER. | 17.65 | 1 | 10 | 60 | NR | 8011564822771 | 85365080 | 3BL00 | Installation | 3BL | INSTALLATION BLOC | 3BL29G | BLOC OTHERS | 3BL29G52F | PULSADORES | 3BL29G52F613 | *
GW74314 | PULSADOR S/PROT. N/LUM. BLA. | 17.65 | 1 | 10 | 60 | NR | 8011564822795 | 85365080 | 3BL00 | Installation | 3BL | INSTALLATION BLOC | 3BL29G | BLOC OTHERS | 3BL29G52F | PULSADORES | 3BL29G52F613 | *
GW74315 | PULSADOR S/PROT. N/LUM. AZUL | 17.65 | 1 | 10 | 60 | NR | 8011564822818 | 85365080 | 3BL00 | Installation | 3BL | INSTALLATION BLOC | 3BL29G | BLOC OTHERS | 3BL29G52F | PULSADORES | 3BL29G52F613 | *
GW74316 | PULSADOR S/PROT. N/LUM. AMA. | 17.65 | 1 | 10 | 60 | NR | 8011564822825 | 85365080 | 3BL00 | Installation | 3BL | INSTALLATION BLOC | 3BL29G | BLOC OTHERS | 3BL29G52F | PULSADORES | 3BL29G52F613 | *
GW74341 | PULSADOR C/PROT. LUMIN. VER. | 17.75 | 1 | 10 | 60 | NR | 8011564822832 | 85365080 | 3BL00 | Installation | 3BL | INSTALLATION BLOC | 3BL29G | BLOC OTHERS | 3BL29G52F | PULSADORES | 3BL29G52F613 | *
GW74342 | PULSADOR C/PROT. LUMIN. BLA. | 17.75 | 1 | 10 | 60 | NR | 8011564822849 | 85365080 | 3BL00 | Installation | 3BL | INSTALLATION BLOC | 3BL29G | BLOC OTHERS | 3BL29G52F | PULSADORES | 3BL29G52F613 | *
GW74343 | PULSADOR C/PROT. LUMIN. ROJO | 17.75 | 1 | 10 | 60 | NR | 8011564822856 | 85365080 | 3BL00 | Installation | 3BL | INSTALLATION BLOC | 3BL29G | BLOC OTHERS | 3BL29G52F | PULSADORES | 3BL29G52F613 | *
GW74344 | PULSADOR C/PROT. LUMIN. AZUL | 17.75 | 1 | 10 | 60 | NR | 8011564822863 | 85365080 | 3BL00 | Installation | 3BL | INSTALLATION BLOC | 3BL29G | BLOC OTHERS | 3BL29G52F | PULSADORES | 3BL29G52F613 | *
GW74345 | PULSADOR C/PROT. LUMIN. AMA. | 17.75 | 1 | 10 | 60 | NR | 8011564822870 | 85365080 | 3BL00 | Installation | 3BL | INSTALLATION BLOC | 3BL29G | BLOC OTHERS | 3BL29G52F | PULSADORES | 3BL29G52F613 | *
GW74361 | PULSADOR SETA D.40MM RETEN. N/LUM. | 35.65 | 1 | 10 | 60 | NR | 8011564822887 | 85365080 | 3BL00 | Installation | 3BL | INSTALLATION BLOC | 3BL29G | BLOC OTHERS | 3BL29G52F | PULSADORES | 3BL29G52F613 | *
GW74362 | PULSADOR SETA D.40MM RETEN.+LLAVE | 59 | 1 | 10 | 60 | NR | 8011564825345 | 85365080 | 3BL00 | Installation | 3BL | INSTALLATION BLOC | 3BL29G | BLOC OTHERS | 3BL29G52F | PULSADORES | 3BL29G52F613 | *
GW74363 | PULSADOR SETA D.40MM MOMENT. N/LUM. | 23.25 | 1 | 10 | 60 | NR | 8011564822894 | 85365080 | 3BL00 | Installation | 3BL | INSTALLATION BLOC | 3BL29G | BLOC OTHERS | 3BL29G52F | PULSADORES | 3BL29G52F613 | *
GW74364 | PULSADOR SETA D.40MM MANT. N/LUM. | 30.75 | 1 | 10 | 60 | NR | 8011564822900 | 85365080 | 3BL00 | Installation | 3BL | INSTALLATION BLOC | 3BL29G | BLOC OTHERS | 3BL29G52F | PULSADORES | 3BL29G52F613 | *
GW74365 | PULSADOR SETA 40MM C/RETEN. DESB. C/GIRO | 40.6 | 1 | 10 | 60 | NR | 8011564822917 | 85365080 | 3BL00 | Installation | 3BL | INSTALLATION BLOC | 3BL29G | BLOC OTHERS | 3BL29G52F | PULSADORES | 3BL29G52F613 | *
GW74366 | PULSADOR SETA D.40MM MOMENT. LUMIN.. | 24.45 | 1 | 10 | 60 | NR | 8011564822924 | 85365080 | 3BL00 | Installation | 3BL | INSTALLATION BLOC | 3BL29G | BLOC OTHERS | 3BL29G52F | PULSADORES | 3BL29G52F613 | *
GW74367 | PULSADOR SETA D.40MM MANT. LUMIN. | 30.75 | 1 | 10 | 60 | NR | 8011564822931 | 85365080 | 3BL00 | Installation | 3BL | INSTALLATION BLOC | 3BL29G | BLOC OTHERS | 3BL29G52F | PULSADORES | 3BL29G52F613 | *
GW74401 | SELECTOR MANETA FIJO 0-1 | 26 | 1 | 10 | 60 | NR | 8011564822948 | 85365080 | 3BL00 | Installation | 3BL | INSTALLATION BLOC | 3BL29G | BLOC OTHERS | 3BL29G52F | PULSADORES | 3BL29G52F615 | *
GW74402 | SELECTOR MANETA FIJO 1-0-2 | 26 | 1 | 10 | 60 | NR | 8011564822955 | 85365080 | 3BL00 | Installation | 3BL | INSTALLATION BLOC | 3BL29G | BLOC OTHERS | 3BL29G52F | PULSADORES | 3BL29G52F615 | *
GW74411 | SELECTOR LLAVE FIJO 0-1 | 40.5 | 1 | 10 | 60 | NR | 8011564825239 | 85365080 | 3BL00 | Installation | 3BL | INSTALLATION BLOC | 3BL29G | BLOC OTHERS | 3BL29G52F | PULSADORES | 3BL29G52F615 | *
GW74412 | SELECTOR LLAVE FIJO 1-0-2 | 40.5 | 1 | 10 | 60 | NR | 8011564825246 | 85365080 | 3BL00 | Installation | 3BL | INSTALLATION BLOC | 3BL29G | BLOC OTHERS | 3BL29G52F | PULSADORES | 3BL29G52F615 | *
GW74421 | SELECTOR MANETA C/RETOR. 0-1 | 28.95 | 1 | 10 | 60 | NR | 8011564822962 | 85365080 | 3BL00 | Installation | 3BL | INSTALLATION BLOC | 3BL29G | BLOC OTHERS | 3BL29G52F | PULSADORES | 3BL29G52F615 | *
GW74422 | SELECTOR MANETA C/RETOR. 1-0-2 | 28.95 | 1 | 10 | 60 | NR | 8011564822979 | 85365080 | 3BL00 | Installation | 3BL | INSTALLATION BLOC | 3BL29G | BLOC OTHERS | 3BL29G52F | PULSADORES | 3BL29G52F615 | *
GW74451 | PILOTO LUMIN. VER. | 16.35 | 1 | 10 | 60 | NR | 8011564823112 | 85308000 | 3BL00 | Installation | 3BL | INSTALLATION BLOC | 3BL29G | BLOC OTHERS | 3BL29G52F | PULSADORES | 3BL29G52F617 | *
GW74452 | PILOTO LUMIN. ROJO | 16.35 | 1 | 10 | 60 | NR | 8011564823129 | 85308000 | 3BL00 | Installation | 3BL | INSTALLATION BLOC | 3BL29G | BLOC OTHERS | 3BL29G52F | PULSADORES | 3BL29G52F617 | *
GW74453 | PILOTO LUMIN. AMA. | 16.35 | 1 | 10 | 60 | NR | 8011564823136 | 85308000 | 3BL00 | Installation | 3BL | INSTALLATION BLOC | 3BL29G | BLOC OTHERS | 3BL29G52F | PULSADORES | 3BL29G52F617 | *
GW74454 | PILOTO LUMIN. AZUL | 16.35 | 1 | 10 | 60 | NR | 8011564823143 | 85308000 | 3BL00 | Installation | 3BL | INSTALLATION BLOC | 3BL29G | BLOC OTHERS | 3BL29G52F | PULSADORES | 3BL29G52F617 | *
GW74455 | PILOTO LUMIN. BLA. | 16.35 | 1 | 10 | 60 | NR | 8011564823150 | 85308000 | 3BL00 | Installation | 3BL | INSTALLATION BLOC | 3BL29G | BLOC OTHERS | 3BL29G52F | PULSADORES | 3BL29G52F617 | *
GW74501 | CONTACTO 1 NA 10A 250V | 10.35 | 1 | 1 | 30 | NR | 8011564822986 | 85389099 | 3BL00 | Installation | 3BL | INSTALLATION BLOC | 3BL29G | BLOC OTHERS | 3BL29G52F | PULSADORES | 3BL29G52F619 | *
GW74502 | CONTACTO 1 NC 10A 250V | 10.35 | 1 | 1 | 30 | NR | 8011564822993 | 85389099 | 3BL00 | Installation | 3BL | INSTALLATION BLOC | 3BL29G | BLOC OTHERS | 3BL29G52F | PULSADORES | 3BL29G52F619 | *
GW74503 | CONTACTO 2 NA 10A 250V | 19.55 | 1 | 1 | 30 | NR | 8011564823051 | 85389099 | 3BL00 | Installation | 3BL | INSTALLATION BLOC | 3BL29G | BLOC OTHERS | 3BL29G52F | PULSADORES | 3BL29G52F619 | *
GW74504 | CONTACTO 1 NA - 1 NC 10A 250V | 19.55 | 1 | 1 | 30 | NR | 8011564823068 | 85389099 | 3BL00 | Installation | 3BL | INSTALLATION BLOC | 3BL29G | BLOC OTHERS | 3BL29G52F | PULSADORES | 3BL29G52F619 | *
GW74505 | CONTACTO 2 NC 10A 250V | 19.55 | 1 | 1 | 30 | NR | 8011564823075 | 85389099 | 3BL00 | Installation | 3BL | INSTALLATION BLOC | 3BL29G | BLOC OTHERS | 3BL29G52F | PULSADORES | 3BL29G52F619 | *
GW74511 | ALIMENTADOR LÁMPARA BA9S P/PULS. LUM. | 12.9 | 1 | 1 | 30 | NR | 8011564823006 | 85044095 | 3BL00 | Installation | 3BL | INSTALLATION BLOC | 3BL29G | BLOC OTHERS | 3BL29G52F | PULSADORES | 3BL29G52F619 | *
GW74515 | LÁMPARA LED 12V BA9S | 10.85 | 1 | 10 | 100 | NR | 8011564824416 | 85395200 | 3BL00 | Installation | 3BL | INSTALLATION BLOC | 3BL29G | BLOC OTHERS | 3BL29G52F | PULSADORES | 3BL29G52F619 | *
GW74516 | LÁMPARA LED 24V BA9S | 10.85 | 1 | 10 | 100 | NR | 8011564824423 | 85395200 | 3BL00 | Installation | 3BL | INSTALLATION BLOC | 3BL29G | BLOC OTHERS | 3BL29G52F | PULSADORES | 3BL29G52F619 | *
GW74517 | LÁMPARA LED 110V BA9S | 10.85 | 1 | 10 | 100 | NR | 8011564824430 | 85395200 | 3BL00 | Installation | 3BL | INSTALLATION BLOC | 3BL29G | BLOC OTHERS | 3BL29G52F | PULSADORES | 3BL29G52F619 | *
GW74518 | LÁMPARA LED 230/240V BA9S | 10.85 | 1 | 10 | 100 | NR | 8011564824447 | 85395200 | 3BL00 | Installation | 3BL | INSTALLATION BLOC | 3BL29G | BLOC OTHERS | 3BL29G52F | PULSADORES | 3BL29G52F619 | *
GW74521 | TAPA CIEGA D.22MM | 4.69 | 1 | 10 | 100 | NR | 8011564823013 | 85389099 | 3BL00 | Installation | 3BL | INSTALLATION BLOC | 3BL29G | BLOC OTHERS | 3BL29G52F | PULSADORES | 3BL29G52F619 | *
GW74522 | ETIQ. SEÑAL. SELECTORES | 3.86 | 1 | 5 | 100 | NR | 8011564825253 | 39159070 | 3BL00 | Installation | 3BL | INSTALLATION BLOC | 3BL29G | BLOC OTHERS | 3BL29G52F | PULSADORES | 3BL29G52F619 | *
GW74523 | ETIQ. AMAR. PULS. EMERG. | 4.38 | 1 | 10 | 100 | NR | 8011564823020 | 39159070 | 3BL00 | Installation | 3BL | INSTALLATION BLOC | 3BL29G | BLOC OTHERS | 3BL29G52F | PULSADORES | 3BL29G52F619 | *
GW74524 | UTIL DE MONTAJE | 29.25 | 1 | 10 | 100 | NR | 8011564823037 | 85389099 | 3BL00 | Installation | 3BL | INSTALLATION BLOC | 3BL29G | BLOC OTHERS | 3BL29G52F | PULSADORES | 3BL29G52F619 | *
GW74525 | UTIL EXTRACCIÓN LÁMP. | 4.69 | 1 | 10 | 100 | NR | 8011564823044 | 85389099 | 3BL00 | Installation | 3BL | INSTALLATION BLOC | 3BL29G | BLOC OTHERS | 3BL29G52F | PULSADORES | 3BL29G52F619 | *
GW76261 | CAJA ALUMINIO GRIS 91X91X54 | 21.65 | 1 | 1 | 40 | NR | 8011564223714 | 85381000 | 4BX00 | Installation | 4BX | INSTALLATION BOX | 4BX34G | CAJAS DE SUPERFICIE | 4BX34G46H | 76 CAJAS METALICAS | 4BX34G46H899 | *
GW76262 | CAJA ALUMINIO GRIS 128X103X57 | 32.05 | 1 | 1 | 32 | NR | 8011564223721 | 85381000 | 4BX00 | Installation | 4BX | INSTALLATION BOX | 4BX34G | CAJAS DE SUPERFICIE | 4BX34G46H | 76 CAJAS METALICAS | 4BX34G46H899 | *
GW76263 | CAJA ALUMINIO GRIS 155X130X58 | 37.55 | 1 | 1 | 24 | NR | 8011564223738 | 85381000 | 4BX00 | Installation | 4BX | INSTALLATION BOX | 4BX34G | CAJAS DE SUPERFICIE | 4BX34G46H | 76 CAJAS METALICAS | 4BX34G46H899 | *
GW76264 | CAJA ALUMINIO GRIS 178X156X75 | 54.5 | 1 | 1 | 16 | NR | 8011564223745 | 85381000 | 4BX00 | Installation | 4BX | INSTALLATION BOX | 4BX34G | CAJAS DE SUPERFICIE | 4BX34G46H | 76 CAJAS METALICAS | 4BX34G46H899 | *
GW76265 | CAJA ALUMINIO GRIS 239X202X85 | 87 | 1 | 1 | 8 | NR | 8011564223752 | 85381000 | 4BX00 | Installation | 4BX | INSTALLATION BOX | 4BX34G | CAJAS DE SUPERFICIE | 4BX34G46H | 76 CAJAS METALICAS | 4BX34G46H899 | *
GW76266 | CAJA ALUMINIO GRIS 294X244X114 | 151 | 1 | 1 | 4 | NR | 8011564223769 | 85381000 | 4BX00 | Installation | 4BX | INSTALLATION BOX | 4BX34G | CAJAS DE SUPERFICIE | 4BX34G46H | 76 CAJAS METALICAS | 4BX34G46H899 | *
GW76267 | CAJA ALUMINIO GRIS 392X298X149 | 260 | 1 | 1 | 1 | NR | 8011564223776 | 85381000 | 4BX00 | Installation | 4BX | INSTALLATION BOX | 4BX34G | CAJAS DE SUPERFICIE | 4BX34G46H | 76 CAJAS METALICAS | 4BX34G46H899 | *
GW76272 | PLACA FONDO ACERO 128X103 | 8.25 | 1 | 1 | 10 | NR | 8011564223783 | 85389099 | 4BX00 | Installation | 4BX | INSTALLATION BOX | 4BX34G | CAJAS DE SUPERFICIE | 4BX34G46H | 76 CAJAS METALICAS | 4BX34G46H899 | *
GW76273 | PLACA FONDO ACERO 155X130 | 9.15 | 1 | 1 | 10 | NR | 8011564223790 | 85389099 | 4BX00 | Installation | 4BX | INSTALLATION BOX | 4BX34G | CAJAS DE SUPERFICIE | 4BX34G46H | 76 CAJAS METALICAS | 4BX34G46H899 | *
GW76274 | PLACA FONDO ACERO 178X156 | 11.75 | 1 | 1 | 10 | NR | 8011564223806 | 85389099 | 4BX00 | Installation | 4BX | INSTALLATION BOX | 4BX34G | CAJAS DE SUPERFICIE | 4BX34G46H | 76 CAJAS METALICAS | 4BX34G46H899 | *
GW76275 | PLACA FONDO ACERO 239X202 | 15.3 | 1 | 1 | 5 | NR | 8011564223813 | 85389099 | 4BX00 | Installation | 4BX | INSTALLATION BOX | 4BX34G | CAJAS DE SUPERFICIE | 4BX34G46H | 76 CAJAS METALICAS | 4BX34G46H899 | *
GW76276 | PLACA FONDO ACERO 294X244 | 21.65 | 1 | 1 | 5 | NR | 8011564223820 | 85389099 | 4BX00 | Installation | 4BX | INSTALLATION BOX | 4BX34G | CAJAS DE SUPERFICIE | 4BX34G46H | 76 CAJAS METALICAS | 4BX34G46H899 | *
GW76277 | PLACA FONDO ACERO 392X298 | 32.05 | 1 | 1 | 5 | NR | 8011564223837 | 85389099 | 4BX00 | Installation | 4BX | INSTALLATION BOX | 4BX34G | CAJAS DE SUPERFICIE | 4BX34G46H | 76 CAJAS METALICAS | 4BX34G46H899 | *
GW76281 | CAJA ALUM. NO BARNIZ. 91X91X54 | 21.1 | 1 | 1 | 40 | NR | 8011564244016 | 85381000 | 4BX00 | Installation | 4BX | INSTALLATION BOX | 4BX34G | CAJAS DE SUPERFICIE | 4BX34G46H | 76 CAJAS METALICAS | 4BX34G46H899 | *
GW76282 | CAJA ALUM. NO BARNIZ. 128X103X57 | 30.2 | 1 | 1 | 32 | NR | 8011564244023 | 85381000 | 4BX00 | Installation | 4BX | INSTALLATION BOX | 4BX34G | CAJAS DE SUPERFICIE | 4BX34G46H | 76 CAJAS METALICAS | 4BX34G46H899 | *
GW76283 | CAJA ALUM. NO BARNIZ. 155X130X58 | 36.8 | 1 | 1 | 24 | NR | 8011564244030 | 85381000 | 4BX00 | Installation | 4BX | INSTALLATION BOX | 4BX34G | CAJAS DE SUPERFICIE | 4BX34G46H | 76 CAJAS METALICAS | 4BX34G46H899 | *
GW76284 | CAJA ALUM. NO BARNIZ. 178X156X75 | 52.5 | 1 | 1 | 16 | NR | 8011564244047 | 85381000 | 4BX00 | Installation | 4BX | INSTALLATION BOX | 4BX34G | CAJAS DE SUPERFICIE | 4BX34G46H | 76 CAJAS METALICAS | 4BX34G46H899 | *
GW76285 | CAJA ALUM. NO BARNIZ. 239X202X85 | 84.5 | 1 | 1 | 8 | NR | 8011564244054 | 85381000 | 4BX00 | Installation | 4BX | INSTALLATION BOX | 4BX34G | CAJAS DE SUPERFICIE | 4BX34G46H | 76 CAJAS METALICAS | 4BX34G46H899 | *
GW76286 | CAJA ALUM. NO BARNIZ. 294X244X114 | 145.5 | 1 | 1 | 4 | NR | 8011564244061 | 85381000 | 4BX00 | Installation | 4BX | INSTALLATION BOX | 4BX34G | CAJAS DE SUPERFICIE | 4BX34G46H | 76 CAJAS METALICAS | 4BX34G46H899 | *
GW76287 | CAJA ALUM. NO BARNIZ. 392X298X149 | 256 | 1 | 1 | 1 | NR | 8011564244078 | 85381000 | 4BX00 | Installation | 4BX | INSTALLATION BOX | 4BX34G | CAJAS DE SUPERFICIE | 4BX34G46H | 76 CAJAS METALICAS | 4BX34G46H899 | *
GW76291 | CAJA ALUM. GRIS ATEX 91X91X54 | 25.7 | 1 | 1 | 40 | NR | 8011564248076 | 85381000 | 4BX00 | Installation | 4BX | INSTALLATION BOX | 4BX34G | CAJAS DE SUPERFICIE | 4BX34G46H | 76 CAJAS METALICAS | 4BX34G46H901 | *
GW76292 | CAJA ALUM. GRIS ATEX 128X103X57 | 36.8 | 1 | 1 | 32 | NR | 8011564248083 | 85381000 | 4BX00 | Installation | 4BX | INSTALLATION BOX | 4BX34G | CAJAS DE SUPERFICIE | 4BX34G46H | 76 CAJAS METALICAS | 4BX34G46H901 | *
GW76293 | CAJA ALUM. GRIS ATEX 155X130X58 | 44.35 | 1 | 1 | 24 | NR | 8011564248090 | 85381000 | 4BX00 | Installation | 4BX | INSTALLATION BOX | 4BX34G | CAJAS DE SUPERFICIE | 4BX34G46H | 76 CAJAS METALICAS | 4BX34G46H901 | *
GW76294 | CAJA ALUM. GRIS ATEX 178X156X75 | 63.5 | 1 | 1 | 16 | NR | 8011564248106 | 85381000 | 4BX00 | Installation | 4BX | INSTALLATION BOX | 4BX34G | CAJAS DE SUPERFICIE | 4BX34G46H | 76 CAJAS METALICAS | 4BX34G46H901 | *
GW76295 | CAJA ALUM. GRIS ATEX 239X202X85 | 101.5 | 1 | 1 | 8 | NR | 8011564248113 | 85381000 | 4BX00 | Installation | 4BX | INSTALLATION BOX | 4BX34G | CAJAS DE SUPERFICIE | 4BX34G46H | 76 CAJAS METALICAS | 4BX34G46H901 | *
GW76296 | CAJA ALUM. GRIS ATEX 294X244X114 | 175 | 1 | 1 | 4 | NR | 8011564248120 | 85381000 | 4BX00 | Installation | 4BX | INSTALLATION BOX | 4BX34G | CAJAS DE SUPERFICIE | 4BX34G46H | 76 CAJAS METALICAS | 4BX34G46H901 | *
GW76297 | CAJA ALUM. GRIS ATEX 392X298X114 | 298.5 | 1 | 1 | 1 | NR | 8011564248137 | 85381000 | 4BX00 | Installation | 4BX | INSTALLATION BOX | 4BX34G | CAJAS DE SUPERFICIE | 4BX34G46H | 76 CAJAS METALICAS | 4BX34G46H901 | *
GW76825 | PRENSAC. LATON NIQ. PG11 IP68 | 8.5 | 1 | 10 | 100 | NR | 8011564209350 | 85389099 | 4BX00 | Installation | 4BX | INSTALLATION BOX | 4BX34G | CAJAS DE SUPERFICIE | 4BX34G46H | 76 CAJAS METALICAS | 4BX34G46H895 | *
GW76826 | PRENSAC. LATON NIQ. PG13,5 IP68 | 9.4 | 1 | 10 | 100 | NR | 8011564209367 | 85389099 | 4BX00 | Installation | 4BX | INSTALLATION BOX | 4BX34G | CAJAS DE SUPERFICIE | 4BX34G46H | 76 CAJAS METALICAS | 4BX34G46H895 | *
GW76827 | PRENSAC. LATON NIQ. PG16 IP68 | 10.2 | 1 | 10 | 100 | NR | 8011564209374 | 85389099 | 4BX00 | Installation | 4BX | INSTALLATION BOX | 4BX34G | CAJAS DE SUPERFICIE | 4BX34G46H | 76 CAJAS METALICAS | 4BX34G46H895 | *
GW76828 | PRENSAC. LATON NIQ. PG21 IP68 | 17.65 | 1 | 5 | 50 | NR | 8011564209381 | 85389099 | 4BX00 | Installation | 4BX | INSTALLATION BOX | 4BX34G | CAJAS DE SUPERFICIE | 4BX34G46H | 76 CAJAS METALICAS | 4BX34G46H895 | *
GW76829 | PRENSAC. LATON NIQ. PG29 IP68 | 33.85 | 1 | 5 | 50 | NR | 8011564209398 | 85389099 | 4BX00 | Installation | 4BX | INSTALLATION BOX | 4BX34G | CAJAS DE SUPERFICIE | 4BX34G46H | 76 CAJAS METALICAS | 4BX34G46H895 | *
GW76830 | PRENSAC. LATON NIQ. PG36 IP68 | 59.5 | 1 | 5 | 50 | NR | 8011564209404 | 85389099 | 4BX00 | Installation | 4BX | INSTALLATION BOX | 4BX34G | CAJAS DE SUPERFICIE | 4BX34G46H | 76 CAJAS METALICAS | 4BX34G46H895 | *
GW76831 | PRENSAC. LATON NIQ. M20 IP68 | 9.65 | 1 | 10 | 100 | NR | 8011564209411 | 85389099 | 4BX00 | Installation | 4BX | INSTALLATION BOX | 4BX34G | CAJAS DE SUPERFICIE | 4BX34G46H | 76 CAJAS METALICAS | 4BX34G46H895 | *
GW76832 | PRENSAC. LATON NIQ. M25 IP68 | 15.7 | 1 | 10 | 100 | NR | 8011564209428 | 85389099 | 4BX00 | Installation | 4BX | INSTALLATION BOX | 4BX34G | CAJAS DE SUPERFICIE | 4BX34G46H | 76 CAJAS METALICAS | 4BX34G46H895 | *
GW76833 | PRENSAC. LATON NIQ. M32 IP68 | 23.3 | 1 | 5 | 50 | NR | 8011564209435 | 85389099 | 4BX00 | Installation | 4BX | INSTALLATION BOX | 4BX34G | CAJAS DE SUPERFICIE | 4BX34G46H | 76 CAJAS METALICAS | 4BX34G46H895 | *
GW76834 | PRENSAC. LATON NIQ. M40 IP68 | 44.85 | 1 | 5 | 50 | NR | 8011564209442 | 85389099 | 4BX00 | Installation | 4BX | INSTALLATION BOX | 4BX34G | CAJAS DE SUPERFICIE | 4BX34G46H | 76 CAJAS METALICAS | 4BX34G46H895 | *
GW76835 | PRENSAC. LATON NIQ. M50 IP68 | 84 | 1 | 2 | 10 | NR | 8011564209459 | 85389099 | 4BX00 | Installation | 4BX | INSTALLATION BOX | 4BX34G | CAJAS DE SUPERFICIE | 4BX34G46H | 76 CAJAS METALICAS | 4BX34G46H895 | *
GW76837 | PRENSAC. AISL. PG11 IP65 | 4.22 | 1 | 1 | 50 | NR | 8011564209466 | 85389099 | 4BX00 | Installation | 4BX | INSTALLATION BOX | 4BX34G | CAJAS DE SUPERFICIE | 4BX34G46H | 76 CAJAS METALICAS | 4BX34G46H895 | *
GW76839 | PRENSAC. AISL. M20 IP65 | 4.94 | 1 | 1 | 50 | NR | 8011564209473 | 85389099 | 4BX00 | Installation | 4BX | INSTALLATION BOX | 4BX34G | CAJAS DE SUPERFICIE | 4BX34G46H | 76 CAJAS METALICAS | 4BX34G46H895 | *
GW76841 | PRENSAC. LATON NIQ. PG11 IP65 | 3.55 | 1 | 1 | 50 | NR | 8011564209480 | 85389099 | 4BX00 | Installation | 4BX | INSTALLATION BOX | 4BX34G | CAJAS DE SUPERFICIE | 4BX34G46H | 76 CAJAS METALICAS | 4BX34G46H895 | *
GW76842 | PRENSAC. LATON NIQ. PG13,5 IP65 | 3.55 | 1 | 1 | 50 | NR | 8011564209497 | 85389099 | 4BX00 | Installation | 4BX | INSTALLATION BOX | 4BX34G | CAJAS DE SUPERFICIE | 4BX34G46H | 76 CAJAS METALICAS | 4BX34G46H895 | *
GW76843 | PRENSAC. LATON NIQ. PG16 IP65 | 4.22 | 1 | 1 | 50 | NR | 8011564209503 | 85389099 | 4BX00 | Installation | 4BX | INSTALLATION BOX | 4BX34G | CAJAS DE SUPERFICIE | 4BX34G46H | 76 CAJAS METALICAS | 4BX34G46H895 | *
GW76844 | PRENSAC. LATON NIQ. PG21 IP65 | 5.75 | 1 | 1 | 50 | NR | 8011564209510 | 85389099 | 4BX00 | Installation | 4BX | INSTALLATION BOX | 4BX34G | CAJAS DE SUPERFICIE | 4BX34G46H | 76 CAJAS METALICAS | 4BX34G46H895 | *
GW76845 | PRENSAC. LATON NIQ. PG29 IP65 | 9.15 | 1 | 1 | 10 | NR | 8011564209527 | 85389099 | 4BX00 | Installation | 4BX | INSTALLATION BOX | 4BX34G | CAJAS DE SUPERFICIE | 4BX34G46H | 76 CAJAS METALICAS | 4BX34G46H895 | *
GW76846 | PRENSAC. LATON NIQ. PG36 IP65 | 14.8 | 1 | 1 | 10 | NR | 8011564209534 | 85389099 | 4BX00 | Installation | 4BX | INSTALLATION BOX | 4BX34G | CAJAS DE SUPERFICIE | 4BX34G46H | 76 CAJAS METALICAS | 4BX34G46H895 | *
GW76847 | PRENSAC. LATON NIQ. PG42 IP65 | 22.65 | 1 | 1 | 10 | NR | 8011564209541 | 85389099 | 4BX00 | Installation | 4BX | INSTALLATION BOX | 4BX34G | CAJAS DE SUPERFICIE | 4BX34G46H | 76 CAJAS METALICAS | 4BX34G46H895 | *
GW76848 | PRENSAC. LATON NIQ. M20 IP65 | 4.94 | 1 | 1 | 50 | NR | 8011564209558 | 85389099 | 4BX00 | Installation | 4BX | INSTALLATION BOX | 4BX34G | CAJAS DE SUPERFICIE | 4BX34G46H | 76 CAJAS METALICAS | 4BX34G46H895 | *
GW76849 | PRENSAC. LATON NIQ. M25 IP65 | 6.7 | 1 | 1 | 50 | NR | 8011564209565 | 85389099 | 4BX00 | Installation | 4BX | INSTALLATION BOX | 4BX34G | CAJAS DE SUPERFICIE | 4BX34G46H | 76 CAJAS METALICAS | 4BX34G46H895 | *
GW76850 | PRENSAC. LATON NIQ. M32 IP65 | 9.8 | 1 | 1 | 10 | NR | 8011564209572 | 85389099 | 4BX00 | Installation | 4BX | INSTALLATION BOX | 4BX34G | CAJAS DE SUPERFICIE | 4BX34G46H | 76 CAJAS METALICAS | 4BX34G46H895 | *
GW76851 | PRENSAC. LATON NIQ. M40 IP65 | 18.65 | 1 | 1 | 10 | NR | 8011564209589 | 85389099 | 4BX00 | Installation | 4BX | INSTALLATION BOX | 4BX34G | CAJAS DE SUPERFICIE | 4BX34G46H | 76 CAJAS METALICAS | 4BX34G46H895 | *
GW76852 | PRENSAC. LATON NIQ. M50 IP65 | 27.75 | 1 | 1 | 10 | NR | 8011564209596 | 85389099 | 4BX00 | Installation | 4BX | INSTALLATION BOX | 4BX34G | CAJAS DE SUPERFICIE | 4BX34G46H | 76 CAJAS METALICAS | 4BX34G46H895 | *
GW76865 | AMPL. LATON NIQ. PG11-PG13,5 | 5.3 | 1 | 10 | 100 | NR | 8011564218918 | 85389099 | 4BX00 | Installation | 4BX | INSTALLATION BOX | 4BX34G | CAJAS DE SUPERFICIE | 4BX34G46H | 76 CAJAS METALICAS | 4BX34G46H895 | *
GW76866 | AMPL. LATON NIQ. PG13,5-PG16 | 6.7 | 1 | 10 | 100 | NR | 8011564218925 | 85389099 | 4BX00 | Installation | 4BX | INSTALLATION BOX | 4BX34G | CAJAS DE SUPERFICIE | 4BX34G46H | 76 CAJAS METALICAS | 4BX34G46H895 | *
GW76867 | AMPL. LATON NIQ. PG16-PG21 | 11.85 | 1 | 10 | 100 | NR | 8011564218932 | 85389099 | 4BX00 | Installation | 4BX | INSTALLATION BOX | 4BX34G | CAJAS DE SUPERFICIE | 4BX34G46H | 76 CAJAS METALICAS | 4BX34G46H895 | *
GW76868 | AMPL. LATON NIQ. PG21-PG29 | 19.9 | 1 | 5 | 50 | NR | 8011564218949 | 85389099 | 4BX00 | Installation | 4BX | INSTALLATION BOX | 4BX34G | CAJAS DE SUPERFICIE | 4BX34G46H | 76 CAJAS METALICAS | 4BX34G46H895 | *
GW76869 | AMPL. LATON NIQ. PG29-PG36 | 31.4 | 1 | 5 | 50 | NR | 8011564218956 | 85389099 | 4BX00 | Installation | 4BX | INSTALLATION BOX | 4BX34G | CAJAS DE SUPERFICIE | 4BX34G46H | 76 CAJAS METALICAS | 4BX34G46H895 | *
GW76870 | AMPL. LATON NIQ. M20-M25 | 6.7 | 1 | 10 | 100 | NR | 8011564218963 | 85389099 | 4BX00 | Installation | 4BX | INSTALLATION BOX | 4BX34G | CAJAS DE SUPERFICIE | 4BX34G46H | 76 CAJAS METALICAS | 4BX34G46H895 | *
GW76871 | AMPL. LATON NIQ. M25-M32 | 14.45 | 1 | 10 | 100 | NR | 8011564218970 | 85389099 | 4BX00 | Installation | 4BX | INSTALLATION BOX | 4BX34G | CAJAS DE SUPERFICIE | 4BX34G46H | 76 CAJAS METALICAS | 4BX34G46H895 | *
GW76872 | AMPL. LATON NIQ. M32-M40 | 23.85 | 1 | 5 | 50 | NR | 8011564218987 | 85389099 | 4BX00 | Installation | 4BX | INSTALLATION BOX | 4BX34G | CAJAS DE SUPERFICIE | 4BX34G46H | 76 CAJAS METALICAS | 4BX34G46H895 | *
GW76873 | AMPL. LATON NIQ. M40-M50 | 38.45 | 1 | 5 | 50 | NR | 8011564218994 | 85389099 | 4BX00 | Installation | 4BX | INSTALLATION BOX | 4BX34G | CAJAS DE SUPERFICIE | 4BX34G46H | 76 CAJAS METALICAS | 4BX34G46H895 | *
GW76894 | PRENSAC. LATON NIQ. M12 IP68 | 5.05 | 1 | 50 | 250 | NR | 8011564772786 | 85389099 | 4BX00 | Installation | 4BX | INSTALLATION BOX | 4BX34G | CAJAS DE SUPERFICIE | 4BX34G46H | 76 CAJAS METALICAS | 4BX34G46H895 | *
GW76895 | PRENSAC. LATON NIQ. M63 IP68 | 112.5 | 1 | 5 | 40 | NR | 8011564772793 | 85389099 | 4BX00 | Installation | 4BX | INSTALLATION BOX | 4BX34G | CAJAS DE SUPERFICIE | 4BX34G46H | 76 CAJAS METALICAS | 4BX34G46H895 | *
GW76896 | PRENSAC. LATON NIQ. M16 IP68 | 8.45 | 1 | 10 | 100 | NR | 8011564215610 | 85389099 | 4BX00 | Installation | 4BX | INSTALLATION BOX | 4BX34G | CAJAS DE SUPERFICIE | 4BX34G46H | 76 CAJAS METALICAS | 4BX34G46H895 | *
GW76897 | PRENSAC. LATON NIQ. PG42 IP68 | 108 | 1 | 2 | 10 | NR | 8011564215627 | 85389099 | 4BX00 | Installation | 4BX | INSTALLATION BOX | 4BX34G | CAJAS DE SUPERFICIE | 4BX34G46H | 76 CAJAS METALICAS | 4BX34G46H895 | *
GW76941 | TUERCA ATEX P/PRENS. PG7 | 125 | 100 | 25 | 100 | NR | 8011564288416 | 73181631 | 4BX00 | Installation | 4BX | INSTALLATION BOX | 4BX34G | CAJAS DE SUPERFICIE | 4BX34G46H | 76 CAJAS METALICAS | 4BX34G46H901 | *
GW76942 | TUERCA ATEX P/PRENS. PG9 | 132 | 100 | 25 | 100 | NR | 8011564288423 | 73181631 | 4BX00 | Installation | 4BX | INSTALLATION BOX | 4BX34G | CAJAS DE SUPERFICIE | 4BX34G46H | 76 CAJAS METALICAS | 4BX34G46H901 | *
GW76943 | TUERCA ATEX P/PRENS. PG48 | 2455.5 | 100 | 10 | 50 | NR | 8011564288430 | 73181631 | 4BX00 | Installation | 4BX | INSTALLATION BOX | 4BX34G | CAJAS DE SUPERFICIE | 4BX34G46H | 76 CAJAS METALICAS | 4BX34G46H901 | *
GW76949 | TUERCA ATEX P/PRENS. M12 | 156 | 100 | 25 | 100 | NR | 8011564288447 | 73181631 | 4BX00 | Installation | 4BX | INSTALLATION BOX | 4BX34G | CAJAS DE SUPERFICIE | 4BX34G46H | 76 CAJAS METALICAS | 4BX34G46H901 | *
GW76950 | TUERCA ATEX P/PRENS. M63 | 3516.5 | 100 | 10 | 50 | NR | 8011564288454 | 73181631 | 4BX00 | Installation | 4BX | INSTALLATION BOX | 4BX34G | CAJAS DE SUPERFICIE | 4BX34G46H | 76 CAJAS METALICAS | 4BX34G46H901 | *
GW76951 | TUERCA ATEX P/PRENS. M16 | 92 | 100 | 25 | 100 | NR | 8011564219007 | 73181631 | 4BX00 | Installation | 4BX | INSTALLATION BOX | 4BX34G | CAJAS DE SUPERFICIE | 4BX34G46H | 76 CAJAS METALICAS | 4BX34G46H899 | *
GW76952 | TUERCA ATEX P/PRENS. M20 | 113.5 | 100 | 25 | 100 | NR | 8011564219014 | 73181631 | 4BX00 | Installation | 4BX | INSTALLATION BOX | 4BX34G | CAJAS DE SUPERFICIE | 4BX34G46H | 76 CAJAS METALICAS | 4BX34G46H899 | *
GW76953 | TUERCA ATEX P/PRENS. M25 | 164.5 | 100 | 25 | 100 | NR | 8011564219021 | 73181631 | 4BX00 | Installation | 4BX | INSTALLATION BOX | 4BX34G | CAJAS DE SUPERFICIE | 4BX34G46H | 76 CAJAS METALICAS | 4BX34G46H899 | *
GW76954 | TUERCA ATEX P/PRENS. M32 | 230 | 100 | 25 | 100 | NR | 8011564219038 | 73181631 | 4BX00 | Installation | 4BX | INSTALLATION BOX | 4BX34G | CAJAS DE SUPERFICIE | 4BX34G46H | 76 CAJAS METALICAS | 4BX34G46H899 | *
GW76955 | TUERCA ATEX P/PRENS. M40 | 492 | 100 | 10 | 50 | NR | 8011564219045 | 73181631 | 4BX00 | Installation | 4BX | INSTALLATION BOX | 4BX34G | CAJAS DE SUPERFICIE | 4BX34G46H | 76 CAJAS METALICAS | 4BX34G46H899 | *
GW76956 | TUERCA ATEX P/PRENS. M50 | 634.5 | 100 | 10 | 50 | NR | 8011564219052 | 73181631 | 4BX00 | Installation | 4BX | INSTALLATION BOX | 4BX34G | CAJAS DE SUPERFICIE | 4BX34G46H | 76 CAJAS METALICAS | 4BX34G46H899 | *
GW76957 | TUERCA ATEX P/PRENS. PG11 | 75 | 100 | 25 | 100 | NR | 8011564219069 | 73181631 | 4BX00 | Installation | 4BX | INSTALLATION BOX | 4BX34G | CAJAS DE SUPERFICIE | 4BX34G46H | 76 CAJAS METALICAS | 4BX34G46H899 | *
GW76958 | TUERCA ATEX P/PRENS. PG13,5 | 83 | 100 | 25 | 100 | NR | 8011564219076 | 73181631 | 4BX00 | Installation | 4BX | INSTALLATION BOX | 4BX34G | CAJAS DE SUPERFICIE | 4BX34G46H | 76 CAJAS METALICAS | 4BX34G46H899 | *
GW76959 | TUERCA ATEX P/PRENS. PG16 | 109 | 100 | 25 | 100 | NR | 8011564219083 | 73181631 | 4BX00 | Installation | 4BX | INSTALLATION BOX | 4BX34G | CAJAS DE SUPERFICIE | 4BX34G46H | 76 CAJAS METALICAS | 4BX34G46H899 | *
GW76960 | TUERCA ATEX P/PRENS. PG21 | 159 | 100 | 25 | 100 | NR | 8011564219090 | 73181631 | 4BX00 | Installation | 4BX | INSTALLATION BOX | 4BX34G | CAJAS DE SUPERFICIE | 4BX34G46H | 76 CAJAS METALICAS | 4BX34G46H899 | *
GW76961 | TUERCA ATEX P/PRENS. PG29 | 192.5 | 100 | 25 | 100 | NR | 8011564219106 | 73181631 | 4BX00 | Installation | 4BX | INSTALLATION BOX | 4BX34G | CAJAS DE SUPERFICIE | 4BX34G46H | 76 CAJAS METALICAS | 4BX34G46H899 | *
GW76962 | TUERCA ATEX P/PRENS. PG36 | 383 | 100 | 10 | 50 | NR | 8011564219113 | 73181631 | 4BX00 | Installation | 4BX | INSTALLATION BOX | 4BX34G | CAJAS DE SUPERFICIE | 4BX34G46H | 76 CAJAS METALICAS | 4BX34G46H899 | *
GW76963 | TUERCA ATEX P/PRENS. PG42 | 655.5 | 100 | 10 | 50 | NR | 8011564219120 | 73181631 | 4BX00 | Installation | 4BX | INSTALLATION BOX | 4BX34G | CAJAS DE SUPERFICIE | 4BX34G46H | 76 CAJAS METALICAS | 4BX34G46H899 | *
GW76966 | TUERCA MET. PRENSAC.LATÓN M12 | 1.96 | 1 | 100 | 500 | NR | 8011564772816 | 73181631 | 4BX00 | Installation | 4BX | INSTALLATION BOX | 4BX34G | CAJAS DE SUPERFICIE | 4BX34G46H | 76 CAJAS METALICAS | 4BX34G46H899 | *
GW76967 | TUERCA MET. PRENSAC. LATÓN M63 | 26.3 | 1 | 25 | 125 | NR | 8011564772823 | 73181631 | 4BX00 | Installation | 4BX | INSTALLATION BOX | 4BX34G | CAJAS DE SUPERFICIE | 4BX34G46H | 76 CAJAS METALICAS | 4BX34G46H899 | *
GW76972 | TAPÓN CIERRE LATÓN. M12 | 3.97 | 1 | 100 | 400 | NR | 8011564773271 | 85389099 | 4BX00 | Installation | 4BX | INSTALLATION BOX | 4BX34G | CAJAS DE SUPERFICIE | 4BX34G46H | 76 CAJAS METALICAS | 4BX34G46H895 | *
GW76973 | TUERCA MET. PRENSAC. M16 | 4.38 | 1 | 100 | 300 | NR | 8011564773288 | 85389099 | 4BX00 | Installation | 4BX | INSTALLATION BOX | 4BX34G | CAJAS DE SUPERFICIE | 4BX34G46H | 76 CAJAS METALICAS | 4BX34G46H895 | *
GW76974 | TAPÓN CIERRE LATÓN M63 | 50.5 | 1 | 10 | 100 | NR | 8011564773295 | 85389099 | 4BX00 | Installation | 4BX | INSTALLATION BOX | 4BX34G | CAJAS DE SUPERFICIE | 4BX34G46H | 76 CAJAS METALICAS | 4BX34G46H895 | *
GW76975 | TÁPON METAL M20 IP65 | 4.94 | 1 | 10 | 100 | NR | 8011564221482 | 85389099 | 4BX00 | Installation | 4BX | INSTALLATION BOX | 4BX34G | CAJAS DE SUPERFICIE | 4BX34G46H | 76 CAJAS METALICAS | 4BX34G46H895 | *
GW76976 | TÁPON METAL M25 IP65 | 6.7 | 1 | 10 | 100 | NR | 8011564221499 | 85389099 | 4BX00 | Installation | 4BX | INSTALLATION BOX | 4BX34G | CAJAS DE SUPERFICIE | 4BX34G46H | 76 CAJAS METALICAS | 4BX34G46H895 | *
GW76977 | TÁPON METAL M32 IP65 | 9.8 | 1 | 10 | 100 | NR | 8011564221505 | 85389099 | 4BX00 | Installation | 4BX | INSTALLATION BOX | 4BX34G | CAJAS DE SUPERFICIE | 4BX34G46H | 76 CAJAS METALICAS | 4BX34G46H895 | *
GW76978 | TÁPON METAL M40 IP65 | 18.65 | 1 | 5 | 50 | NR | 8011564221512 | 85389099 | 4BX00 | Installation | 4BX | INSTALLATION BOX | 4BX34G | CAJAS DE SUPERFICIE | 4BX34G46H | 76 CAJAS METALICAS | 4BX34G46H895 | *
GW76979 | TÁPON METAL M50 IP65 | 27.75 | 1 | 5 | 50 | NR | 8011564221529 | 85389099 | 4BX00 | Installation | 4BX | INSTALLATION BOX | 4BX34G | CAJAS DE SUPERFICIE | 4BX34G46H | 76 CAJAS METALICAS | 4BX34G46H895 | *
GW76980 | TÁPON METAL PG11 IP65 | 4.22 | 1 | 10 | 100 | NR | 8011564221413 | 85389099 | 4BX00 | Installation | 4BX | INSTALLATION BOX | 4BX34G | CAJAS DE SUPERFICIE | 4BX34G46H | 76 CAJAS METALICAS | 4BX34G46H895 | *
GW76981 | TÁPON METAL PG13,5 IP65 | 4.53 | 1 | 10 | 100 | NR | 8011564221420 | 85389099 | 4BX00 | Installation | 4BX | INSTALLATION BOX | 4BX34G | CAJAS DE SUPERFICIE | 4BX34G46H | 76 CAJAS METALICAS | 4BX34G46H895 | *
GW76982 | TÁPON METAL PG16 IP65 | 4.94 | 1 | 10 | 100 | NR | 8011564221437 | 85389099 | 4BX00 | Installation | 4BX | INSTALLATION BOX | 4BX34G | CAJAS DE SUPERFICIE | 4BX34G46H | 76 CAJAS METALICAS | 4BX34G46H895 | *
GW76983 | TÁPON METAL PG21 IP65 | 6.7 | 1 | 10 | 100 | NR | 8011564221444 | 85389099 | 4BX00 | Installation | 4BX | INSTALLATION BOX | 4BX34G | CAJAS DE SUPERFICIE | 4BX34G46H | 76 CAJAS METALICAS | 4BX34G46H895 | *
GW76984 | TÁPON METAL PG29 IP65 | 9.8 | 1 | 5 | 50 | NR | 8011564221451 | 85389099 | 4BX00 | Installation | 4BX | INSTALLATION BOX | 4BX34G | CAJAS DE SUPERFICIE | 4BX34G46H | 76 CAJAS METALICAS | 4BX34G46H895 | *
GW76985 | TÁPON METAL PG36 IP65 | 17.65 | 1 | 5 | 50 | NR | 8011564221468 | 85389099 | 4BX00 | Installation | 4BX | INSTALLATION BOX | 4BX34G | CAJAS DE SUPERFICIE | 4BX34G46H | 76 CAJAS METALICAS | 4BX34G46H895 | *
GW76986 | TÁPON METAL PG42 IP65 | 26.65 | 1 | 5 | 50 | NR | 8011564221475 | 85389099 | 4BX00 | Installation | 4BX | INSTALLATION BOX | 4BX34G | CAJAS DE SUPERFICIE | 4BX34G46H | 76 CAJAS METALICAS | 4BX34G46H895 | *
GW80401 | PLAFÓN RETTA MAX. 75W TRANSPARENTE | 18.1 | 1 | 1 | 12 | NR | 8011564014503 | 94051940 | 3BL00 | Installation | 3BL | INSTALLATION BLOC | 3BL25G | Q-DIN & Q-BOX RANGES | 3BL25G33F | 68 EMPTY Q-DIN/Q-BOX | 3BL25G33F697 | *
GW80403 | PLAFÓN RETTA MAX. 75W ROJO | 18.1 | 1 | 1 | 12 | NR | 8011564014527 | 94051940 | 3BL00 | Installation | 3BL | INSTALLATION BLOC | 3BL25G | Q-DIN & Q-BOX RANGES | 3BL25G33F | 68 EMPTY Q-DIN/Q-BOX | 3BL25G33F697 | *
GW80404 | PLAFÓN RETTA MAX. 75W VERDE | 18.1 | 1 | 1 | 12 | NR | 8011564014534 | 94051940 | 3BL00 | Installation | 3BL | INSTALLATION BLOC | 3BL25G | Q-DIN & Q-BOX RANGES | 3BL25G33F | 68 EMPTY Q-DIN/Q-BOX | 3BL25G33F697 | *
GW80409 | PLAFÓN TARTA MAX. 60W TRANSPARENTE | 15.15 | 1 | 1 | 36 | NR | 8011564014589 | 94051940 | 3BL00 | Installation | 3BL | INSTALLATION BLOC | 3BL25G | Q-DIN & Q-BOX RANGES | 3BL25G33F | 68 EMPTY Q-DIN/Q-BOX | 3BL25G33F697 | *
GW80411 | PLAFÓN TARTA MAX. 60W ROJO | 15.15 | 1 | 1 | 36 | NR | 8011564014602 | 94051940 | 3BL00 | Installation | 3BL | INSTALLATION BLOC | 3BL25G | Q-DIN & Q-BOX RANGES | 3BL25G33F | 68 EMPTY Q-DIN/Q-BOX | 3BL25G33F697 | *
GW80412 | PLAFÓN TARTA MAX. 60W VERDE | 15.15 | 1 | 1 | 36 | NR | 8011564014619 | 94051940 | 3BL00 | Installation | 3BL | INSTALLATION BLOC | 3BL25G | Q-DIN & Q-BOX RANGES | 3BL25G33F | 68 EMPTY Q-DIN/Q-BOX | 3BL25G33F697 | *
GW80651 | TONDA ES Ø180 MAX. 60W | 16 | 1 | 1 | 24 | NR | 8011564068773 | 94051940 | 6LT00 | Lighting | 6LT | CAT. LIGHT | 6LT68G | HOUSEHOLD | 6LT68G77H | OTHER HOUSEOLD | 6LT68G77H768 | OTHER HOUSEOLD GW
GW80652 | TONDA ES Ø230 MAX. 100W | 26.05 | 1 | 1 | 14 | NR | 8011564068810 | 94051940 | 6LT00 | Lighting | 6LT | CAT. LIGHT | 6LT68G | HOUSEHOLD | 6LT68G77H | OTHER HOUSEOLD | 6LT68G77H768 | OTHER HOUSEOLD GW
GW82206 | EXTRO MAX.100W GRAFITO | 125 | 1 | 1 | 2 | NR | 8011564210356 | 94054910 | 6LT00 | Lighting | 6LT | CAT. LIGHT | 6LT68G | HOUSEHOLD | 6LT68G77H | OTHER HOUSEOLD | 6LT68G77H768 | OTHER HOUSEOLD GW
GW82290 | EXTRO: SOP. ORIENT. GRAFITO | 55 | 1 | 1 | 6 | NR | 8011564210363 | 94059900 | 6LT00 | Lighting | 6LT | CAT. LIGHT | 6LT68G | HOUSEHOLD | 6LT68G77H | OTHER HOUSEOLD | 6LT68G77H768 | OTHER HOUSEOLD GW
GW82291 | EXTRO: SOP. ESQUINA GRAFITO | 26.45 | 1 | 1 | 5 | NR | 8011564210370 | 94059900 | 6LT00 | Lighting | 6LT | CAT. LIGHT | 6LT68G | HOUSEHOLD | 6LT68G77H | OTHER HOUSEOLD | 6LT68G77H768 | OTHER HOUSEOLD GW
GW82292 | EXTRO: COLUMNA IND. H=1300 GRAFITO | 144.5 | 1 | 1 | 1 | NR | 8011564210387 | 94059900 | 6LT00 | Lighting | 6LT | CAT. LIGHT | 6LT68G | HOUSEHOLD | 6LT68G77H | OTHER HOUSEOLD | 6LT68G77H768 | OTHER HOUSEOLD GW
GW82297 | EXTRO: BASE COLUMNA GRAFITO | 126 | 1 | 1 | 4 | NR | 8011564210431 | 94059900 | 6LT00 | Lighting | 6LT | CAT. LIGHT | 6LT68G | HOUSEHOLD | 6LT68G77H | OTHER HOUSEOLD | 6LT68G77H768 | OTHER HOUSEOLD GW
GW82298 | EXTRO: SOP. POSTE Ø60 ORIENT SIMPLE GRF | 87 | 1 | 1 | 5 | NR | 8011564210448 | 94059900 | 6LT00 | Lighting | 6LT | CAT. LIGHT | 6LT68G | HOUSEHOLD | 6LT68G77H | OTHER HOUSEOLD | 6LT68G77H768 | OTHER HOUSEOLD GW
GW84096 | POSTE CONICO ACERO GALV.5,5M GRAFI | 860 | 1 | 1 | 1 | NR | 8011564420205 | 76042100 | 6LT00 | Lighting | 6LT | CAT. LIGHT | 6LT75G | OTHER LIGHTING | 6LT75G75F | LIGHTING OLD | 6LT75G75F707 | STREET/URBAN OLD
GW84097 | POSTE CONICO ACERO GALV.7,8M GRAFI | 1179 | 1 | 1 | 1 | NR | 8011564420212 | 76042100 | 6LT00 | Lighting | 6LT | CAT. LIGHT | 6LT75G | OTHER LIGHTING | 6LT75G75F | LIGHTING OLD | 6LT75G75F707 | STREET/URBAN OLD
GW86167 | BRAZO PARED/ANGULO 250mm. GRAF | 73.5 | 1 | 1 | 1 | NR | 8011564782518 | 94059900 | 6LT00 | Lighting | 6LT | CAT. LIGHT | 6LT75G | OTHER LIGHTING | 6LT75G75F | LIGHTING OLD | 6LT75G75F707 | STREET/URBAN OLD
GW87581 | BRAZO PUNTA POSTE 1m. SIMP. GRAF. | 403 | 1 | 1 | 1 | NR | 8011564783034 | 94059900 | 6LT00 | Lighting | 6LT | CAT. LIGHT | 6LT75G | OTHER LIGHTING | 6LT75G75F | LIGHTING OLD | 6LT75G75F707 | STREET/URBAN OLD
GW87582 | BRAZO PUNTA DE POSTE 1+1m. DOB. GRAF. | 592.5 | 1 | 1 | 1 | NR | 8011564783041 | 94059900 | 6LT00 | Lighting | 6LT | CAT. LIGHT | 6LT75G | OTHER LIGHTING | 6LT75G75F | LIGHTING OLD | 6LT75G75F707 | STREET/URBAN OLD
GW87586 | BRAZO LATERAL POSTE 1m. C/ALETA GRAF. | 507.5 | 1 | 1 | 1 | NR | 8011564783058 | 94059900 | 6LT00 | Lighting | 6LT | CAT. LIGHT | 6LT75G | OTHER LIGHTING | 6LT75G75F | LIGHTING OLD | 6LT75G75F707 | STREET/URBAN OLD
GW87587 | BRAZO LATERAL POSTE 1m. S/ALETA GRAF. | 444 | 1 | 1 | 1 | NR | 8011564783065 | 94059900 | 6LT00 | Lighting | 6LT | CAT. LIGHT | 6LT75G | OTHER LIGHTING | 6LT75G75F | LIGHTING OLD | 6LT75G75F707 | STREET/URBAN OLD
GW87591 | POSTE CONICO 6m GRAF. | 888.5 | 1 | 1 | 1 | NR | 8011564782570 | 76042100 | 6LT00 | Lighting | 6LT | CAT. LIGHT | 6LT75G | OTHER LIGHTING | 6LT75G75F | LIGHTING OLD | 6LT75G75F707 | STREET/URBAN OLD
GW87592 | POSTE CONICO 8m GRAF. | 1312 | 1 | 1 | 1 | NR | 8011564782587 | 76042100 | 6LT00 | Lighting | 6LT | CAT. LIGHT | 6LT75G | OTHER LIGHTING | 6LT75G75F | LIGHTING OLD | 6LT75G75F707 | STREET/URBAN OLD
GW87593 | POSTE CONICO 9m GRAF. | 1435 | 1 | 1 | 1 | NR | 8011564782594 | 76042100 | 6LT00 | Lighting | 6LT | CAT. LIGHT | 6LT75G | OTHER LIGHTING | 6LT75G75F | LIGHTING OLD | 6LT75G75F707 | STREET/URBAN OLD
GW88272 | VIDRIO EXTRO | 21.5 | 1 | 1 | 5 | NR | 8011564037151 | 70071920 | 6LT00 | Lighting | 6LT | CAT. LIGHT | 6LT68G | HOUSEHOLD | 6LT68G77H | OTHER HOUSEOLD | 6LT68G77H768 | OTHER HOUSEOLD GW
GW90005 | MTC 1P C6 4.500/4,5kA 1M | 51 | 1 | 6 | 24 | NR | 8011564056381 | 85362010 | 2DN08 | Energy | 2DN | ENERGY | 2DN13G | DIN RAIL MODULAR DEV | 2DN13G16F | MCB COMPACTO | 2DN13G16F301 | COMPACT MCB 4,5 KA
GW90006 | MTC 1P C10 4.500/4,5kA 1M | 46.35 | 1 | 6 | 24 | NR | 8011564056398 | 85362010 | 2DN08 | Energy | 2DN | ENERGY | 2DN13G | DIN RAIL MODULAR DEV | 2DN13G16F | MCB COMPACTO | 2DN13G16F301 | COMPACT MCB 4,5 KA
GW90007 | MTC 1P C16 4.500/4,5kA 1M | 46.35 | 1 | 6 | 24 | NR | 8011564056404 | 85362010 | 2DN08 | Energy | 2DN | ENERGY | 2DN13G | DIN RAIL MODULAR DEV | 2DN13G16F | MCB COMPACTO | 2DN13G16F301 | COMPACT MCB 4,5 KA
GW90008 | MTC 1P C20 4.500/4,5kA 1M | 46.35 | 1 | 6 | 24 | NR | 8011564056411 | 85362010 | 2DN08 | Energy | 2DN | ENERGY | 2DN13G | DIN RAIL MODULAR DEV | 2DN13G16F | MCB COMPACTO | 2DN13G16F301 | COMPACT MCB 4,5 KA
GW90009 | MTC 1P C25 4.500/4,5kA 1M | 46.35 | 1 | 6 | 24 | NR | 8011564056428 | 85362010 | 2DN08 | Energy | 2DN | ENERGY | 2DN13G | DIN RAIL MODULAR DEV | 2DN13G16F | MCB COMPACTO | 2DN13G16F301 | COMPACT MCB 4,5 KA
GW90010 | MTC 1P C32 4.500/4,5kA 1M | 51 | 1 | 6 | 24 | NR | 8011564056435 | 85362010 | 2DN08 | Energy | 2DN | ENERGY | 2DN13G | DIN RAIL MODULAR DEV | 2DN13G16F | MCB COMPACTO | 2DN13G16F301 | COMPACT MCB 4,5 KA
GW90011 | MTC 1P C13 4.500/4,5kA 1M | 51 | 1 | 6 | 24 | NR | 8011564225213 | 85362010 | 2DN08 | Energy | 2DN | ENERGY | 2DN13G | DIN RAIL MODULAR DEV | 2DN13G16F | MCB COMPACTO | 2DN13G16F301 | COMPACT MCB 4,5 KA
GW90022 | MTC 1P+N C2 4.500A/6kA 1M | 113.5 | 1 | 6 | 24 | NR | 8011564228122 | 85362010 | 2DN08 | Energy | 2DN | ENERGY | 2DN13G | DIN RAIL MODULAR DEV | 2DN13G16F | MCB COMPACTO | 2DN13G16F301 | COMPACT MCB 4,5 KA
GW90025 | MTC 1P+N C6 4.500A/6kA 1M | 75 | 1 | 6 | 24 | NR | 8011564056442 | 85362010 | 2DN08 | Energy | 2DN | ENERGY | 2DN13G | DIN RAIL MODULAR DEV | 2DN13G16F | MCB COMPACTO | 2DN13G16F301 | COMPACT MCB 4,5 KA
GW90026 | MTC 1P+N C10 4.500A/6kA 1M | 71 | 1 | 6 | 24 | NR | 8011564056459 | 85362010 | 2DN08 | Energy | 2DN | ENERGY | 2DN13G | DIN RAIL MODULAR DEV | 2DN13G16F | MCB COMPACTO | 2DN13G16F301 | COMPACT MCB 4,5 KA
GW90027 | MTC 1P+N C16 4.500A/6kA 1M | 71 | 1 | 6 | 24 | NR | 8011564056466 | 85362010 | 2DN08 | Energy | 2DN | ENERGY | 2DN13G | DIN RAIL MODULAR DEV | 2DN13G16F | MCB COMPACTO | 2DN13G16F301 | COMPACT MCB 4,5 KA
GW90028 | MTC 1P+N C20 4.500A/6kA 1M | 71 | 1 | 6 | 24 | NR | 8011564056473 | 85362010 | 2DN08 | Energy | 2DN | ENERGY | 2DN13G | DIN RAIL MODULAR DEV | 2DN13G16F | MCB COMPACTO | 2DN13G16F301 | COMPACT MCB 4,5 KA
GW90029 | MTC 1P+N C25 4.500A/6kA 1M | 71 | 1 | 6 | 24 | NR | 8011564056480 | 85362010 | 2DN08 | Energy | 2DN | ENERGY | 2DN13G | DIN RAIL MODULAR DEV | 2DN13G16F | MCB COMPACTO | 2DN13G16F301 | COMPACT MCB 4,5 KA
GW90030 | MTC 1P+N C32 4.500A/6kA 1M | 74.5 | 1 | 6 | 24 | NR | 8011564056497 | 85362010 | 2DN08 | Energy | 2DN | ENERGY | 2DN13G | DIN RAIL MODULAR DEV | 2DN13G16F | MCB COMPACTO | 2DN13G16F301 | COMPACT MCB 4,5 KA
GW90031 | MTC 1P+N C13 4.500A/6kA 1M | 74.5 | 1 | 6 | 24 | NR | 8011564225220 | 85362010 | 2DN08 | Energy | 2DN | ENERGY | 2DN13G | DIN RAIL MODULAR DEV | 2DN13G16F | MCB COMPACTO | 2DN13G16F301 | COMPACT MCB 4,5 KA
GW90045 | MTC 2P C6 4.500A/6kA 1M | 94.5 | 1 | 6 | 24 | NR | 8011564056503 | 85362010 | 2DN08 | Energy | 2DN | ENERGY | 2DN13G | DIN RAIL MODULAR DEV | 2DN13G16F | MCB COMPACTO | 2DN13G16F301 | COMPACT MCB 4,5 KA
GW90046 | MTC 2P C10 4.500A/6kA 1M | 86.5 | 1 | 6 | 24 | NR | 8011564056510 | 85362010 | 2DN08 | Energy | 2DN | ENERGY | 2DN13G | DIN RAIL MODULAR DEV | 2DN13G16F | MCB COMPACTO | 2DN13G16F301 | COMPACT MCB 4,5 KA
GW90047 | MTC 2P C16 4.500A/6kA 1M | 86.5 | 1 | 6 | 24 | NR | 8011564056527 | 85362010 | 2DN08 | Energy | 2DN | ENERGY | 2DN13G | DIN RAIL MODULAR DEV | 2DN13G16F | MCB COMPACTO | 2DN13G16F301 | COMPACT MCB 4,5 KA
GW90048 | MTC 2P C20 4.500A/6kA 1M | 86.5 | 1 | 6 | 24 | NR | 8011564056534 | 85362010 | 2DN08 | Energy | 2DN | ENERGY | 2DN13G | DIN RAIL MODULAR DEV | 2DN13G16F | MCB COMPACTO | 2DN13G16F301 | COMPACT MCB 4,5 KA
GW90049 | MTC 2P C25 4.500A/6kA 1M | 86.5 | 1 | 6 | 24 | NR | 8011564056541 | 85362010 | 2DN08 | Energy | 2DN | ENERGY | 2DN13G | DIN RAIL MODULAR DEV | 2DN13G16F | MCB COMPACTO | 2DN13G16F301 | COMPACT MCB 4,5 KA
GW90050 | MTC 2P C32 4.500A/6kA 1M | 94.5 | 1 | 6 | 24 | NR | 8011564056558 | 85362010 | 2DN08 | Energy | 2DN | ENERGY | 2DN13G | DIN RAIL MODULAR DEV | 2DN13G16F | MCB COMPACTO | 2DN13G16F301 | COMPACT MCB 4,5 KA
GW90051 | MTC 2P C13 4.500A/6kA 1M | 94.5 | 1 | 6 | 24 | NR | 8011564225237 | 85362010 | 2DN08 | Energy | 2DN | ENERGY | 2DN13G | DIN RAIL MODULAR DEV | 2DN13G16F | MCB COMPACTO | 2DN13G16F301 | COMPACT MCB 4,5 KA
GW90065 | MTC 3P C6 4.500A/4,5kA 2M | 144 | 1 | 3 | 12 | NR | 8011564056565 | 85362010 | 2DN08 | Energy | 2DN | ENERGY | 2DN13G | DIN RAIL MODULAR DEV | 2DN13G16F | MCB COMPACTO | 2DN13G16F301 | COMPACT MCB 4,5 KA
GW90066 | MTC 3P C10 4.500A/4,5kA 2M | 138 | 1 | 3 | 12 | NR | 8011564056572 | 85362010 | 2DN08 | Energy | 2DN | ENERGY | 2DN13G | DIN RAIL MODULAR DEV | 2DN13G16F | MCB COMPACTO | 2DN13G16F301 | COMPACT MCB 4,5 KA
GW90067 | MTC 3P C16 4.500A/4,5kA 2M | 138 | 1 | 3 | 12 | NR | 8011564056589 | 85362010 | 2DN08 | Energy | 2DN | ENERGY | 2DN13G | DIN RAIL MODULAR DEV | 2DN13G16F | MCB COMPACTO | 2DN13G16F301 | COMPACT MCB 4,5 KA
GW90068 | MTC 3P C20 4.500A/4,5kA 2M | 138 | 1 | 3 | 12 | NR | 8011564056596 | 85362010 | 2DN08 | Energy | 2DN | ENERGY | 2DN13G | DIN RAIL MODULAR DEV | 2DN13G16F | MCB COMPACTO | 2DN13G16F301 | COMPACT MCB 4,5 KA
GW90069 | MTC 3P C25 4.500A/4,5kA 2M | 138 | 1 | 3 | 12 | NR | 8011564056602 | 85362010 | 2DN08 | Energy | 2DN | ENERGY | 2DN13G | DIN RAIL MODULAR DEV | 2DN13G16F | MCB COMPACTO | 2DN13G16F301 | COMPACT MCB 4,5 KA
GW90070 | MTC 3P C32 4.500A/4,5kA 2M | 144 | 1 | 3 | 12 | NR | 8011564056619 | 85362010 | 2DN08 | Energy | 2DN | ENERGY | 2DN13G | DIN RAIL MODULAR DEV | 2DN13G16F | MCB COMPACTO | 2DN13G16F301 | COMPACT MCB 4,5 KA
GW90071 | MTC 3P C13 4.500A/4,5kA 2M | 144 | 1 | 3 | 12 | NR | 8011564225244 | 85362010 | 2DN08 | Energy | 2DN | ENERGY | 2DN13G | DIN RAIL MODULAR DEV | 2DN13G16F | MCB COMPACTO | 2DN13G16F301 | COMPACT MCB 4,5 KA
GW90085 | MTC 4P C6 4.500A/4,5kA 2M | 201 | 1 | 3 | 12 | NR | 8011564056626 | 85362010 | 2DN08 | Energy | 2DN | ENERGY | 2DN13G | DIN RAIL MODULAR DEV | 2DN13G16F | MCB COMPACTO | 2DN13G16F301 | COMPACT MCB 4,5 KA
GW90086 | MTC 4P C10 4.500A/4,5kA 2M | 170 | 1 | 3 | 12 | NR | 8011564056633 | 85362010 | 2DN08 | Energy | 2DN | ENERGY | 2DN13G | DIN RAIL MODULAR DEV | 2DN13G16F | MCB COMPACTO | 2DN13G16F301 | COMPACT MCB 4,5 KA
GW90087 | MTC 4P C16 4.500A/4,5kA 2M | 170 | 1 | 3 | 12 | NR | 8011564056640 | 85362010 | 2DN08 | Energy | 2DN | ENERGY | 2DN13G | DIN RAIL MODULAR DEV | 2DN13G16F | MCB COMPACTO | 2DN13G16F301 | COMPACT MCB 4,5 KA
GW90088 | MTC 4P C20 4.500A/4,5kA 2M | 170 | 1 | 3 | 12 | NR | 8011564056657 | 85362010 | 2DN08 | Energy | 2DN | ENERGY | 2DN13G | DIN RAIL MODULAR DEV | 2DN13G16F | MCB COMPACTO | 2DN13G16F301 | COMPACT MCB 4,5 KA
GW90089 | MTC 4P C25 4.500A/4,5kA 2M | 170 | 1 | 3 | 12 | NR | 8011564056664 | 85362010 | 2DN08 | Energy | 2DN | ENERGY | 2DN13G | DIN RAIL MODULAR DEV | 2DN13G16F | MCB COMPACTO | 2DN13G16F301 | COMPACT MCB 4,5 KA
GW90090 | MTC 4P C32 4.500A/4,5kA 2M | 173 | 1 | 3 | 12 | NR | 8011564056671 | 85362010 | 2DN08 | Energy | 2DN | ENERGY | 2DN13G | DIN RAIL MODULAR DEV | 2DN13G16F | MCB COMPACTO | 2DN13G16F301 | COMPACT MCB 4,5 KA
GW90091 | MTC 4P C13 4.500A/4,5kA 2M | 201 | 1 | 3 | 12 | NR | 8011564225251 | 85362010 | 2DN08 | Energy | 2DN | ENERGY | 2DN13G | DIN RAIL MODULAR DEV | 2DN13G16F | MCB COMPACTO | 2DN13G16F301 | COMPACT MCB 4,5 KA
GW90225 | MTC 1P+N C 6 6.000A/10kA 1M | 60.5 | 1 | 6 | 24 | NR | 8011564056749 | 85362010 | 2DN08 | Energy | 2DN | ENERGY | 2DN13G | DIN RAIL MODULAR DEV | 2DN13G16F | MCB COMPACTO | 2DN13G16F303 | COMPACT MCB 6 KA
GW90226 | MTC 1P+N C10 6.000A/10kA 1M | 57 | 1 | 6 | 24 | NR | 8011564056756 | 85362010 | 2DN08 | Energy | 2DN | ENERGY | 2DN13G | DIN RAIL MODULAR DEV | 2DN13G16F | MCB COMPACTO | 2DN13G16F303 | COMPACT MCB 6 KA
GW90227 | MTC 1P+N C16 6.000A/10kA 1M | 57 | 1 | 6 | 24 | NR | 8011564056763 | 85362010 | 2DN08 | Energy | 2DN | ENERGY | 2DN13G | DIN RAIL MODULAR DEV | 2DN13G16F | MCB COMPACTO | 2DN13G16F303 | COMPACT MCB 6 KA
GW90228 | MTC 1P+N C20 6.000A/10kA 1M | 57 | 1 | 6 | 24 | NR | 8011564056770 | 85362010 | 2DN08 | Energy | 2DN | ENERGY | 2DN13G | DIN RAIL MODULAR DEV | 2DN13G16F | MCB COMPACTO | 2DN13G16F303 | COMPACT MCB 6 KA
GW90229 | MTC 1P+N C25 6.000A/10kA 1M | 66 | 1 | 6 | 24 | NR | 8011564056787 | 85362010 | 2DN08 | Energy | 2DN | ENERGY | 2DN13G | DIN RAIL MODULAR DEV | 2DN13G16F | MCB COMPACTO | 2DN13G16F303 | COMPACT MCB 6 KA
GW90230 | MTC 1P+N C32 6.000A/10kA 1M | 66 | 1 | 6 | 24 | NR | 8011564056794 | 85362010 | 2DN08 | Energy | 2DN | ENERGY | 2DN13G | DIN RAIL MODULAR DEV | 2DN13G16F | MCB COMPACTO | 2DN13G16F303 | COMPACT MCB 6 KA
GW90231 | MTC 1P+N C13 6.000A/10kA 1M | 123.5 | 1 | 6 | 24 | NR | 8011564225275 | 85362010 | 2DN08 | Energy | 2DN | ENERGY | 2DN13G | DIN RAIL MODULAR DEV | 2DN13G16F | MCB COMPACTO | 2DN13G16F303 | COMPACT MCB 6 KA
GW90245 | MTC 2P C 6 6.000A/10kA 1M | 123.5 | 1 | 6 | 24 | NR | 8011564056800 | 85362010 | 2DN08 | Energy | 2DN | ENERGY | 2DN13G | DIN RAIL MODULAR DEV | 2DN13G16F | MCB COMPACTO | 2DN13G16F303 | COMPACT MCB 6 KA
GW90246 | MTC 2P C10 6.000A/10kA 1M | 112.5 | 1 | 6 | 24 | NR | 8011564056817 | 85362010 | 2DN08 | Energy | 2DN | ENERGY | 2DN13G | DIN RAIL MODULAR DEV | 2DN13G16F | MCB COMPACTO | 2DN13G16F303 | COMPACT MCB 6 KA
GW90247 | MTC 2P C16 6.000A/10kA 1M | 112.5 | 1 | 6 | 24 | NR | 8011564056824 | 85362010 | 2DN08 | Energy | 2DN | ENERGY | 2DN13G | DIN RAIL MODULAR DEV | 2DN13G16F | MCB COMPACTO | 2DN13G16F303 | COMPACT MCB 6 KA
GW90248 | MTC 2P C20 6.000A/10kA 1M | 112.5 | 1 | 6 | 24 | NR | 8011564056831 | 85362010 | 2DN08 | Energy | 2DN | ENERGY | 2DN13G | DIN RAIL MODULAR DEV | 2DN13G16F | MCB COMPACTO | 2DN13G16F303 | COMPACT MCB 6 KA
GW90249 | MTC 2P C25 6.000A/10kA 1M | 112.5 | 1 | 6 | 24 | NR | 8011564056848 | 85362010 | 2DN08 | Energy | 2DN | ENERGY | 2DN13G | DIN RAIL MODULAR DEV | 2DN13G16F | MCB COMPACTO | 2DN13G16F303 | COMPACT MCB 6 KA
GW90250 | MTC 2P C32 6.000A/10kA 1M | 123.5 | 1 | 6 | 24 | NR | 8011564056855 | 85362010 | 2DN08 | Energy | 2DN | ENERGY | 2DN13G | DIN RAIL MODULAR DEV | 2DN13G16F | MCB COMPACTO | 2DN13G16F303 | COMPACT MCB 6 KA
GW90251 | MTC 2P C13 6.000A/10kA 1M | 123.5 | 1 | 6 | 24 | NR | 8011564225282 | 85362010 | 2DN08 | Energy | 2DN | ENERGY | 2DN13G | DIN RAIL MODULAR DEV | 2DN13G16F | MCB COMPACTO | 2DN13G16F303 | COMPACT MCB 6 KA
GW90265 | MTC 3P C 6 6.000A/6kA 2M | 192.5 | 1 | 3 | 12 | NR | 8011564056862 | 85362010 | 2DN08 | Energy | 2DN | ENERGY | 2DN13G | DIN RAIL MODULAR DEV | 2DN13G16F | MCB COMPACTO | 2DN13G16F303 | COMPACT MCB 6 KA
GW90266 | MTC 3P C10 6.000A/6kA 2M | 182.5 | 1 | 3 | 12 | NR | 8011564056879 | 85362010 | 2DN08 | Energy | 2DN | ENERGY | 2DN13G | DIN RAIL MODULAR DEV | 2DN13G16F | MCB COMPACTO | 2DN13G16F303 | COMPACT MCB 6 KA
GW90267 | MTC 3P C16 6.000A/6kA 2M | 182.5 | 1 | 3 | 12 | NR | 8011564056886 | 85362010 | 2DN08 | Energy | 2DN | ENERGY | 2DN13G | DIN RAIL MODULAR DEV | 2DN13G16F | MCB COMPACTO | 2DN13G16F303 | COMPACT MCB 6 KA
GW90268 | MTC 3P C20 6.000A/6kA 2M | 182.5 | 1 | 3 | 12 | NR | 8011564056893 | 85362010 | 2DN08 | Energy | 2DN | ENERGY | 2DN13G | DIN RAIL MODULAR DEV | 2DN13G16F | MCB COMPACTO | 2DN13G16F303 | COMPACT MCB 6 KA
GW90269 | MTC 3P C25 6.000A/6kA 2M | 182.5 | 1 | 3 | 12 | NR | 8011564056909 | 85362010 | 2DN08 | Energy | 2DN | ENERGY | 2DN13G | DIN RAIL MODULAR DEV | 2DN13G16F | MCB COMPACTO | 2DN13G16F303 | COMPACT MCB 6 KA
GW90270 | MTC 3P C32 6.000A/6kA 2M | 192.5 | 1 | 3 | 12 | NR | 8011564056916 | 85362010 | 2DN08 | Energy | 2DN | ENERGY | 2DN13G | DIN RAIL MODULAR DEV | 2DN13G16F | MCB COMPACTO | 2DN13G16F303 | COMPACT MCB 6 KA
GW90271 | MTC 3P C13 6.000A/6kA 2M | 192.5 | 1 | 3 | 12 | NR | 8011564225299 | 85362010 | 2DN08 | Energy | 2DN | ENERGY | 2DN13G | DIN RAIL MODULAR DEV | 2DN13G16F | MCB COMPACTO | 2DN13G16F303 | COMPACT MCB 6 KA
GW90285 | MTC 4P C 6 6.000A/6kA 2M | 252.5 | 1 | 3 | 12 | NR | 8011564056923 | 85362010 | 2DN08 | Energy | 2DN | ENERGY | 2DN13G | DIN RAIL MODULAR DEV | 2DN13G16F | MCB COMPACTO | 2DN13G16F303 | COMPACT MCB 6 KA
GW90286 | MTC 4P C10 6.000A/6kA 2M | 178.5 | 1 | 3 | 12 | NR | 8011564056930 | 85362010 | 2DN08 | Energy | 2DN | ENERGY | 2DN13G | DIN RAIL MODULAR DEV | 2DN13G16F | MCB COMPACTO | 2DN13G16F303 | COMPACT MCB 6 KA
GW90287 | MTC 4P C16 6.000A/6kA 2M | 178.5 | 1 | 3 | 12 | NR | 8011564056947 | 85362010 | 2DN08 | Energy | 2DN | ENERGY | 2DN13G | DIN RAIL MODULAR DEV | 2DN13G16F | MCB COMPACTO | 2DN13G16F303 | COMPACT MCB 6 KA
GW90288 | MTC 4P C20 6.000A/6kA 2M | 178.5 | 1 | 3 | 12 | NR | 8011564056954 | 85362010 | 2DN08 | Energy | 2DN | ENERGY | 2DN13G | DIN RAIL MODULAR DEV | 2DN13G16F | MCB COMPACTO | 2DN13G16F303 | COMPACT MCB 6 KA
GW90289 | MTC 4P C25 6.000A/6kA 2M | 178.5 | 1 | 3 | 12 | NR | 8011564056961 | 85362010 | 2DN08 | Energy | 2DN | ENERGY | 2DN13G | DIN RAIL MODULAR DEV | 2DN13G16F | MCB COMPACTO | 2DN13G16F303 | COMPACT MCB 6 KA
GW90290 | MTC 4P C32 6.000A/6kA 2M | 187.5 | 1 | 3 | 12 | NR | 8011564056978 | 85362010 | 2DN08 | Energy | 2DN | ENERGY | 2DN13G | DIN RAIL MODULAR DEV | 2DN13G16F | MCB COMPACTO | 2DN13G16F303 | COMPACT MCB 6 KA
GW90291 | MTC 4P C13 6.000A/6kA 2M | 252.5 | 1 | 3 | 12 | NR | 8011564225305 | 85362010 | 2DN08 | Energy | 2DN | ENERGY | 2DN13G | DIN RAIL MODULAR DEV | 2DN13G16F | MCB COMPACTO | 2DN13G16F303 | COMPACT MCB 6 KA
GW90325 | MTC 1P+N B6 6.000A/10kA 1M | 137 | 1 | 6 | 24 | NR | 8011564251397 | 85362010 | 2DN08 | Energy | 2DN | ENERGY | 2DN13G | DIN RAIL MODULAR DEV | 2DN13G16F | MCB COMPACTO | 2DN13G16F303 | COMPACT MCB 6 KA
GW90326 | MTC 1P+N B10 6.000A/10kA 1M | 129 | 1 | 6 | 24 | NR | 8011564251403 | 85362010 | 2DN08 | Energy | 2DN | ENERGY | 2DN13G | DIN RAIL MODULAR DEV | 2DN13G16F | MCB COMPACTO | 2DN13G16F303 | COMPACT MCB 6 KA
GW90327 | MTC 1P+N B13 6.000A/10kA 1M | 137 | 1 | 6 | 24 | NR | 8011564251410 | 85362010 | 2DN08 | Energy | 2DN | ENERGY | 2DN13G | DIN RAIL MODULAR DEV | 2DN13G16F | MCB COMPACTO | 2DN13G16F303 | COMPACT MCB 6 KA
GW90328 | MTC 1P+N B16 6.000A/10kA 1M | 129 | 1 | 6 | 24 | NR | 8011564251427 | 85362010 | 2DN08 | Energy | 2DN | ENERGY | 2DN13G | DIN RAIL MODULAR DEV | 2DN13G16F | MCB COMPACTO | 2DN13G16F303 | COMPACT MCB 6 KA
GW90329 | MTC 1P+N B20 6.000A/10kA 1M | 129 | 1 | 6 | 24 | NR | 8011564251434 | 85362010 | 2DN08 | Energy | 2DN | ENERGY | 2DN13G | DIN RAIL MODULAR DEV | 2DN13G16F | MCB COMPACTO | 2DN13G16F303 | COMPACT MCB 6 KA
GW90330 | MTC 1P+N B25 6.000A/10kA 1M | 129 | 1 | 6 | 24 | NR | 8011564251441 | 85362010 | 2DN08 | Energy | 2DN | ENERGY | 2DN13G | DIN RAIL MODULAR DEV | 2DN13G16F | MCB COMPACTO | 2DN13G16F303 | COMPACT MCB 6 KA
GW90331 | MTC 1P+N B32 6.000A/10kA 1M | 137 | 1 | 6 | 24 | NR | 8011564251458 | 85362010 | 2DN08 | Energy | 2DN | ENERGY | 2DN13G | DIN RAIL MODULAR DEV | 2DN13G16F | MCB COMPACTO | 2DN13G16F303 | COMPACT MCB 6 KA
GW90345 | MTC 2P B6 6.000A/10kA 1M | 167 | 1 | 6 | 24 | NR | 8011564776814 | 85362010 | 2DN08 | Energy | 2DN | ENERGY | 2DN13G | DIN RAIL MODULAR DEV | 2DN13G16F | MCB COMPACTO | 2DN13G16F303 | COMPACT MCB 6 KA
GW90346 | MTC 2P B10 6.000A/10kA 1M | 153.5 | 1 | 6 | 24 | NR | 8011564776821 | 85362010 | 2DN08 | Energy | 2DN | ENERGY | 2DN13G | DIN RAIL MODULAR DEV | 2DN13G16F | MCB COMPACTO | 2DN13G16F303 | COMPACT MCB 6 KA
GW90347 | MTC 2P B13 6.000A/10kA 1M | 167 | 1 | 6 | 24 | NR | 8011564776838 | 85362010 | 2DN08 | Energy | 2DN | ENERGY | 2DN13G | DIN RAIL MODULAR DEV | 2DN13G16F | MCB COMPACTO | 2DN13G16F303 | COMPACT MCB 6 KA
GW90348 | MTC 2P B16 6.000A/10kA 1M | 153.5 | 1 | 6 | 24 | NR | 8011564776845 | 85362010 | 2DN08 | Energy | 2DN | ENERGY | 2DN13G | DIN RAIL MODULAR DEV | 2DN13G16F | MCB COMPACTO | 2DN13G16F303 | COMPACT MCB 6 KA
GW90349 | MTC 2P B20 6.000A/10kA 1M | 153.5 | 1 | 6 | 24 | NR | 8011564776852 | 85362010 | 2DN08 | Energy | 2DN | ENERGY | 2DN13G | DIN RAIL MODULAR DEV | 2DN13G16F | MCB COMPACTO | 2DN13G16F303 | COMPACT MCB 6 KA
GW90350 | MTC 2P B25 6.000A/10kA 1M | 153.5 | 1 | 6 | 24 | NR | 8011564776869 | 85362010 | 2DN08 | Energy | 2DN | ENERGY | 2DN13G | DIN RAIL MODULAR DEV | 2DN13G16F | MCB COMPACTO | 2DN13G16F303 | COMPACT MCB 6 KA
GW90351 | MTC 2P B32 6.000A/10kA 1M | 167 | 1 | 6 | 24 | NR | 8011564776876 | 85362010 | 2DN08 | Energy | 2DN | ENERGY | 2DN13G | DIN RAIL MODULAR DEV | 2DN13G16F | MCB COMPACTO | 2DN13G16F303 | COMPACT MCB 6 KA
GW90445 | MTC 2P C6 15.000A/15kA 1M | 192.5 | 1 | 6 | 24 | NR | 8011564073913 | 85362010 | 2DN08 | Energy | 2DN | ENERGY | 2DN13G | DIN RAIL MODULAR DEV | 2DN13G16F | MCB COMPACTO | 2DN13G16F305 | COMPACT MCB 10 KA
GW90446 | MTC 2P C15 15.000A/15kA 1M | 178.5 | 1 | 6 | 24 | NR | 8011564073920 | 85362010 | 2DN08 | Energy | 2DN | ENERGY | 2DN13G | DIN RAIL MODULAR DEV | 2DN13G16F | MCB COMPACTO | 2DN13G16F305 | COMPACT MCB 10 KA
GW90447 | MTC 2P C16 15.000A/15kA 1M | 178.5 | 1 | 6 | 24 | NR | 8011564073937 | 85362010 | 2DN08 | Energy | 2DN | ENERGY | 2DN13G | DIN RAIL MODULAR DEV | 2DN13G16F | MCB COMPACTO | 2DN13G16F305 | COMPACT MCB 10 KA
GW90448 | MTC 2P C20 15.000A/15kA 1M | 178.5 | 1 | 6 | 24 | NR | 8011564073944 | 85362010 | 2DN08 | Energy | 2DN | ENERGY | 2DN13G | DIN RAIL MODULAR DEV | 2DN13G16F | MCB COMPACTO | 2DN13G16F305 | COMPACT MCB 10 KA
GW90449 | MTC 2P C25 15.000A/15kA 1M | 178.5 | 1 | 6 | 24 | NR | 8011564073951 | 85362010 | 2DN08 | Energy | 2DN | ENERGY | 2DN13G | DIN RAIL MODULAR DEV | 2DN13G16F | MCB COMPACTO | 2DN13G16F305 | COMPACT MCB 10 KA
GW90450 | MTC 2P C32 15.000A/15kA 1M | 192.5 | 1 | 6 | 24 | NR | 8011564073968 | 85362010 | 2DN08 | Energy | 2DN | ENERGY | 2DN13G | DIN RAIL MODULAR DEV | 2DN13G16F | MCB COMPACTO | 2DN13G16F305 | COMPACT MCB 10 KA
GW90451 | MTC 2P C13 15.000A/15kA 1M | 192.5 | 1 | 6 | 24 | NR | 8011564225329 | 85362010 | 2DN08 | Energy | 2DN | ENERGY | 2DN13G | DIN RAIL MODULAR DEV | 2DN13G16F | MCB COMPACTO | 2DN13G16F305 | COMPACT MCB 10 KA
GW90584 | CABLE KNX 1X2X0,8MM CLASE LSZH CCA | 1.15 | 1 | 100 | 100 | M | 8034035030727 | 85444995 | 1DM03 | Building | 1DM | BUILDING | 1DM06G | SYSTEMS | 1DM06G39F | CHORUSMART KNX BUS | 1DM06G39F179 | CR BUILDING AUTOMAT.
GW90585 | CABLE KNX 2X2X0,8MM CLASE LSZH CCA | 1.35 | 1 | 100 | 100 | M | 8034035030734 | 85444995 | 1DM03 | Building | 1DM | BUILDING | 1DM06G | SYSTEMS | 1DM06G39F | CHORUSMART KNX BUS | 1DM06G39F179 | CR BUILDING AUTOMAT.
GW90706B | INTERFACE KNX / USB PARA CARRIL DIN 1M | 283.5 | 1 | 1 | 1 | NR | 8011564795082 | 85389099 | 1DM03 | Building | 1DM | BUILDING | 1DM06G | SYSTEMS | 1DM06G39F | CHORUSMART KNX BUS | 1DM06G39F179 | CR BUILDING AUTOMAT.
GW90706U | INTERFACE KNX / USB FORMATO USB | 404 | 1 | 1 | 1 | NR | 8034035012501 | 85389099 | 1DM03 | Building | 1DM | BUILDING | 1DM06G | SYSTEMS | 1DM06G39F | CHORUSMART KNX BUS | 1DM06G39F179 | CR BUILDING AUTOMAT.
GW90708A | ACOPLADOR DE LÍNEA KNX – G.DIN | 469 | 1 | 1 | 4 | NR | 8011564855120 | 85389099 | 1DM03 | Building | 1DM | BUILDING | 1DM06G | SYSTEMS | 1DM06G39F | CHORUSMART KNX BUS | 1DM06G39F179 | CR BUILDING AUTOMAT.
GW90709 | FUENTE DE ALIMENTACIÓN 320 mA | 290.5 | 1 | 1 | 1 | NR | 8011564441668 | 85044095 | 1DM03 | Building | 1DM | BUILDING | 1DM06G | SYSTEMS | 1DM06G39F | CHORUSMART KNX BUS | 1DM06G39F179 | CR BUILDING AUTOMAT.
GW90710 | FUENTE DE ALIMENTACIÓN 640 mA | 358 | 1 | 1 | 1 | NR | 8011564441675 | 85044095 | 1DM03 | Building | 1DM | BUILDING | 1DM06G | SYSTEMS | 1DM06G39F | CHORUSMART KNX BUS | 1DM06G39F179 | CR BUILDING AUTOMAT.
GW90721A | INTERFACE KNX 4 CANALES PARA CONTACTOS | 115 | 1 | 1 | 4 | NR | 8011564794016 | 85389099 | 1DM03 | Building | 1DM | BUILDING | 1DM06G | SYSTEMS | 1DM06G39F | CHORUSMART KNX BUS | 1DM06G39F179 | CR BUILDING AUTOMAT.
GW90727 | INTERFACE KNX 2 CANALES PARA CONTACTOS | 98 | 1 | 1 | 4 | NR | 8011564794023 | 85176200 | 1DM03 | Building | 1DM | BUILDING | 1DM06G | SYSTEMS | 1DM06G39F | CHORUSMART KNX BUS | 1DM06G39F179 | CR BUILDING AUTOMAT.
GW90728 | MODULO 4IN+4OUT UNIV. +4IN (0-1) KNX DIN | 309 | 1 | 1 | 4 | NR | 8011564820814 | 85389099 | 1DM03 | Building | 1DM | BUILDING | 1DM06G | SYSTEMS | 1DM06G39F | CHORUSMART KNX BUS | 1DM06G39F179 | CR BUILDING AUTOMAT.
GW90729 | MODULO 8 IN 24~48Vdc/24~230Vac KNX DIN | 309 | 1 | 1 | 4 | NR | 8011564820821 | 85389099 | 1DM03 | Building | 1DM | BUILDING | 1DM06G | SYSTEMS | 1DM06G39F | CHORUSMART KNX BUS | 1DM06G39F179 | CR BUILDING AUTOMAT.
GW90730 | MODULO 4IN/OUT UNIV. +4OUT 10A KNX DIN | 382.5 | 1 | 1 | 4 | NR | 8011564820838 | 85389099 | 1DM03 | Building | 1DM | BUILDING | 1DM06G | SYSTEMS | 1DM06G39F | CHORUSMART KNX BUS | 1DM06G39F179 | CR BUILDING AUTOMAT.
GW90741 | ACCIONADOR 4 CANALES 10AX KNX-CARRIL DIN | 256 | 1 | 1 | 1 | NR | 8011564759381 | 85364190 | 1DM03 | Building | 1DM | BUILDING | 1DM06G | SYSTEMS | 1DM06G39F | CHORUSMART KNX BUS | 1DM06G39F179 | CR BUILDING AUTOMAT.
GW90742 | ACCIONADOR 4 CAN 16AX KNX-MANDO MANUAL | 361.5 | 1 | 1 | 1 | NR | 8011564759404 | 85364190 | 1DM03 | Building | 1DM | BUILDING | 1DM06G | SYSTEMS | 1DM06G39F | CHORUSMART KNX BUS | 1DM06G39F179 | CR BUILDING AUTOMAT.
GW90765 | DIMMER PARA LED I CONST. KNX 4 CANALES | 280 | 1 | 1 | 1 | NR | 8011564805422 | 85365080 | 1DM03 | Building | 1DM | BUILDING | 1DM06G | SYSTEMS | 1DM06G39F | CHORUSMART KNX BUS | 1DM06G39F179 | CR BUILDING AUTOMAT.
GW90766 | AMPLIFICADOR PARA DIMMER LED CVD 4x10A | 148 | 1 | 1 | 4 | NR | 8011564881440 | 85389099 | 1DM03 | Building | 1DM | BUILDING | 1DM06G | SYSTEMS | 1DM06G39F | CHORUSMART KNX BUS | 1DM06G39F179 | CR BUILDING AUTOMAT.
GW90800 | ESTACIÓN METEOROLÓGICA KNX CON GPS | 1077 | 1 | 1 | 1 | NR | 8011564745858 | 85389099 | 1DM03 | Building | 1DM | BUILDING | 1DM06G | SYSTEMS | 1DM06G39F | CHORUSMART KNX BUS | 1DM06G39F179 | CR BUILDING AUTOMAT.
GW90802A | FUENTE ALIMENTACIÓN 24VDC - 2,5A | 99.5 | 1 | 1 | 4 | NR | 8034035090530 | 85044095 | 1DM03 | Building | 1DM | BUILDING | 1DM06G | SYSTEMS | 1DM06G39F | CHORUSMART KNX BUS | 1DM06G39F179 | CR BUILDING AUTOMAT.
GW90807 | BORNES NEGRO-ROJO | 3.6 | 1 | 50 | 50 | NR | 8011564201415 | 85369010 | 1DM03 | Building | 1DM | BUILDING | 1DM06G | SYSTEMS | 1DM06G39F | CHORUSMART KNX BUS | 1DM06G39F179 | CR BUILDING AUTOMAT.
GW90808 | BORNES AMARILLO-BLANCO | 3.6 | 1 | 50 | 50 | NR | 8011564201422 | 85369010 | 1DM03 | Building | 1DM | BUILDING | 1DM06G | SYSTEMS | 1DM06G39F | CHORUSMART KNX BUS | 1DM06G39F179 | CR BUILDING AUTOMAT.
GW90856 | ACTUADOR MAN.MOTOR 2 CANALES KNX | 264.5 | 1 | 1 | 1 | NR | 8011564718531 | 85364190 | 1DM03 | Building | 1DM | BUILDING | 1DM06G | SYSTEMS | 1DM06G39F | CHORUSMART KNX BUS | 1DM06G39F179 | CR BUILDING AUTOMAT.
GW90857 | ACTUADOR MAN.MOTOR 4 CANALES KNX | 370 | 1 | 1 | 1 | NR | 8011564718548 | 85364190 | 1DM03 | Building | 1DM | BUILDING | 1DM06G | SYSTEMS | 1DM06G39F | CHORUSMART KNX BUS | 1DM06G39F179 | CR BUILDING AUTOMAT.
GW90871 | GATEWAY KNX/DMX | 1354.5 | 1 | 1 | 1 | NR | 8011564749917 | 85389099 | 1DM03 | Building | 1DM | BUILDING | 1DM06G | SYSTEMS | 1DM06G39F | CHORUSMART KNX BUS | 1DM06G39F179 | CR BUILDING AUTOMAT.
GW90876 | INTERFACE KNX PARA MEDIDOR ENERGÍA | 206 | 1 | 1 | 5 | NR | 8011564812420 | 85389099 | 1DM03 | Building | 1DM | BUILDING | 1DM06G | SYSTEMS | 1DM06G39F | CHORUSMART KNX BUS | 1DM06G39F179 | CR BUILDING AUTOMAT.
GW90884 | SENSOR DE LUMINOSIDAD KNX | 264.5 | 1 | 1 | 1 | NR | 8011564759572 | 90271010 | 1DM03 | Building | 1DM | BUILDING | 1DM06G | SYSTEMS | 1DM06G39F | CHORUSMART KNX BUS | 1DM06G39F179 | CR BUILDING AUTOMAT.
GW90885 | SENSOR DE TEMPERATURA KNX | 290.5 | 1 | 1 | 1 | NR | 8011564761360 | 90271010 | 1DM03 | Building | 1DM | BUILDING | 1DM06G | SYSTEMS | 1DM06G39F | CHORUSMART KNX BUS | 1DM06G39F179 | CR BUILDING AUTOMAT.
GW90893 | RM TOP REARME MDC Y MT+BD | 662.5 | 1 | 1 | 4 | NR | 8011564254701 | 85362010 | 2DN02 | Energy | 2DN | ENERGY | 2DN13G | DIN RAIL MODULAR DEV | 2DN13G13F | RESTART/AUTOTEST | 2DN13G13F339 | RESTART
GW90896 | CM-MANDO MOTOR PARA SERIE 90 1-4P | 425.5 | 1 | 1 | 4 | NR | 8011564254718 | 85362010 | 2DN02 | Energy | 2DN | ENERGY | 2DN13G | DIN RAIL MODULAR DEV | 2DN13G13F | RESTART/AUTOTEST | 2DN13G13F339 | RESTART
GW90898 | RESTART CM COMANDO 12VDC | 295 | 1 | 1 | 4 | NR | 8034035059834 | 85362010 | 2DN02 | Energy | 2DN | ENERGY | 2DN13G | DIN RAIL MODULAR DEV | 2DN13G13F | RESTART/AUTOTEST | 2DN13G13F339 | RESTART
GW90901N | AUTOTEST PRO 2P 25A INMUN.A/0,03 5M | 502 | 1 | 1 | 4 | NR | 8011564754249 | 85362010 | 2DN02 | Energy | 2DN | ENERGY | 2DN13G | DIN RAIL MODULAR DEV | 2DN13G13F | RESTART/AUTOTEST | 2DN13G13F342 | RESTART/AUTOTEST
GW90902N | AUTOTEST PRO 2P 40A INMUN.A/0,03 5M | 531.5 | 1 | 1 | 4 | NR | 8011564754256 | 85362010 | 2DN02 | Energy | 2DN | ENERGY | 2DN13G | DIN RAIL MODULAR DEV | 2DN13G13F | RESTART/AUTOTEST | 2DN13G13F342 | RESTART/AUTOTEST
GW90911B | AUTOTEST PRO 2P 25A INMUN.B/0,03 7M | 1655.5 | 1 | 1 | 2 | NR | 8034035040504 | 85362010 | 2DN02 | Energy | 2DN | ENERGY | 2DN13G | DIN RAIL MODULAR DEV | 2DN13G13F | RESTART/AUTOTEST | 2DN13G13F342 | RESTART/AUTOTEST
GW90912B | AUTOTEST PRO 2P 40A INMUN.B/0,03 7M | 1783 | 1 | 1 | 2 | NR | 8034035040511 | 85362010 | 2DN02 | Energy | 2DN | ENERGY | 2DN13G | DIN RAIL MODULAR DEV | 2DN13G13F | RESTART/AUTOTEST | 2DN13G13F342 | RESTART/AUTOTEST
GW90913 | AUTOTEST PRO 2P 63A INMUN.A/0,03 5M | 772.5 | 1 | 1 | 4 | NR | 8011564804838 | 85362010 | 2DN02 | Energy | 2DN | ENERGY | 2DN13G | DIN RAIL MODULAR DEV | 2DN13G13F | RESTART/AUTOTEST | 2DN13G13F342 | RESTART/AUTOTEST
GW90913B | AUTOTEST PRO 2P 63A INMUN.B/0,03 7M | 2143.5 | 1 | 1 | 2 | NR | 8034035040528 | 85362010 | 2DN02 | Energy | 2DN | ENERGY | 2DN13G | DIN RAIL MODULAR DEV | 2DN13G13F | RESTART/AUTOTEST | 2DN13G13F342 | RESTART/AUTOTEST
GW90921 | AUTOTEST PRO 4P 25A INMUN.A/0,03 7M | 929.5 | 1 | 1 | 2 | NR | 8011564254411 | 85362010 | 2DN02 | Energy | 2DN | ENERGY | 2DN13G | DIN RAIL MODULAR DEV | 2DN13G13F | RESTART/AUTOTEST | 2DN13G13F342 | RESTART/AUTOTEST
GW90921B | AUTOTEST PRO 4P 25A INMUN.B/0,03 7M | 1952 | 1 | 1 | 2 | NR | 8034035040566 | 85362010 | 2DN02 | Energy | 2DN | ENERGY | 2DN13G | DIN RAIL MODULAR DEV | 2DN13G13F | RESTART/AUTOTEST | 2DN13G13F342 | RESTART/AUTOTEST
GW90922 | AUTOTEST PRO 4P 40A INMUN.A/0,03 7M | 968.5 | 1 | 1 | 2 | NR | 8011564254428 | 85362010 | 2DN02 | Energy | 2DN | ENERGY | 2DN13G | DIN RAIL MODULAR DEV | 2DN13G13F | RESTART/AUTOTEST | 2DN13G13F342 | RESTART/AUTOTEST
GW90922B | AUTOTEST PRO 4P 40A INMUN.B/0,03 7M | 2249.5 | 1 | 1 | 2 | NR | 8034035040573 | 85362010 | 2DN02 | Energy | 2DN | ENERGY | 2DN13G | DIN RAIL MODULAR DEV | 2DN13G13F | RESTART/AUTOTEST | 2DN13G13F342 | RESTART/AUTOTEST
GW90923 | AUTOTEST PRO 4P 63A INMUN.A/0,03 7M | 1156.5 | 1 | 1 | 2 | NR | 8011564254435 | 85362010 | 2DN02 | Energy | 2DN | ENERGY | 2DN13G | DIN RAIL MODULAR DEV | 2DN13G13F | RESTART/AUTOTEST | 2DN13G13F342 | RESTART/AUTOTEST
GW90923B | AUTOTEST PRO 4P 63A INMUN.B/0,03 7M | 2716.5 | 1 | 1 | 2 | NR | 8034035040580 | 85362010 | 2DN02 | Energy | 2DN | ENERGY | 2DN13G | DIN RAIL MODULAR DEV | 2DN13G13F | RESTART/AUTOTEST | 2DN13G13F342 | RESTART/AUTOTEST
GW90927 | AUTOTEST PRO 4P 25A INMUN.A/0,3 7M | 907.5 | 1 | 1 | 2 | NR | 8011564254442 | 85362010 | 2DN02 | Energy | 2DN | ENERGY | 2DN13G | DIN RAIL MODULAR DEV | 2DN13G13F | RESTART/AUTOTEST | 2DN13G13F342 | RESTART/AUTOTEST
GW90927B | AUTOTEST PRO 4P 25A INMUN.B/0,3 7M | 1824.5 | 1 | 1 | 2 | NR | 8034035040597 | 85362010 | 2DN02 | Energy | 2DN | ENERGY | 2DN13G | DIN RAIL MODULAR DEV | 2DN13G13F | RESTART/AUTOTEST | 2DN13G13F342 | RESTART/AUTOTEST
GW90928 | AUTOTEST PRO 4P 40A INMUN.A/0,3 7M | 942.5 | 1 | 1 | 2 | NR | 8011564254459 | 85362010 | 2DN02 | Energy | 2DN | ENERGY | 2DN13G | DIN RAIL MODULAR DEV | 2DN13G13F | RESTART/AUTOTEST | 2DN13G13F342 | RESTART/AUTOTEST
GW90928B | AUTOTEST PRO 4P 40A INMUN.B/0,3 7M | 2047.5 | 1 | 1 | 2 | NR | 8034035040603 | 85362010 | 2DN02 | Energy | 2DN | ENERGY | 2DN13G | DIN RAIL MODULAR DEV | 2DN13G13F | RESTART/AUTOTEST | 2DN13G13F342 | RESTART/AUTOTEST
GW90929 | AUTOTEST PRO 4P 63A INMUN.A/0,3 7M | 1135.5 | 1 | 1 | 2 | NR | 8011564254466 | 85362010 | 2DN02 | Energy | 2DN | ENERGY | 2DN13G | DIN RAIL MODULAR DEV | 2DN13G13F | RESTART/AUTOTEST | 2DN13G13F342 | RESTART/AUTOTEST
GW90929B | AUTOTEST PRO 4P 63A INMUN.B/0,3 7M | 2483 | 1 | 1 | 2 | NR | 8034035040610 | 85362010 | 2DN02 | Energy | 2DN | ENERGY | 2DN13G | DIN RAIL MODULAR DEV | 2DN13G13F | RESTART/AUTOTEST | 2DN13G13F342 | RESTART/AUTOTEST
GW90930 | AUTOTEST PRO 4P 63A INMUN.A[S]/0,3 7M | 1031.5 | 1 | 1 | 2 | NR | 8034035059278 | 85362010 | 2DN02 | Energy | 2DN | ENERGY | 2DN13G | DIN RAIL MODULAR DEV | 2DN13G13F | RESTART/AUTOTEST | 2DN13G13F342 | RESTART/AUTOTEST
GW90967 | RD PRO-REARME PARA IDP 30mA | 369.5 | 1 | 1 | 4 | NR | 8011564847811 | 85362010 | 2DN02 | Energy | 2DN | ENERGY | 2DN13G | DIN RAIL MODULAR DEV | 2DN13G13F | RESTART/AUTOTEST | 2DN13G13F339 | RESTART
GW90969 | RD PRO-REARME PARA IDP 100/300/500mA | 369.5 | 1 | 1 | 4 | NR | 8011564847828 | 85362010 | 2DN02 | Energy | 2DN | ENERGY | 2DN13G | DIN RAIL MODULAR DEV | 2DN13G13F | RESTART/AUTOTEST | 2DN13G13F339 | RESTART
GW90986 | RM PRO-REARME PARA MDC 30mA | 561.5 | 1 | 1 | 4 | NR | 8011564254695 | 85362010 | 2DN02 | Energy | 2DN | ENERGY | 2DN13G | DIN RAIL MODULAR DEV | 2DN13G13F | RESTART/AUTOTEST | 2DN13G13F339 | RESTART
GW90988 | RM PRO-REARME PARA MDC 300mA | 561.5 | 1 | 1 | 4 | NR | 8011564288898 | 85362010 | 2DN02 | Energy | 2DN | ENERGY | 2DN13G | DIN RAIL MODULAR DEV | 2DN13G13F | RESTART/AUTOTEST | 2DN13G13F339 | RESTART
GW90992 | RESTART - INTERFAZ MODBUS RS485 | 340.5 | 1 | 1 | 4 | NR | 8011564816510 | 85389099 | 2DN02 | Energy | 2DN | ENERGY | 2DN13G | DIN RAIL MODULAR DEV | 2DN13G13F | RESTART/AUTOTEST | 2DN13G13F361 | RESTART ACCESSORIES
GW91505 | RB60 1P C6 6000A 1M | 13.55 | 1 | 12 | 120 | NR | 8011564830813 | 85362010 | 2DN08 | Energy | 2DN | ENERGY | 2DN13G | DIN RAIL MODULAR DEV | 2DN13G17F | MCB | 2DN13G17F304 | TRAD. MCB 6 KA
GW91506 | RB60 1P C10 6000A 1M | 12.55 | 1 | 12 | 120 | NR | 8011564830820 | 85362010 | 2DN08 | Energy | 2DN | ENERGY | 2DN13G | DIN RAIL MODULAR DEV | 2DN13G17F | MCB | 2DN13G17F304 | TRAD. MCB 6 KA
GW91507 | RB60 1P C16 6000A 1M | 12.55 | 1 | 12 | 120 | NR | 8011564830837 | 85362010 | 2DN08 | Energy | 2DN | ENERGY | 2DN13G | DIN RAIL MODULAR DEV | 2DN13G17F | MCB | 2DN13G17F304 | TRAD. MCB 6 KA
GW91508 | RB60 1P C20 6000A 1M | 12.55 | 1 | 12 | 120 | NR | 8011564830844 | 85362010 | 2DN08 | Energy | 2DN | ENERGY | 2DN13G | DIN RAIL MODULAR DEV | 2DN13G17F | MCB | 2DN13G17F304 | TRAD. MCB 6 KA
GW91509 | RB60 1P C25 6000A 1M | 17.4 | 1 | 12 | 120 | NR | 8011564830851 | 85362010 | 2DN08 | Energy | 2DN | ENERGY | 2DN13G | DIN RAIL MODULAR DEV | 2DN13G17F | MCB | 2DN13G17F304 | TRAD. MCB 6 KA
GW91510 | RB60 1P C32 6000A 1M | 22.05 | 1 | 12 | 120 | NR | 8011564830868 | 85362010 | 2DN08 | Energy | 2DN | ENERGY | 2DN13G | DIN RAIL MODULAR DEV | 2DN13G17F | MCB | 2DN13G17F304 | TRAD. MCB 6 KA
GW91511 | RB60 1P C40 6000A 1M | 26.2 | 1 | 12 | 120 | NR | 8011564830875 | 85362010 | 2DN08 | Energy | 2DN | ENERGY | 2DN13G | DIN RAIL MODULAR DEV | 2DN13G17F | MCB | 2DN13G17F304 | TRAD. MCB 6 KA
GW91525 | RB60 1P+N C6 6000A 2M | 23.95 | 1 | 6 | 60 | NR | 8011564830905 | 85362010 | 2DN08 | Energy | 2DN | ENERGY | 2DN13G | DIN RAIL MODULAR DEV | 2DN13G17F | MCB | 2DN13G17F304 | TRAD. MCB 6 KA
GW91526 | RB60 1P+N C10 6000A 2M | 16.5 | 1 | 6 | 60 | NR | 8011564830912 | 85362010 | 2DN08 | Energy | 2DN | ENERGY | 2DN13G | DIN RAIL MODULAR DEV | 2DN13G17F | MCB | 2DN13G17F304 | TRAD. MCB 6 KA
GW91527 | RB60 1P+N C16 6000A 2M | 16.5 | 1 | 6 | 60 | NR | 8011564830929 | 85362010 | 2DN08 | Energy | 2DN | ENERGY | 2DN13G | DIN RAIL MODULAR DEV | 2DN13G17F | MCB | 2DN13G17F304 | TRAD. MCB 6 KA
GW91528 | RB60 1P+N C20 6000A 2M | 16.5 | 1 | 6 | 60 | NR | 8011564830936 | 85362010 | 2DN08 | Energy | 2DN | ENERGY | 2DN13G | DIN RAIL MODULAR DEV | 2DN13G17F | MCB | 2DN13G17F304 | TRAD. MCB 6 KA
GW91529 | RB60 1P+N C25 6000A 2M | 20.35 | 1 | 6 | 60 | NR | 8011564830943 | 85362010 | 2DN08 | Energy | 2DN | ENERGY | 2DN13G | DIN RAIL MODULAR DEV | 2DN13G17F | MCB | 2DN13G17F304 | TRAD. MCB 6 KA
GW91530 | RB60 1P+N C32 6000A 2M | 26.05 | 1 | 6 | 60 | NR | 8011564830950 | 85362010 | 2DN08 | Energy | 2DN | ENERGY | 2DN13G | DIN RAIL MODULAR DEV | 2DN13G17F | MCB | 2DN13G17F304 | TRAD. MCB 6 KA
GW91531 | RB60 1P+N C40 6000A 2M | 28.95 | 1 | 6 | 60 | NR | 8011564830967 | 85362010 | 2DN08 | Energy | 2DN | ENERGY | 2DN13G | DIN RAIL MODULAR DEV | 2DN13G17F | MCB | 2DN13G17F304 | TRAD. MCB 6 KA
GW91545 | RB60 2P C6 6000A 2M | 24.4 | 1 | 6 | 60 | NR | 8011564830998 | 85362010 | 2DN08 | Energy | 2DN | ENERGY | 2DN13G | DIN RAIL MODULAR DEV | 2DN13G17F | MCB | 2DN13G17F304 | TRAD. MCB 6 KA
GW91546 | RB60 2P C10 6000A 2M | 22.55 | 1 | 6 | 60 | NR | 8011564831001 | 85362010 | 2DN08 | Energy | 2DN | ENERGY | 2DN13G | DIN RAIL MODULAR DEV | 2DN13G17F | MCB | 2DN13G17F304 | TRAD. MCB 6 KA
GW91547 | RB60 2P C16 6000A 2M | 22.55 | 1 | 6 | 60 | NR | 8011564831018 | 85362010 | 2DN08 | Energy | 2DN | ENERGY | 2DN13G | DIN RAIL MODULAR DEV | 2DN13G17F | MCB | 2DN13G17F304 | TRAD. MCB 6 KA
GW91548 | RB60 2P C20 6000A 2M | 22.55 | 1 | 6 | 60 | NR | 8011564831025 | 85362010 | 2DN08 | Energy | 2DN | ENERGY | 2DN13G | DIN RAIL MODULAR DEV | 2DN13G17F | MCB | 2DN13G17F304 | TRAD. MCB 6 KA
GW91549 | RB60 2P C25 6000A 2M | 22.55 | 1 | 6 | 60 | NR | 8011564831032 | 85362010 | 2DN08 | Energy | 2DN | ENERGY | 2DN13G | DIN RAIL MODULAR DEV | 2DN13G17F | MCB | 2DN13G17F304 | TRAD. MCB 6 KA
GW91550 | RB60 2P C32 6000A 2M | 32.45 | 1 | 6 | 60 | NR | 8011564831049 | 85362010 | 2DN08 | Energy | 2DN | ENERGY | 2DN13G | DIN RAIL MODULAR DEV | 2DN13G17F | MCB | 2DN13G17F304 | TRAD. MCB 6 KA
GW91551 | RB60 2P C40 6000A 2M | 36.9 | 1 | 6 | 60 | NR | 8011564831056 | 85362010 | 2DN08 | Energy | 2DN | ENERGY | 2DN13G | DIN RAIL MODULAR DEV | 2DN13G17F | MCB | 2DN13G17F304 | TRAD. MCB 6 KA
GW91565 | RB60 3P C6 6000A 3M | 55.5 | 1 | 4 | 40 | NR | 8011564831087 | 85362010 | 2DN08 | Energy | 2DN | ENERGY | 2DN13G | DIN RAIL MODULAR DEV | 2DN13G17F | MCB | 2DN13G17F304 | TRAD. MCB 6 KA
GW91566 | RB60 3P C10 6000A 3M | 53 | 1 | 4 | 40 | NR | 8011564831094 | 85362010 | 2DN08 | Energy | 2DN | ENERGY | 2DN13G | DIN RAIL MODULAR DEV | 2DN13G17F | MCB | 2DN13G17F304 | TRAD. MCB 6 KA
GW91567 | RB60 3P C16 6000A 3M | 53 | 1 | 4 | 40 | NR | 8011564831100 | 85362010 | 2DN08 | Energy | 2DN | ENERGY | 2DN13G | DIN RAIL MODULAR DEV | 2DN13G17F | MCB | 2DN13G17F304 | TRAD. MCB 6 KA
GW91568 | RB60 3P C20 6000A 3M | 53 | 1 | 4 | 40 | NR | 8011564831117 | 85362010 | 2DN08 | Energy | 2DN | ENERGY | 2DN13G | DIN RAIL MODULAR DEV | 2DN13G17F | MCB | 2DN13G17F304 | TRAD. MCB 6 KA
GW91569 | RB60 3P C25 6000A 3M | 53 | 1 | 4 | 40 | NR | 8011564831124 | 85362010 | 2DN08 | Energy | 2DN | ENERGY | 2DN13G | DIN RAIL MODULAR DEV | 2DN13G17F | MCB | 2DN13G17F304 | TRAD. MCB 6 KA
GW91570 | RB60 3P C32 6000A 3M | 60 | 1 | 4 | 40 | NR | 8011564831131 | 85362010 | 2DN08 | Energy | 2DN | ENERGY | 2DN13G | DIN RAIL MODULAR DEV | 2DN13G17F | MCB | 2DN13G17F304 | TRAD. MCB 6 KA
GW91571 | RB60 3P C40 6000A 3M | 72.5 | 1 | 4 | 40 | NR | 8011564831148 | 85362010 | 2DN08 | Energy | 2DN | ENERGY | 2DN13G | DIN RAIL MODULAR DEV | 2DN13G17F | MCB | 2DN13G17F304 | TRAD. MCB 6 KA
GW91906 | AFDD INT.MAGNETOTERMICO 1P+N B10 6KA 2M | 877.5 | 1 | 1 | 6 | NR | 8034035016752 | 85362010 | 2DN08 | Energy | 2DN | ENERGY | 2DN13G | DIN RAIL MODULAR DEV | 2DN13G17F | MCB | 2DN13G17F324 | AFDD MCB 6 KA
GW91907 | AFDD MCB 1P+N B13 6KA 2M | 892.5 | 1 | 1 | 6 | NR | 8034035016769 | 85362010 | 2DN08 | Energy | 2DN | ENERGY | 2DN13G | DIN RAIL MODULAR DEV | 2DN13G17F | MCB | 2DN13G17F324 | AFDD MCB 6 KA
GW91908 | AFDD MCB 1P+N B16 6KA 2M | 907.5 | 1 | 1 | 6 | NR | 8034035016776 | 85362010 | 2DN08 | Energy | 2DN | ENERGY | 2DN13G | DIN RAIL MODULAR DEV | 2DN13G17F | MCB | 2DN13G17F324 | AFDD MCB 6 KA
GW91909 | AFDD MCB 1P+N B20 6KA 2M | 945.5 | 1 | 1 | 6 | NR | 8034035016783 | 85362010 | 2DN08 | Energy | 2DN | ENERGY | 2DN13G | DIN RAIL MODULAR DEV | 2DN13G17F | MCB | 2DN13G17F324 | AFDD MCB 6 KA
GW91925 | AFDD MCB 1P+N C6 6KA 2M | 832 | 1 | 1 | 6 | NR | 8034035016790 | 85362010 | 2DN08 | Energy | 2DN | ENERGY | 2DN13G | DIN RAIL MODULAR DEV | 2DN13G17F | MCB | 2DN13G17F324 | AFDD MCB 6 KA
GW91926 | AFDD MCB 1P+N C10 6KA 2M | 877.5 | 1 | 1 | 6 | NR | 8034035016905 | 85362010 | 2DN08 | Energy | 2DN | ENERGY | 2DN13G | DIN RAIL MODULAR DEV | 2DN13G17F | MCB | 2DN13G17F324 | AFDD MCB 6 KA
GW91927 | AFDD MCB 1P+N C13 6KA 2M | 892.5 | 1 | 1 | 6 | NR | 8034035016912 | 85362010 | 2DN08 | Energy | 2DN | ENERGY | 2DN13G | DIN RAIL MODULAR DEV | 2DN13G17F | MCB | 2DN13G17F324 | AFDD MCB 6 KA
GW91928 | AFDD MCB 1P+N C16 6KA 2M | 907.5 | 1 | 1 | 6 | NR | 8034035016929 | 85362010 | 2DN08 | Energy | 2DN | ENERGY | 2DN13G | DIN RAIL MODULAR DEV | 2DN13G17F | MCB | 2DN13G17F324 | AFDD MCB 6 KA
GW91929 | AFDD MCB 1P+N C20 6KA 2M | 945.5 | 1 | 1 | 6 | NR | 8034035016943 | 85362010 | 2DN08 | Energy | 2DN | ENERGY | 2DN13G | DIN RAIL MODULAR DEV | 2DN13G17F | MCB | 2DN13G17F324 | AFDD MCB 6 KA
GW92001 | MT 1P C1 6.000A/10kA 1M | 88 | 1 | 6 | 24 | NR | 8011564056985 | 85362010 | 2DN08 | Energy | 2DN | ENERGY | 2DN13G | DIN RAIL MODULAR DEV | 2DN13G17F | MCB | 2DN13G17F304 | TRAD. MCB 6 KA
GW92002 | MT 1P C2 6.000A/10kA 1M | 88 | 1 | 6 | 24 | NR | 8011564056992 | 85362010 | 2DN08 | Energy | 2DN | ENERGY | 2DN13G | DIN RAIL MODULAR DEV | 2DN13G17F | MCB | 2DN13G17F304 | TRAD. MCB 6 KA
GW92003 | MT 1P C3 6.000A/10kA 1M | 88 | 1 | 6 | 24 | NR | 8011564057005 | 85362010 | 2DN08 | Energy | 2DN | ENERGY | 2DN13G | DIN RAIL MODULAR DEV | 2DN13G17F | MCB | 2DN13G17F304 | TRAD. MCB 6 KA
GW92004 | MT 1P C4 6.000A/10kA 1M | 88 | 1 | 6 | 24 | NR | 8011564057012 | 85362010 | 2DN08 | Energy | 2DN | ENERGY | 2DN13G | DIN RAIL MODULAR DEV | 2DN13G17F | MCB | 2DN13G17F304 | TRAD. MCB 6 KA
GW92005 | MT 1P C6 6.000A/10kA 1M | 33.05 | 1 | 6 | 24 | NR | 8011564057029 | 85362010 | 2DN08 | Energy | 2DN | ENERGY | 2DN13G | DIN RAIL MODULAR DEV | 2DN13G17F | MCB | 2DN13G17F304 | TRAD. MCB 6 KA
GW92006 | MT 1P C10 6.000A/10kA 1M | 24.35 | 1 | 6 | 24 | NR | 8011564057036 | 85362010 | 2DN08 | Energy | 2DN | ENERGY | 2DN13G | DIN RAIL MODULAR DEV | 2DN13G17F | MCB | 2DN13G17F304 | TRAD. MCB 6 KA
GW92007 | MT 1P C16 6.000A/10kA 1M | 24.35 | 1 | 6 | 24 | NR | 8011564057043 | 85362010 | 2DN08 | Energy | 2DN | ENERGY | 2DN13G | DIN RAIL MODULAR DEV | 2DN13G17F | MCB | 2DN13G17F304 | TRAD. MCB 6 KA
GW92008 | MT 1P C20 6.000A/10kA 1M | 24.35 | 1 | 6 | 24 | NR | 8011564057050 | 85362010 | 2DN08 | Energy | 2DN | ENERGY | 2DN13G | DIN RAIL MODULAR DEV | 2DN13G17F | MCB | 2DN13G17F304 | TRAD. MCB 6 KA
GW92009 | MT 1P C25 6.000A/10kA 1M | 22.75 | 1 | 6 | 24 | NR | 8011564057067 | 85362010 | 2DN08 | Energy | 2DN | ENERGY | 2DN13G | DIN RAIL MODULAR DEV | 2DN13G17F | MCB | 2DN13G17F304 | TRAD. MCB 6 KA
GW92010 | MT 1P C32 6.000A/10kA 1M | 72 | 1 | 6 | 24 | NR | 8011564057074 | 85362010 | 2DN08 | Energy | 2DN | ENERGY | 2DN13G | DIN RAIL MODULAR DEV | 2DN13G17F | MCB | 2DN13G17F304 | TRAD. MCB 6 KA
GW92011 | MT 1P C40 6.000A/10kA 1M | 94 | 1 | 6 | 24 | NR | 8011564057081 | 85362010 | 2DN08 | Energy | 2DN | ENERGY | 2DN13G | DIN RAIL MODULAR DEV | 2DN13G17F | MCB | 2DN13G17F304 | TRAD. MCB 6 KA
GW92012 | MT 1P C50 6.000A/10kA 1M | 94 | 1 | 6 | 24 | NR | 8011564057098 | 85362010 | 2DN08 | Energy | 2DN | ENERGY | 2DN13G | DIN RAIL MODULAR DEV | 2DN13G17F | MCB | 2DN13G17F304 | TRAD. MCB 6 KA
GW92013 | MT 1P C63 6.000A/10kA 1M | 101.5 | 1 | 6 | 24 | NR | 8011564057104 | 85362010 | 2DN08 | Energy | 2DN | ENERGY | 2DN13G | DIN RAIL MODULAR DEV | 2DN13G17F | MCB | 2DN13G17F304 | TRAD. MCB 6 KA
GW92014 | MT 1P C13 6.000A/10kA 1M | 72 | 1 | 6 | 24 | NR | 8011564225336 | 85362010 | 2DN08 | Energy | 2DN | ENERGY | 2DN13G | DIN RAIL MODULAR DEV | 2DN13G17F | MCB | 2DN13G17F304 | TRAD. MCB 6 KA
GW92021 | MT 1P+N C1 6.000A/10kA 2M | 155.5 | 1 | 3 | 12 | NR | 8011564057111 | 85362010 | 2DN08 | Energy | 2DN | ENERGY | 2DN13G | DIN RAIL MODULAR DEV | 2DN13G17F | MCB | 2DN13G17F304 | TRAD. MCB 6 KA
GW92022 | MT 1P+N C2 6.000A/10kA 2M | 155.5 | 1 | 3 | 12 | NR | 8011564057128 | 85362010 | 2DN08 | Energy | 2DN | ENERGY | 2DN13G | DIN RAIL MODULAR DEV | 2DN13G17F | MCB | 2DN13G17F304 | TRAD. MCB 6 KA
GW92023 | MT 1P+N C3 6.000A/10kA 2M | 155.5 | 1 | 3 | 12 | NR | 8011564057135 | 85362010 | 2DN08 | Energy | 2DN | ENERGY | 2DN13G | DIN RAIL MODULAR DEV | 2DN13G17F | MCB | 2DN13G17F304 | TRAD. MCB 6 KA
GW92024 | MT 1P+N C4 6.000A/10kA 2M | 155.5 | 1 | 3 | 12 | NR | 8011564057142 | 85362010 | 2DN08 | Energy | 2DN | ENERGY | 2DN13G | DIN RAIL MODULAR DEV | 2DN13G17F | MCB | 2DN13G17F304 | TRAD. MCB 6 KA
GW92025 | MT 1P+N C6 6.000A/10kA 2M | 65.5 | 1 | 3 | 12 | NR | 8011564057159 | 85362010 | 2DN08 | Energy | 2DN | ENERGY | 2DN13G | DIN RAIL MODULAR DEV | 2DN13G17F | MCB | 2DN13G17F304 | TRAD. MCB 6 KA
GW92026 | MT 1P+N C10 6.000A/10kA 2M | 63 | 1 | 3 | 12 | NR | 8011564057166 | 85362010 | 2DN08 | Energy | 2DN | ENERGY | 2DN13G | DIN RAIL MODULAR DEV | 2DN13G17F | MCB | 2DN13G17F304 | TRAD. MCB 6 KA
GW92027 | MT 1P+N C16 6.000A/10kA 2M | 63 | 1 | 3 | 12 | NR | 8011564057173 | 85362010 | 2DN08 | Energy | 2DN | ENERGY | 2DN13G | DIN RAIL MODULAR DEV | 2DN13G17F | MCB | 2DN13G17F304 | TRAD. MCB 6 KA
GW92028 | MT 1P+N C20 6.000A/10kA 2M | 65 | 1 | 3 | 12 | NR | 8011564057180 | 85362010 | 2DN08 | Energy | 2DN | ENERGY | 2DN13G | DIN RAIL MODULAR DEV | 2DN13G17F | MCB | 2DN13G17F304 | TRAD. MCB 6 KA
GW92029 | MT 1P+N C25 6.000A/10kA 2M | 65 | 1 | 3 | 12 | NR | 8011564057197 | 85362010 | 2DN08 | Energy | 2DN | ENERGY | 2DN13G | DIN RAIL MODULAR DEV | 2DN13G17F | MCB | 2DN13G17F304 | TRAD. MCB 6 KA
GW92030 | MT 1P+N C32 6.000A/10kA 2M | 67 | 1 | 3 | 12 | NR | 8011564057203 | 85362010 | 2DN08 | Energy | 2DN | ENERGY | 2DN13G | DIN RAIL MODULAR DEV | 2DN13G17F | MCB | 2DN13G17F304 | TRAD. MCB 6 KA
GW92031 | MT 1P+N C40 6.000A/10kA 2M | 84 | 1 | 3 | 12 | NR | 8011564057210 | 85362010 | 2DN08 | Energy | 2DN | ENERGY | 2DN13G | DIN RAIL MODULAR DEV | 2DN13G17F | MCB | 2DN13G17F304 | TRAD. MCB 6 KA
GW92032 | MT 1P+N C50 6.000A/10kA 2M | 167 | 1 | 3 | 12 | NR | 8011564057227 | 85362010 | 2DN08 | Energy | 2DN | ENERGY | 2DN13G | DIN RAIL MODULAR DEV | 2DN13G17F | MCB | 2DN13G17F304 | TRAD. MCB 6 KA
GW92033 | MT 1P+N C63 6.000A/10kA 2M | 167 | 1 | 3 | 12 | NR | 8011564057234 | 85362010 | 2DN08 | Energy | 2DN | ENERGY | 2DN13G | DIN RAIL MODULAR DEV | 2DN13G17F | MCB | 2DN13G17F304 | TRAD. MCB 6 KA
GW92034 | MT 1P+N C13 6.000A/10kA 2M | 128 | 1 | 3 | 12 | NR | 8011564225343 | 85362010 | 2DN08 | Energy | 2DN | ENERGY | 2DN13G | DIN RAIL MODULAR DEV | 2DN13G17F | MCB | 2DN13G17F304 | TRAD. MCB 6 KA
GW92041 | MT 2P C1 6.000A/20kA 2M | 190.5 | 1 | 3 | 12 | NR | 8011564057241 | 85362010 | 2DN08 | Energy | 2DN | ENERGY | 2DN13G | DIN RAIL MODULAR DEV | 2DN13G17F | MCB | 2DN13G17F304 | TRAD. MCB 6 KA
GW92042 | MT 2P C2 6.000A/20KA 2M | 190.5 | 1 | 3 | 12 | NR | 8011564057258 | 85362010 | 2DN08 | Energy | 2DN | ENERGY | 2DN13G | DIN RAIL MODULAR DEV | 2DN13G17F | MCB | 2DN13G17F304 | TRAD. MCB 6 KA
GW92043 | MT 2P C3 6.000A/20KA 2M | 190.5 | 1 | 3 | 12 | NR | 8011564057265 | 85362010 | 2DN08 | Energy | 2DN | ENERGY | 2DN13G | DIN RAIL MODULAR DEV | 2DN13G17F | MCB | 2DN13G17F304 | TRAD. MCB 6 KA
GW92044 | MT 2P C4 6.000A/20KA 2M | 190.5 | 1 | 3 | 12 | NR | 8011564057272 | 85362010 | 2DN08 | Energy | 2DN | ENERGY | 2DN13G | DIN RAIL MODULAR DEV | 2DN13G17F | MCB | 2DN13G17F304 | TRAD. MCB 6 KA
GW92045 | MT 2P C6 6.000A/20KA 2M | 78 | 1 | 3 | 12 | NR | 8011564057289 | 85362010 | 2DN08 | Energy | 2DN | ENERGY | 2DN13G | DIN RAIL MODULAR DEV | 2DN13G17F | MCB | 2DN13G17F304 | TRAD. MCB 6 KA
GW92046 | MT 2P C10 6.000A/20KA 2M | 70 | 1 | 3 | 12 | NR | 8011564057296 | 85362010 | 2DN08 | Energy | 2DN | ENERGY | 2DN13G | DIN RAIL MODULAR DEV | 2DN13G17F | MCB | 2DN13G17F304 | TRAD. MCB 6 KA
GW92047 | MT 2P C16 6.000A/20KA 2M | 70 | 1 | 3 | 12 | NR | 8011564057302 | 85362010 | 2DN08 | Energy | 2DN | ENERGY | 2DN13G | DIN RAIL MODULAR DEV | 2DN13G17F | MCB | 2DN13G17F304 | TRAD. MCB 6 KA
GW92048 | MT 2P C20 6.000A/20KA 2M | 73 | 1 | 3 | 12 | NR | 8011564057319 | 85362010 | 2DN08 | Energy | 2DN | ENERGY | 2DN13G | DIN RAIL MODULAR DEV | 2DN13G17F | MCB | 2DN13G17F304 | TRAD. MCB 6 KA
GW92049 | MT 2P C25 6.000A/20KA 2M | 73 | 1 | 3 | 12 | NR | 8011564057326 | 85362010 | 2DN08 | Energy | 2DN | ENERGY | 2DN13G | DIN RAIL MODULAR DEV | 2DN13G17F | MCB | 2DN13G17F304 | TRAD. MCB 6 KA
GW92050 | MT 2P C32 6.000A/20KA 2M | 78.5 | 1 | 3 | 12 | NR | 8011564057333 | 85362010 | 2DN08 | Energy | 2DN | ENERGY | 2DN13G | DIN RAIL MODULAR DEV | 2DN13G17F | MCB | 2DN13G17F304 | TRAD. MCB 6 KA
GW92051 | MT 2P C40 6.000A/20KA 2M | 94 | 1 | 3 | 12 | NR | 8011564057340 | 85362010 | 2DN08 | Energy | 2DN | ENERGY | 2DN13G | DIN RAIL MODULAR DEV | 2DN13G17F | MCB | 2DN13G17F304 | TRAD. MCB 6 KA
GW92052 | MT 2P C50 6.000A/20KA 2M | 204 | 1 | 3 | 12 | NR | 8011564057357 | 85362010 | 2DN08 | Energy | 2DN | ENERGY | 2DN13G | DIN RAIL MODULAR DEV | 2DN13G17F | MCB | 2DN13G17F304 | TRAD. MCB 6 KA
GW92053 | MT 2P C63 6.000A/20KA 2M | 204 | 1 | 3 | 12 | NR | 8011564057364 | 85362010 | 2DN08 | Energy | 2DN | ENERGY | 2DN13G | DIN RAIL MODULAR DEV | 2DN13G17F | MCB | 2DN13G17F304 | TRAD. MCB 6 KA
GW92054 | MT 2P C13 6.000A/20KA 2M | 156.5 | 1 | 3 | 12 | NR | 8011564225350 | 85362010 | 2DN08 | Energy | 2DN | ENERGY | 2DN13G | DIN RAIL MODULAR DEV | 2DN13G17F | MCB | 2DN13G17F304 | TRAD. MCB 6 KA
GW92061 | MT 3P C1 6.000A/10kA 3M | 274 | 1 | 2 | 8 | NR | 8011564057371 | 85362010 | 2DN08 | Energy | 2DN | ENERGY | 2DN13G | DIN RAIL MODULAR DEV | 2DN13G17F | MCB | 2DN13G17F304 | TRAD. MCB 6 KA
GW92062 | MT 3P C2 6.000A/10kA 3M | 274 | 1 | 2 | 8 | NR | 8011564057388 | 85362010 | 2DN08 | Energy | 2DN | ENERGY | 2DN13G | DIN RAIL MODULAR DEV | 2DN13G17F | MCB | 2DN13G17F304 | TRAD. MCB 6 KA
GW92063 | MT 3P C3 6.000A/10kA 3M | 274 | 1 | 2 | 8 | NR | 8011564057395 | 85362010 | 2DN08 | Energy | 2DN | ENERGY | 2DN13G | DIN RAIL MODULAR DEV | 2DN13G17F | MCB | 2DN13G17F304 | TRAD. MCB 6 KA
GW92064 | MT 3P C4 6.000A/10kA 3M | 274 | 1 | 2 | 8 | NR | 8011564057401 | 85362010 | 2DN08 | Energy | 2DN | ENERGY | 2DN13G | DIN RAIL MODULAR DEV | 2DN13G17F | MCB | 2DN13G17F304 | TRAD. MCB 6 KA
GW92065 | MT 3P C6 6.000A/10kA 3M | 120.5 | 1 | 2 | 8 | NR | 8011564057418 | 85362010 | 2DN08 | Energy | 2DN | ENERGY | 2DN13G | DIN RAIL MODULAR DEV | 2DN13G17F | MCB | 2DN13G17F304 | TRAD. MCB 6 KA
GW92066 | MT 3P C10 6.000A/10kA 3M | 118.5 | 1 | 2 | 8 | NR | 8011564057425 | 85362010 | 2DN08 | Energy | 2DN | ENERGY | 2DN13G | DIN RAIL MODULAR DEV | 2DN13G17F | MCB | 2DN13G17F304 | TRAD. MCB 6 KA
GW92067 | MT 3P C16 6.000A/10kA 3M | 118.5 | 1 | 2 | 8 | NR | 8011564057432 | 85362010 | 2DN08 | Energy | 2DN | ENERGY | 2DN13G | DIN RAIL MODULAR DEV | 2DN13G17F | MCB | 2DN13G17F304 | TRAD. MCB 6 KA
GW92068 | MT 3P C20 6.000A/10kA 3M | 118.5 | 1 | 2 | 8 | NR | 8011564057449 | 85362010 | 2DN08 | Energy | 2DN | ENERGY | 2DN13G | DIN RAIL MODULAR DEV | 2DN13G17F | MCB | 2DN13G17F304 | TRAD. MCB 6 KA
GW92069 | MT 3P C25 6.000A/10kA 3M | 118.5 | 1 | 2 | 8 | NR | 8011564057456 | 85362010 | 2DN08 | Energy | 2DN | ENERGY | 2DN13G | DIN RAIL MODULAR DEV | 2DN13G17F | MCB | 2DN13G17F304 | TRAD. MCB 6 KA
GW92070 | MT 3P C32 6.000A/10kA 3M | 128 | 1 | 2 | 8 | NR | 8011564057463 | 85362010 | 2DN08 | Energy | 2DN | ENERGY | 2DN13G | DIN RAIL MODULAR DEV | 2DN13G17F | MCB | 2DN13G17F304 | TRAD. MCB 6 KA
GW92071 | MT 3P C40 6.000A/10kA 3M | 153.5 | 1 | 2 | 8 | NR | 8011564057470 | 85362010 | 2DN08 | Energy | 2DN | ENERGY | 2DN13G | DIN RAIL MODULAR DEV | 2DN13G17F | MCB | 2DN13G17F304 | TRAD. MCB 6 KA
GW92072 | MT 3P C50 6.000A/10kA 3M | 299 | 1 | 2 | 8 | NR | 8011564057487 | 85362010 | 2DN08 | Energy | 2DN | ENERGY | 2DN13G | DIN RAIL MODULAR DEV | 2DN13G17F | MCB | 2DN13G17F304 | TRAD. MCB 6 KA
GW92073 | MT 3P C63 6.000A/10kA 3M | 310 | 1 | 2 | 8 | NR | 8011564057494 | 85362010 | 2DN08 | Energy | 2DN | ENERGY | 2DN13G | DIN RAIL MODULAR DEV | 2DN13G17F | MCB | 2DN13G17F304 | TRAD. MCB 6 KA
GW92074 | MT 3P C13 6.000A/10kA 3M | 236 | 1 | 2 | 8 | NR | 8011564225367 | 85362010 | 2DN08 | Energy | 2DN | ENERGY | 2DN13G | DIN RAIL MODULAR DEV | 2DN13G17F | MCB | 2DN13G17F304 | TRAD. MCB 6 KA
GW92081 | MT 4P C1 6.000A/10kA 4M | 365.5 | 1 | 1 | 3 | NR | 8011564057500 | 85362010 | 2DN08 | Energy | 2DN | ENERGY | 2DN13G | DIN RAIL MODULAR DEV | 2DN13G17F | MCB | 2DN13G17F304 | TRAD. MCB 6 KA
GW92082 | MT 4P C2 6.000A/10kA 4M | 365.5 | 1 | 1 | 3 | NR | 8011564057517 | 85362010 | 2DN08 | Energy | 2DN | ENERGY | 2DN13G | DIN RAIL MODULAR DEV | 2DN13G17F | MCB | 2DN13G17F304 | TRAD. MCB 6 KA
GW92083 | MT 4P C3 6.000A/10kA 4M | 365.5 | 1 | 1 | 3 | NR | 8011564057524 | 85362010 | 2DN08 | Energy | 2DN | ENERGY | 2DN13G | DIN RAIL MODULAR DEV | 2DN13G17F | MCB | 2DN13G17F304 | TRAD. MCB 6 KA
GW92084 | MT 4P C4 6.000A/10kA 4M | 365.5 | 1 | 1 | 3 | NR | 8011564057531 | 85362010 | 2DN08 | Energy | 2DN | ENERGY | 2DN13G | DIN RAIL MODULAR DEV | 2DN13G17F | MCB | 2DN13G17F304 | TRAD. MCB 6 KA
GW92085 | MT 4P C6 6.000A/10kA 4M | 274 | 1 | 1 | 3 | NR | 8011564057548 | 85362010 | 2DN08 | Energy | 2DN | ENERGY | 2DN13G | DIN RAIL MODULAR DEV | 2DN13G17F | MCB | 2DN13G17F304 | TRAD. MCB 6 KA
GW92086 | MT 4P C10 6.000A/10kA 4M | 150.5 | 1 | 1 | 3 | NR | 8011564057555 | 85362010 | 2DN08 | Energy | 2DN | ENERGY | 2DN13G | DIN RAIL MODULAR DEV | 2DN13G17F | MCB | 2DN13G17F304 | TRAD. MCB 6 KA
GW92087 | MT 4P C16 6.000A/10kA 4M | 150.5 | 1 | 1 | 3 | NR | 8011564057562 | 85362010 | 2DN08 | Energy | 2DN | ENERGY | 2DN13G | DIN RAIL MODULAR DEV | 2DN13G17F | MCB | 2DN13G17F304 | TRAD. MCB 6 KA
GW92088 | MT 4P C20 6.000A/10kA 4M | 155.5 | 1 | 1 | 3 | NR | 8011564057579 | 85362010 | 2DN08 | Energy | 2DN | ENERGY | 2DN13G | DIN RAIL MODULAR DEV | 2DN13G17F | MCB | 2DN13G17F304 | TRAD. MCB 6 KA
GW92089 | MT 4P C25 6.000A/10kA 4M | 155.5 | 1 | 1 | 3 | NR | 8011564057586 | 85362010 | 2DN08 | Energy | 2DN | ENERGY | 2DN13G | DIN RAIL MODULAR DEV | 2DN13G17F | MCB | 2DN13G17F304 | TRAD. MCB 6 KA
GW92090 | MT 4P C32 6.000A/10kA 4M | 158.5 | 1 | 1 | 3 | NR | 8011564057593 | 85362010 | 2DN08 | Energy | 2DN | ENERGY | 2DN13G | DIN RAIL MODULAR DEV | 2DN13G17F | MCB | 2DN13G17F304 | TRAD. MCB 6 KA
GW92091 | MT 4P C40 6.000A/10kA 4M | 192.5 | 1 | 1 | 3 | NR | 8011564057609 | 85362010 | 2DN08 | Energy | 2DN | ENERGY | 2DN13G | DIN RAIL MODULAR DEV | 2DN13G17F | MCB | 2DN13G17F304 | TRAD. MCB 6 KA
GW92092 | MT 4P C50 6.000A/10kA 4M | 374 | 1 | 1 | 3 | NR | 8011564057616 | 85362010 | 2DN08 | Energy | 2DN | ENERGY | 2DN13G | DIN RAIL MODULAR DEV | 2DN13G17F | MCB | 2DN13G17F304 | TRAD. MCB 6 KA
GW92093 | MT 4P C63 6.000A/10kA 4M | 380 | 1 | 1 | 3 | NR | 8011564057623 | 85362010 | 2DN08 | Energy | 2DN | ENERGY | 2DN13G | DIN RAIL MODULAR DEV | 2DN13G17F | MCB | 2DN13G17F304 | TRAD. MCB 6 KA
GW92094 | MT 4P C13 6.000A/10kA 4M | 310 | 1 | 1 | 3 | NR | 8011564225374 | 85362010 | 2DN08 | Energy | 2DN | ENERGY | 2DN13G | DIN RAIL MODULAR DEV | 2DN13G17F | MCB | 2DN13G17F304 | TRAD. MCB 6 KA
GW92205 | MT 1P B6 6.000A/10kA 1M | 72 | 1 | 6 | 24 | NR | 8011564057630 | 85362010 | 2DN08 | Energy | 2DN | ENERGY | 2DN13G | DIN RAIL MODULAR DEV | 2DN13G17F | MCB | 2DN13G17F304 | TRAD. MCB 6 KA
GW92206 | MT 1P B10 6.000A/10kA 1M | 72 | 1 | 6 | 24 | NR | 8011564057647 | 85362010 | 2DN08 | Energy | 2DN | ENERGY | 2DN13G | DIN RAIL MODULAR DEV | 2DN13G17F | MCB | 2DN13G17F304 | TRAD. MCB 6 KA
GW92207 | MT 1P B16 6.000A/10kA 1M | 72 | 1 | 6 | 24 | NR | 8011564057654 | 85362010 | 2DN08 | Energy | 2DN | ENERGY | 2DN13G | DIN RAIL MODULAR DEV | 2DN13G17F | MCB | 2DN13G17F304 | TRAD. MCB 6 KA
GW92208 | MT 1P B20 6.000A/10kA 1M | 72 | 1 | 6 | 24 | NR | 8011564057661 | 85362010 | 2DN08 | Energy | 2DN | ENERGY | 2DN13G | DIN RAIL MODULAR DEV | 2DN13G17F | MCB | 2DN13G17F304 | TRAD. MCB 6 KA
GW92209 | MT 1P B25 6.000A/10kA 1M | 72 | 1 | 6 | 24 | NR | 8011564057678 | 85362010 | 2DN08 | Energy | 2DN | ENERGY | 2DN13G | DIN RAIL MODULAR DEV | 2DN13G17F | MCB | 2DN13G17F304 | TRAD. MCB 6 KA
GW92210 | MT 1P B32 6.000A/10kA 1M | 72 | 1 | 6 | 24 | NR | 8011564057685 | 85362010 | 2DN08 | Energy | 2DN | ENERGY | 2DN13G | DIN RAIL MODULAR DEV | 2DN13G17F | MCB | 2DN13G17F304 | TRAD. MCB 6 KA
GW92211 | MT 1P B40 6.000A/10kA 1M | 94 | 1 | 6 | 24 | NR | 8011564057692 | 85362010 | 2DN08 | Energy | 2DN | ENERGY | 2DN13G | DIN RAIL MODULAR DEV | 2DN13G17F | MCB | 2DN13G17F304 | TRAD. MCB 6 KA
GW92212 | MT 1P B50 6.000A/10kA 1M | 94 | 1 | 6 | 24 | NR | 8011564057708 | 85362010 | 2DN08 | Energy | 2DN | ENERGY | 2DN13G | DIN RAIL MODULAR DEV | 2DN13G17F | MCB | 2DN13G17F304 | TRAD. MCB 6 KA
GW92213 | MT 1P B63 6.000A/10kA 1M | 94 | 1 | 6 | 24 | NR | 8011564057715 | 85362010 | 2DN08 | Energy | 2DN | ENERGY | 2DN13G | DIN RAIL MODULAR DEV | 2DN13G17F | MCB | 2DN13G17F304 | TRAD. MCB 6 KA
GW92214 | MT 1P B13 6.000A/10kA 1M | 72 | 1 | 6 | 24 | NR | 8011564225381 | 85362010 | 2DN08 | Energy | 2DN | ENERGY | 2DN13G | DIN RAIL MODULAR DEV | 2DN13G17F | MCB | 2DN13G17F304 | TRAD. MCB 6 KA
GW92245 | MT 2P B 6 6.000A/20kA 2M | 156.5 | 1 | 3 | 12 | NR | 8011564057722 | 85362010 | 2DN08 | Energy | 2DN | ENERGY | 2DN13G | DIN RAIL MODULAR DEV | 2DN13G17F | MCB | 2DN13G17F304 | TRAD. MCB 6 KA
GW92246 | MT 2P B10 6.000A/20kA 2M | 156.5 | 1 | 3 | 12 | NR | 8011564057739 | 85362010 | 2DN08 | Energy | 2DN | ENERGY | 2DN13G | DIN RAIL MODULAR DEV | 2DN13G17F | MCB | 2DN13G17F304 | TRAD. MCB 6 KA
GW92247 | MT 2P B16 6.000A/20kA 2M | 156.5 | 1 | 3 | 12 | NR | 8011564057746 | 85362010 | 2DN08 | Energy | 2DN | ENERGY | 2DN13G | DIN RAIL MODULAR DEV | 2DN13G17F | MCB | 2DN13G17F304 | TRAD. MCB 6 KA
GW92248 | MT 2P B20 6.000A/20kA 2M | 156.5 | 1 | 3 | 12 | NR | 8011564057753 | 85362010 | 2DN08 | Energy | 2DN | ENERGY | 2DN13G | DIN RAIL MODULAR DEV | 2DN13G17F | MCB | 2DN13G17F304 | TRAD. MCB 6 KA
GW92249 | MT 2P B25 6.000A/20kA 2M | 156.5 | 1 | 3 | 12 | NR | 8011564057760 | 85362010 | 2DN08 | Energy | 2DN | ENERGY | 2DN13G | DIN RAIL MODULAR DEV | 2DN13G17F | MCB | 2DN13G17F304 | TRAD. MCB 6 KA
GW92250 | MT 2P B32 6.000A/20kA 2M | 156.5 | 1 | 3 | 12 | NR | 8011564057777 | 85362010 | 2DN08 | Energy | 2DN | ENERGY | 2DN13G | DIN RAIL MODULAR DEV | 2DN13G17F | MCB | 2DN13G17F304 | TRAD. MCB 6 KA
GW92251 | MT 2P B40 6.000A/20kA 2M | 204 | 1 | 3 | 12 | NR | 8011564057784 | 85362010 | 2DN08 | Energy | 2DN | ENERGY | 2DN13G | DIN RAIL MODULAR DEV | 2DN13G17F | MCB | 2DN13G17F304 | TRAD. MCB 6 KA
GW92252 | MT 2P B50 6.000A/20kA 2M | 204 | 1 | 3 | 12 | NR | 8011564057791 | 85362010 | 2DN08 | Energy | 2DN | ENERGY | 2DN13G | DIN RAIL MODULAR DEV | 2DN13G17F | MCB | 2DN13G17F304 | TRAD. MCB 6 KA
GW92253 | MT 2P B63 6.000A/20kA 2M | 204 | 1 | 3 | 12 | NR | 8011564057807 | 85362010 | 2DN08 | Energy | 2DN | ENERGY | 2DN13G | DIN RAIL MODULAR DEV | 2DN13G17F | MCB | 2DN13G17F304 | TRAD. MCB 6 KA
GW92254 | MT 2P B13 6.000A/20kA 2M | 156.5 | 1 | 3 | 12 | NR | 8011564225398 | 85362010 | 2DN08 | Energy | 2DN | ENERGY | 2DN13G | DIN RAIL MODULAR DEV | 2DN13G17F | MCB | 2DN13G17F304 | TRAD. MCB 6 KA
GW92265 | MT 3P B6 6.000A/10kA 3M | 225.5 | 1 | 2 | 8 | NR | 8011564057814 | 85362010 | 2DN08 | Energy | 2DN | ENERGY | 2DN13G | DIN RAIL MODULAR DEV | 2DN13G17F | MCB | 2DN13G17F304 | TRAD. MCB 6 KA
GW92266 | MT 3P B10 6.000A/10kA 3M | 225.5 | 1 | 2 | 8 | NR | 8011564057821 | 85362010 | 2DN08 | Energy | 2DN | ENERGY | 2DN13G | DIN RAIL MODULAR DEV | 2DN13G17F | MCB | 2DN13G17F304 | TRAD. MCB 6 KA
GW92267 | MT 3P B16 6.000A/10kA 3M | 225.5 | 1 | 2 | 8 | NR | 8011564057838 | 85362010 | 2DN08 | Energy | 2DN | ENERGY | 2DN13G | DIN RAIL MODULAR DEV | 2DN13G17F | MCB | 2DN13G17F304 | TRAD. MCB 6 KA
GW92268 | MT 3P B20 6.000A/10kA 3M | 225.5 | 1 | 2 | 8 | NR | 8011564057845 | 85362010 | 2DN08 | Energy | 2DN | ENERGY | 2DN13G | DIN RAIL MODULAR DEV | 2DN13G17F | MCB | 2DN13G17F304 | TRAD. MCB 6 KA
GW92269 | MT 3P B25 6.000A/10kA 3M | 225.5 | 1 | 2 | 8 | NR | 8011564057852 | 85362010 | 2DN08 | Energy | 2DN | ENERGY | 2DN13G | DIN RAIL MODULAR DEV | 2DN13G17F | MCB | 2DN13G17F304 | TRAD. MCB 6 KA
GW92270 | MT 3P B32 6.000A/10kA 3M | 225.5 | 1 | 2 | 8 | NR | 8011564057869 | 85362010 | 2DN08 | Energy | 2DN | ENERGY | 2DN13G | DIN RAIL MODULAR DEV | 2DN13G17F | MCB | 2DN13G17F304 | TRAD. MCB 6 KA
GW92271 | MT 3P B40 6.000A/10kA 3M | 295.5 | 1 | 2 | 8 | NR | 8011564057876 | 85362010 | 2DN08 | Energy | 2DN | ENERGY | 2DN13G | DIN RAIL MODULAR DEV | 2DN13G17F | MCB | 2DN13G17F304 | TRAD. MCB 6 KA
GW92272 | MT 3P B50 6.000A/10kA 3M | 295.5 | 1 | 2 | 8 | NR | 8011564057883 | 85362010 | 2DN08 | Energy | 2DN | ENERGY | 2DN13G | DIN RAIL MODULAR DEV | 2DN13G17F | MCB | 2DN13G17F304 | TRAD. MCB 6 KA
GW92273 | MT 3P B63 6.000A/10kA 3M | 295.5 | 1 | 2 | 8 | NR | 8011564057890 | 85362010 | 2DN08 | Energy | 2DN | ENERGY | 2DN13G | DIN RAIL MODULAR DEV | 2DN13G17F | MCB | 2DN13G17F304 | TRAD. MCB 6 KA
GW92274 | MT 3P B13 6.000A/10kA 3M | 225.5 | 1 | 2 | 8 | NR | 8011564225404 | 85362010 | 2DN08 | Energy | 2DN | ENERGY | 2DN13G | DIN RAIL MODULAR DEV | 2DN13G17F | MCB | 2DN13G17F304 | TRAD. MCB 6 KA
GW92285 | MT 4P B 6 6.000A/10kA 4M | 303 | 1 | 1 | 3 | NR | 8011564057906 | 85362010 | 2DN08 | Energy | 2DN | ENERGY | 2DN13G | DIN RAIL MODULAR DEV | 2DN13G17F | MCB | 2DN13G17F304 | TRAD. MCB 6 KA
GW92286 | MT 4P B10 6.000A/10kA 4M | 303 | 1 | 1 | 3 | NR | 8011564057913 | 85362010 | 2DN08 | Energy | 2DN | ENERGY | 2DN13G | DIN RAIL MODULAR DEV | 2DN13G17F | MCB | 2DN13G17F304 | TRAD. MCB 6 KA
GW92287 | MT 4P B16 6.000A/10kA 4M | 303 | 1 | 1 | 3 | NR | 8011564057920 | 85362010 | 2DN08 | Energy | 2DN | ENERGY | 2DN13G | DIN RAIL MODULAR DEV | 2DN13G17F | MCB | 2DN13G17F304 | TRAD. MCB 6 KA
GW92288 | MT 4P B20 6.000A/10kA 4M | 303 | 1 | 1 | 3 | NR | 8011564057937 | 85362010 | 2DN08 | Energy | 2DN | ENERGY | 2DN13G | DIN RAIL MODULAR DEV | 2DN13G17F | MCB | 2DN13G17F304 | TRAD. MCB 6 KA
GW92289 | MT 4P B25 6.000A/10kA 4M | 303 | 1 | 1 | 3 | NR | 8011564057944 | 85362010 | 2DN08 | Energy | 2DN | ENERGY | 2DN13G | DIN RAIL MODULAR DEV | 2DN13G17F | MCB | 2DN13G17F304 | TRAD. MCB 6 KA
GW92290 | MT 4P B32 6.000A/10kA 4M | 303 | 1 | 1 | 3 | NR | 8011564057951 | 85362010 | 2DN08 | Energy | 2DN | ENERGY | 2DN13G | DIN RAIL MODULAR DEV | 2DN13G17F | MCB | 2DN13G17F304 | TRAD. MCB 6 KA
GW92291 | MT 4P B40 6.000A/10kA 4M | 389.5 | 1 | 1 | 3 | NR | 8011564057968 | 85362010 | 2DN08 | Energy | 2DN | ENERGY | 2DN13G | DIN RAIL MODULAR DEV | 2DN13G17F | MCB | 2DN13G17F304 | TRAD. MCB 6 KA
GW92292 | MT 4P B50 6.000A/10kA 4M | 389.5 | 1 | 1 | 3 | NR | 8011564057975 | 85362010 | 2DN08 | Energy | 2DN | ENERGY | 2DN13G | DIN RAIL MODULAR DEV | 2DN13G17F | MCB | 2DN13G17F304 | TRAD. MCB 6 KA
GW92293 | MT 4P B63 6.000A/10kA 4M | 389.5 | 1 | 1 | 3 | NR | 8011564057982 | 85362010 | 2DN08 | Energy | 2DN | ENERGY | 2DN13G | DIN RAIL MODULAR DEV | 2DN13G17F | MCB | 2DN13G17F304 | TRAD. MCB 6 KA
GW92294 | MT 4P B13 6.000A/10kA 4M | 303 | 1 | 1 | 3 | NR | 8011564225411 | 85362010 | 2DN08 | Energy | 2DN | ENERGY | 2DN13G | DIN RAIL MODULAR DEV | 2DN13G17F | MCB | 2DN13G17F304 | TRAD. MCB 6 KA
GW92405 | MT 1P D 6 6.000A/10kA 1M | 77.5 | 1 | 6 | 24 | NR | 8011564057999 | 85362010 | 2DN08 | Energy | 2DN | ENERGY | 2DN13G | DIN RAIL MODULAR DEV | 2DN13G17F | MCB | 2DN13G17F304 | TRAD. MCB 6 KA
GW92406 | MT 1P D10 6.000A/10kA 1M | 72 | 1 | 6 | 24 | NR | 8011564058002 | 85362010 | 2DN08 | Energy | 2DN | ENERGY | 2DN13G | DIN RAIL MODULAR DEV | 2DN13G17F | MCB | 2DN13G17F304 | TRAD. MCB 6 KA
GW92407 | MT 1P D16 6.000A/10kA 1M | 72 | 1 | 6 | 24 | NR | 8011564058019 | 85362010 | 2DN08 | Energy | 2DN | ENERGY | 2DN13G | DIN RAIL MODULAR DEV | 2DN13G17F | MCB | 2DN13G17F304 | TRAD. MCB 6 KA
GW92408 | MT 1P D20 6.000A/10kA 1M | 75 | 1 | 6 | 24 | NR | 8011564058026 | 85362010 | 2DN08 | Energy | 2DN | ENERGY | 2DN13G | DIN RAIL MODULAR DEV | 2DN13G17F | MCB | 2DN13G17F304 | TRAD. MCB 6 KA
GW92409 | MT 1P D25 6.000A/10kA 1M | 77.5 | 1 | 6 | 24 | NR | 8011564058033 | 85362010 | 2DN08 | Energy | 2DN | ENERGY | 2DN13G | DIN RAIL MODULAR DEV | 2DN13G17F | MCB | 2DN13G17F304 | TRAD. MCB 6 KA
GW92410 | MT 1P D32 6.000A/10kA 1M | 77.5 | 1 | 6 | 24 | NR | 8011564058040 | 85362010 | 2DN08 | Energy | 2DN | ENERGY | 2DN13G | DIN RAIL MODULAR DEV | 2DN13G17F | MCB | 2DN13G17F304 | TRAD. MCB 6 KA
GW92411 | MT 1P D40 6.000A/10kA 1M | 94 | 1 | 6 | 24 | NR | 8011564058057 | 85362010 | 2DN08 | Energy | 2DN | ENERGY | 2DN13G | DIN RAIL MODULAR DEV | 2DN13G17F | MCB | 2DN13G17F304 | TRAD. MCB 6 KA
GW92414 | MT 1P D13 6.000A/10kA 1M | 77.5 | 1 | 6 | 24 | NR | 8011564225428 | 85362010 | 2DN08 | Energy | 2DN | ENERGY | 2DN13G | DIN RAIL MODULAR DEV | 2DN13G17F | MCB | 2DN13G17F304 | TRAD. MCB 6 KA
GW92445 | MT 2P D6 6.000A/20kA 2M | 172 | 1 | 3 | 12 | NR | 8011564058064 | 85362010 | 2DN08 | Energy | 2DN | ENERGY | 2DN13G | DIN RAIL MODULAR DEV | 2DN13G17F | MCB | 2DN13G17F304 | TRAD. MCB 6 KA
GW92446 | MT 2P D10 6.000A/20kA 2M | 156.5 | 1 | 3 | 12 | NR | 8011564058071 | 85362010 | 2DN08 | Energy | 2DN | ENERGY | 2DN13G | DIN RAIL MODULAR DEV | 2DN13G17F | MCB | 2DN13G17F304 | TRAD. MCB 6 KA
GW92447 | MT 2P D16 6.000A/20kA 2M | 156.5 | 1 | 3 | 12 | NR | 8011564058088 | 85362010 | 2DN08 | Energy | 2DN | ENERGY | 2DN13G | DIN RAIL MODULAR DEV | 2DN13G17F | MCB | 2DN13G17F304 | TRAD. MCB 6 KA
GW92448 | MT 2P D20 6.000A/20kA 2M | 156.5 | 1 | 3 | 12 | NR | 8011564058095 | 85362010 | 2DN08 | Energy | 2DN | ENERGY | 2DN13G | DIN RAIL MODULAR DEV | 2DN13G17F | MCB | 2DN13G17F304 | TRAD. MCB 6 KA
GW92449 | MT 2P D25 6.000A/20kA 2M | 160.5 | 1 | 3 | 12 | NR | 8011564058101 | 85362010 | 2DN08 | Energy | 2DN | ENERGY | 2DN13G | DIN RAIL MODULAR DEV | 2DN13G17F | MCB | 2DN13G17F304 | TRAD. MCB 6 KA
GW92450 | MT 2P D32 6.000A/20kA 2M | 165 | 1 | 3 | 12 | NR | 8011564058118 | 85362010 | 2DN08 | Energy | 2DN | ENERGY | 2DN13G | DIN RAIL MODULAR DEV | 2DN13G17F | MCB | 2DN13G17F304 | TRAD. MCB 6 KA
GW92451 | MT 2P D40 6.000A/20kA 2M | 194.5 | 1 | 3 | 12 | NR | 8011564058125 | 85362010 | 2DN08 | Energy | 2DN | ENERGY | 2DN13G | DIN RAIL MODULAR DEV | 2DN13G17F | MCB | 2DN13G17F304 | TRAD. MCB 6 KA
GW92454 | MT 2P D13 6.000A/20kA 2M | 169 | 1 | 3 | 12 | NR | 8011564225435 | 85362010 | 2DN08 | Energy | 2DN | ENERGY | 2DN13G | DIN RAIL MODULAR DEV | 2DN13G17F | MCB | 2DN13G17F304 | TRAD. MCB 6 KA
GW92465 | MT 3P D 6 6.000A/10kA 3M | 249.5 | 1 | 2 | 8 | NR | 8011564058132 | 85362010 | 2DN08 | Energy | 2DN | ENERGY | 2DN13G | DIN RAIL MODULAR DEV | 2DN13G17F | MCB | 2DN13G17F304 | TRAD. MCB 6 KA
GW92466 | MT 3P D10 6.000A/10kA 3M | 225.5 | 1 | 2 | 8 | NR | 8011564058149 | 85362010 | 2DN08 | Energy | 2DN | ENERGY | 2DN13G | DIN RAIL MODULAR DEV | 2DN13G17F | MCB | 2DN13G17F304 | TRAD. MCB 6 KA
GW92467 | MT 3P D16 6.000A/10kA 3M | 225.5 | 1 | 2 | 8 | NR | 8011564058156 | 85362010 | 2DN08 | Energy | 2DN | ENERGY | 2DN13G | DIN RAIL MODULAR DEV | 2DN13G17F | MCB | 2DN13G17F304 | TRAD. MCB 6 KA
GW92468 | MT 3P D20 6.000A/10kA 3M | 225.5 | 1 | 2 | 8 | NR | 8011564058163 | 85362010 | 2DN08 | Energy | 2DN | ENERGY | 2DN13G | DIN RAIL MODULAR DEV | 2DN13G17F | MCB | 2DN13G17F304 | TRAD. MCB 6 KA
GW92469 | MT 3P D25 6.000A/10kA 3M | 236 | 1 | 2 | 8 | NR | 8011564058170 | 85362010 | 2DN08 | Energy | 2DN | ENERGY | 2DN13G | DIN RAIL MODULAR DEV | 2DN13G17F | MCB | 2DN13G17F304 | TRAD. MCB 6 KA
GW92470 | MT 3P D32 6.000A/10kA 3M | 242 | 1 | 2 | 8 | NR | 8011564058187 | 85362010 | 2DN08 | Energy | 2DN | ENERGY | 2DN13G | DIN RAIL MODULAR DEV | 2DN13G17F | MCB | 2DN13G17F304 | TRAD. MCB 6 KA
GW92471 | MT 3P D40 6.000A/10kA 3M | 290.5 | 1 | 2 | 8 | NR | 8011564058194 | 85362010 | 2DN08 | Energy | 2DN | ENERGY | 2DN13G | DIN RAIL MODULAR DEV | 2DN13G17F | MCB | 2DN13G17F304 | TRAD. MCB 6 KA
GW92474 | MT 3P D13 6.000A/10kA 3M | 245 | 1 | 2 | 8 | NR | 8011564225442 | 85362010 | 2DN08 | Energy | 2DN | ENERGY | 2DN13G | DIN RAIL MODULAR DEV | 2DN13G17F | MCB | 2DN13G17F304 | TRAD. MCB 6 KA
GW92485 | MT 4P D 6 6.000A/10kA 4M | 330.5 | 1 | 1 | 3 | NR | 8011564058200 | 85362010 | 2DN08 | Energy | 2DN | ENERGY | 2DN13G | DIN RAIL MODULAR DEV | 2DN13G17F | MCB | 2DN13G17F304 | TRAD. MCB 6 KA
GW92486 | MT 4P D10 6.000A/10kA 4M | 303 | 1 | 1 | 3 | NR | 8011564058217 | 85362010 | 2DN08 | Energy | 2DN | ENERGY | 2DN13G | DIN RAIL MODULAR DEV | 2DN13G17F | MCB | 2DN13G17F304 | TRAD. MCB 6 KA
GW92487 | MT 4P D16 6.000A/10kA 4M | 303 | 1 | 1 | 3 | NR | 8011564058224 | 85362010 | 2DN08 | Energy | 2DN | ENERGY | 2DN13G | DIN RAIL MODULAR DEV | 2DN13G17F | MCB | 2DN13G17F304 | TRAD. MCB 6 KA
GW92488 | MT 4P D20 6.000A/10kA 4M | 303 | 1 | 1 | 3 | NR | 8011564058231 | 85362010 | 2DN08 | Energy | 2DN | ENERGY | 2DN13G | DIN RAIL MODULAR DEV | 2DN13G17F | MCB | 2DN13G17F304 | TRAD. MCB 6 KA
GW92489 | MT 4P D25 6.000A/10kA 4M | 311 | 1 | 1 | 3 | NR | 8011564058248 | 85362010 | 2DN08 | Energy | 2DN | ENERGY | 2DN13G | DIN RAIL MODULAR DEV | 2DN13G17F | MCB | 2DN13G17F304 | TRAD. MCB 6 KA
GW92490 | MT 4P D32 6.000A/10kA 4M | 321.5 | 1 | 1 | 3 | NR | 8011564058255 | 85362010 | 2DN08 | Energy | 2DN | ENERGY | 2DN13G | DIN RAIL MODULAR DEV | 2DN13G17F | MCB | 2DN13G17F304 | TRAD. MCB 6 KA
GW92491 | MT 4P D40 6.000A/10kA 4M | 385.5 | 1 | 1 | 3 | NR | 8011564058262 | 85362010 | 2DN08 | Energy | 2DN | ENERGY | 2DN13G | DIN RAIL MODULAR DEV | 2DN13G17F | MCB | 2DN13G17F304 | TRAD. MCB 6 KA
GW92494 | MT 4P D13 6.000A/10kA 4M | 303 | 1 | 1 | 3 | NR | 8011564225459 | 85362010 | 2DN08 | Energy | 2DN | ENERGY | 2DN13G | DIN RAIL MODULAR DEV | 2DN13G17F | MCB | 2DN13G17F304 | TRAD. MCB 6 KA
GW92505 | MT 1P B 6 10.000A/15kA 1M | 55.5 | 1 | 6 | 24 | NR | 8011564222311 | 85362010 | 2DN06 | Energy | 2DN | ENERGY | 2DN13G | DIN RAIL MODULAR DEV | 2DN13G17F | MCB | 2DN13G17F306 | TRAD. MCB 10 KA
GW92506 | MT 1P B10 10.000A/15kA 1M | 55.5 | 1 | 6 | 24 | NR | 8011564222328 | 85362010 | 2DN06 | Energy | 2DN | ENERGY | 2DN13G | DIN RAIL MODULAR DEV | 2DN13G17F | MCB | 2DN13G17F306 | TRAD. MCB 10 KA
GW92507 | MT 1P B13 10.000A/15kA 1M | 55.5 | 1 | 6 | 24 | NR | 8011564222335 | 85362010 | 2DN06 | Energy | 2DN | ENERGY | 2DN13G | DIN RAIL MODULAR DEV | 2DN13G17F | MCB | 2DN13G17F306 | TRAD. MCB 10 KA
GW92508 | MT 1P B16 10.000A/15kA 1M | 55.5 | 1 | 6 | 24 | NR | 8011564222342 | 85362010 | 2DN06 | Energy | 2DN | ENERGY | 2DN13G | DIN RAIL MODULAR DEV | 2DN13G17F | MCB | 2DN13G17F306 | TRAD. MCB 10 KA
GW92509 | MT 1P B20 10.000A/15kA 1M | 55.5 | 1 | 6 | 24 | NR | 8011564222359 | 85362010 | 2DN06 | Energy | 2DN | ENERGY | 2DN13G | DIN RAIL MODULAR DEV | 2DN13G17F | MCB | 2DN13G17F306 | TRAD. MCB 10 KA
GW92510 | MT 1P B25 10.000A/15kA 1M | 55.5 | 1 | 6 | 24 | NR | 8011564222366 | 85362010 | 2DN06 | Energy | 2DN | ENERGY | 2DN13G | DIN RAIL MODULAR DEV | 2DN13G17F | MCB | 2DN13G17F306 | TRAD. MCB 10 KA
GW92511 | MT 1P B32 10.000A/12,5kA 1M | 55.5 | 1 | 6 | 24 | NR | 8011564222373 | 85362010 | 2DN06 | Energy | 2DN | ENERGY | 2DN13G | DIN RAIL MODULAR DEV | 2DN13G17F | MCB | 2DN13G17F306 | TRAD. MCB 10 KA
GW92512 | MT 1P B40 10.000A/12,5kA 1M | 72 | 1 | 6 | 24 | NR | 8011564222380 | 85362010 | 2DN06 | Energy | 2DN | ENERGY | 2DN13G | DIN RAIL MODULAR DEV | 2DN13G17F | MCB | 2DN13G17F306 | TRAD. MCB 10 KA
GW92513 | MT 1P B50 10.000A/12,5kA 1M | 72 | 1 | 6 | 24 | NR | 8011564222397 | 85362010 | 2DN06 | Energy | 2DN | ENERGY | 2DN13G | DIN RAIL MODULAR DEV | 2DN13G17F | MCB | 2DN13G17F306 | TRAD. MCB 10 KA
GW92514 | MT 1P B63 10.000A/12,5kA 1M | 72 | 1 | 6 | 24 | NR | 8011564222403 | 85362010 | 2DN06 | Energy | 2DN | ENERGY | 2DN13G | DIN RAIL MODULAR DEV | 2DN13G17F | MCB | 2DN13G17F306 | TRAD. MCB 10 KA
GW92545 | MT 2P B 6 10.000A/30kA 2M | 121.5 | 1 | 3 | 12 | NR | 8011564222410 | 85362010 | 2DN06 | Energy | 2DN | ENERGY | 2DN13G | DIN RAIL MODULAR DEV | 2DN13G17F | MCB | 2DN13G17F306 | TRAD. MCB 10 KA
GW92546 | MT 2P B10 10.000A/30kA 2M | 121.5 | 1 | 3 | 12 | NR | 8011564222427 | 85362010 | 2DN06 | Energy | 2DN | ENERGY | 2DN13G | DIN RAIL MODULAR DEV | 2DN13G17F | MCB | 2DN13G17F306 | TRAD. MCB 10 KA
GW92547 | MT 2P B13 10.000A/30kA 2M | 121.5 | 1 | 3 | 12 | NR | 8011564222434 | 85362010 | 2DN06 | Energy | 2DN | ENERGY | 2DN13G | DIN RAIL MODULAR DEV | 2DN13G17F | MCB | 2DN13G17F306 | TRAD. MCB 10 KA
GW92548 | MT 2P B16 10.000A/30kA 2M | 121.5 | 1 | 3 | 12 | NR | 8011564222441 | 85362010 | 2DN06 | Energy | 2DN | ENERGY | 2DN13G | DIN RAIL MODULAR DEV | 2DN13G17F | MCB | 2DN13G17F306 | TRAD. MCB 10 KA
GW92549 | MT 2P B20 10.000A/30kA 2M | 121.5 | 1 | 3 | 12 | NR | 8011564222458 | 85362010 | 2DN06 | Energy | 2DN | ENERGY | 2DN13G | DIN RAIL MODULAR DEV | 2DN13G17F | MCB | 2DN13G17F306 | TRAD. MCB 10 KA
GW92550 | MT 2P B25 10.000A/30kA 2M | 121.5 | 1 | 3 | 12 | NR | 8011564222465 | 85362010 | 2DN06 | Energy | 2DN | ENERGY | 2DN13G | DIN RAIL MODULAR DEV | 2DN13G17F | MCB | 2DN13G17F306 | TRAD. MCB 10 KA
GW92551 | MT 2P B32 10.000A/25kA 2M | 121.5 | 1 | 3 | 12 | NR | 8011564222472 | 85362010 | 2DN06 | Energy | 2DN | ENERGY | 2DN13G | DIN RAIL MODULAR DEV | 2DN13G17F | MCB | 2DN13G17F306 | TRAD. MCB 10 KA
GW92552 | MT 2P B40 10.000A/25kA 2M | 156.5 | 1 | 3 | 12 | NR | 8011564222489 | 85362010 | 2DN06 | Energy | 2DN | ENERGY | 2DN13G | DIN RAIL MODULAR DEV | 2DN13G17F | MCB | 2DN13G17F306 | TRAD. MCB 10 KA
GW92553 | MT 2P B50 10.000A/25kA 2M | 156.5 | 1 | 3 | 12 | NR | 8011564222496 | 85362010 | 2DN06 | Energy | 2DN | ENERGY | 2DN13G | DIN RAIL MODULAR DEV | 2DN13G17F | MCB | 2DN13G17F306 | TRAD. MCB 10 KA
GW92554 | MT 2P B63 10.000A/25kA 2M | 156.5 | 1 | 3 | 12 | NR | 8011564222502 | 85362010 | 2DN06 | Energy | 2DN | ENERGY | 2DN13G | DIN RAIL MODULAR DEV | 2DN13G17F | MCB | 2DN13G17F306 | TRAD. MCB 10 KA
GW92565 | MT 3P B 6 10.000A/15kA 3M | 174 | 1 | 2 | 8 | NR | 8011564222519 | 85362010 | 2DN06 | Energy | 2DN | ENERGY | 2DN13G | DIN RAIL MODULAR DEV | 2DN13G17F | MCB | 2DN13G17F306 | TRAD. MCB 10 KA
GW92566 | MT 3P B10 10.000A/15kA 3M | 174 | 1 | 2 | 8 | NR | 8011564222526 | 85362010 | 2DN06 | Energy | 2DN | ENERGY | 2DN13G | DIN RAIL MODULAR DEV | 2DN13G17F | MCB | 2DN13G17F306 | TRAD. MCB 10 KA
GW92567 | MT 3P B13 10.000A/15kA 3M | 174 | 1 | 2 | 8 | NR | 8011564222533 | 85362010 | 2DN06 | Energy | 2DN | ENERGY | 2DN13G | DIN RAIL MODULAR DEV | 2DN13G17F | MCB | 2DN13G17F306 | TRAD. MCB 10 KA
GW92568 | MT 3P B16 10.000A/15kA 3M | 174 | 1 | 2 | 8 | NR | 8011564222540 | 85362010 | 2DN06 | Energy | 2DN | ENERGY | 2DN13G | DIN RAIL MODULAR DEV | 2DN13G17F | MCB | 2DN13G17F306 | TRAD. MCB 10 KA
GW92569 | MT 3P B20 10.000A/15kA 3M | 174 | 1 | 2 | 8 | NR | 8011564222557 | 85362010 | 2DN06 | Energy | 2DN | ENERGY | 2DN13G | DIN RAIL MODULAR DEV | 2DN13G17F | MCB | 2DN13G17F306 | TRAD. MCB 10 KA
GW92570 | MT 3P B25 10.000A/15kA 3M | 174 | 1 | 2 | 8 | NR | 8011564222564 | 85362010 | 2DN06 | Energy | 2DN | ENERGY | 2DN13G | DIN RAIL MODULAR DEV | 2DN13G17F | MCB | 2DN13G17F306 | TRAD. MCB 10 KA
GW92571 | MT 3P B32 10.000A/12,5kA 3M | 174 | 1 | 2 | 8 | NR | 8011564222571 | 85362010 | 2DN06 | Energy | 2DN | ENERGY | 2DN13G | DIN RAIL MODULAR DEV | 2DN13G17F | MCB | 2DN13G17F306 | TRAD. MCB 10 KA
GW92572 | MT 3P B40 10.000A/12,5kA 3M | 225.5 | 1 | 2 | 8 | NR | 8011564222588 | 85362010 | 2DN06 | Energy | 2DN | ENERGY | 2DN13G | DIN RAIL MODULAR DEV | 2DN13G17F | MCB | 2DN13G17F306 | TRAD. MCB 10 KA
GW92573 | MT 3P B50 10.000A/12,5kA 3M | 225.5 | 1 | 2 | 8 | NR | 8011564222595 | 85362010 | 2DN06 | Energy | 2DN | ENERGY | 2DN13G | DIN RAIL MODULAR DEV | 2DN13G17F | MCB | 2DN13G17F306 | TRAD. MCB 10 KA
GW92574 | MT 3P B63 10.000A/12,5kA 3M | 225.5 | 1 | 2 | 8 | NR | 8011564222601 | 85362010 | 2DN06 | Energy | 2DN | ENERGY | 2DN13G | DIN RAIL MODULAR DEV | 2DN13G17F | MCB | 2DN13G17F306 | TRAD. MCB 10 KA
GW92585 | MT 4P B 6 10.000A/15kA 4M | 237 | 1 | 1 | 3 | NR | 8011564222618 | 85362010 | 2DN06 | Energy | 2DN | ENERGY | 2DN13G | DIN RAIL MODULAR DEV | 2DN13G17F | MCB | 2DN13G17F306 | TRAD. MCB 10 KA
GW92586 | MT 4P B10 10.000A/15kA 4M | 237 | 1 | 1 | 3 | NR | 8011564222625 | 85362010 | 2DN06 | Energy | 2DN | ENERGY | 2DN13G | DIN RAIL MODULAR DEV | 2DN13G17F | MCB | 2DN13G17F306 | TRAD. MCB 10 KA
GW92587 | MT 4P B13 10.000A/15kA 4M | 237 | 1 | 1 | 3 | NR | 8011564222632 | 85362010 | 2DN06 | Energy | 2DN | ENERGY | 2DN13G | DIN RAIL MODULAR DEV | 2DN13G17F | MCB | 2DN13G17F306 | TRAD. MCB 10 KA
GW92588 | MT 4P B16 10.000A/15kA 4M | 237 | 1 | 1 | 3 | NR | 8011564222649 | 85362010 | 2DN06 | Energy | 2DN | ENERGY | 2DN13G | DIN RAIL MODULAR DEV | 2DN13G17F | MCB | 2DN13G17F306 | TRAD. MCB 10 KA
GW92589 | MT 4P B20 10.000A/15kA 4M | 237 | 1 | 1 | 3 | NR | 8011564222656 | 85362010 | 2DN06 | Energy | 2DN | ENERGY | 2DN13G | DIN RAIL MODULAR DEV | 2DN13G17F | MCB | 2DN13G17F306 | TRAD. MCB 10 KA
GW92590 | MT 4P B25 10.000A/15kA 4M | 237 | 1 | 1 | 3 | NR | 8011564222663 | 85362010 | 2DN06 | Energy | 2DN | ENERGY | 2DN13G | DIN RAIL MODULAR DEV | 2DN13G17F | MCB | 2DN13G17F306 | TRAD. MCB 10 KA
GW92591 | MT 4P B32 10.000A/12,5kA 4M | 237 | 1 | 1 | 3 | NR | 8011564222670 | 85362010 | 2DN06 | Energy | 2DN | ENERGY | 2DN13G | DIN RAIL MODULAR DEV | 2DN13G17F | MCB | 2DN13G17F306 | TRAD. MCB 10 KA
GW92592 | MT 4P B40 10.000A/12,5kA 4M | 306 | 1 | 1 | 3 | NR | 8011564222687 | 85362010 | 2DN06 | Energy | 2DN | ENERGY | 2DN13G | DIN RAIL MODULAR DEV | 2DN13G17F | MCB | 2DN13G17F306 | TRAD. MCB 10 KA
GW92593 | MT 4P B50 10.000A/12,5kA 4M | 306 | 1 | 1 | 3 | NR | 8011564222694 | 85362010 | 2DN06 | Energy | 2DN | ENERGY | 2DN13G | DIN RAIL MODULAR DEV | 2DN13G17F | MCB | 2DN13G17F306 | TRAD. MCB 10 KA
GW92594 | MT 4P B63 10.000A/12,5kA 4M | 306 | 1 | 1 | 3 | NR | 8011564222700 | 85362010 | 2DN06 | Energy | 2DN | ENERGY | 2DN13G | DIN RAIL MODULAR DEV | 2DN13G17F | MCB | 2DN13G17F306 | TRAD. MCB 10 KA
GW92605 | MT 1P C 6 10.000A/15kA 1M | 55.5 | 1 | 6 | 24 | NR | 8011564058279 | 85362010 | 2DN06 | Energy | 2DN | ENERGY | 2DN13G | DIN RAIL MODULAR DEV | 2DN13G17F | MCB | 2DN13G17F306 | TRAD. MCB 10 KA
GW92606 | MT 1P C10 10.000A/15kA 1M | 55.5 | 1 | 6 | 24 | NR | 8011564058286 | 85362010 | 2DN06 | Energy | 2DN | ENERGY | 2DN13G | DIN RAIL MODULAR DEV | 2DN13G17F | MCB | 2DN13G17F306 | TRAD. MCB 10 KA
GW92607 | MT 1P C16 10.000A/15kA 1M | 55.5 | 1 | 6 | 24 | NR | 8011564058293 | 85362010 | 2DN06 | Energy | 2DN | ENERGY | 2DN13G | DIN RAIL MODULAR DEV | 2DN13G17F | MCB | 2DN13G17F306 | TRAD. MCB 10 KA
GW92608 | MT 1P C20 10.000A/15kA 1M | 55.5 | 1 | 6 | 24 | NR | 8011564058309 | 85362010 | 2DN06 | Energy | 2DN | ENERGY | 2DN13G | DIN RAIL MODULAR DEV | 2DN13G17F | MCB | 2DN13G17F306 | TRAD. MCB 10 KA
GW92609 | MT 1P C25 10.000A/15kA 1M | 55.5 | 1 | 6 | 24 | NR | 8011564058316 | 85362010 | 2DN06 | Energy | 2DN | ENERGY | 2DN13G | DIN RAIL MODULAR DEV | 2DN13G17F | MCB | 2DN13G17F306 | TRAD. MCB 10 KA
GW92610 | MT 1P C32 10.000A/12,5kA 1M | 55.5 | 1 | 6 | 24 | NR | 8011564058323 | 85362010 | 2DN06 | Energy | 2DN | ENERGY | 2DN13G | DIN RAIL MODULAR DEV | 2DN13G17F | MCB | 2DN13G17F306 | TRAD. MCB 10 KA
GW92611 | MT 1P C40 10.000A/12,5kA 1M | 72 | 1 | 6 | 24 | NR | 8011564058330 | 85362010 | 2DN06 | Energy | 2DN | ENERGY | 2DN13G | DIN RAIL MODULAR DEV | 2DN13G17F | MCB | 2DN13G17F306 | TRAD. MCB 10 KA
GW92612 | MT 1P C50 10.000A/12,5kA 1M | 72 | 1 | 6 | 24 | NR | 8011564058347 | 85362010 | 2DN06 | Energy | 2DN | ENERGY | 2DN13G | DIN RAIL MODULAR DEV | 2DN13G17F | MCB | 2DN13G17F306 | TRAD. MCB 10 KA
GW92613 | MT 1P C63 10.000A/12,5kA 1M | 72 | 1 | 6 | 24 | NR | 8011564058354 | 85362010 | 2DN06 | Energy | 2DN | ENERGY | 2DN13G | DIN RAIL MODULAR DEV | 2DN13G17F | MCB | 2DN13G17F306 | TRAD. MCB 10 KA
GW92614 | MT 1P C13 10.000A/15kA 1M | 55.5 | 1 | 6 | 24 | NR | 8011564225466 | 85362010 | 2DN06 | Energy | 2DN | ENERGY | 2DN13G | DIN RAIL MODULAR DEV | 2DN13G17F | MCB | 2DN13G17F306 | TRAD. MCB 10 KA
GW92645 | MT 2P C 6 10.000A/30kA 2M | 121.5 | 1 | 3 | 12 | NR | 8011564058361 | 85362010 | 2DN06 | Energy | 2DN | ENERGY | 2DN13G | DIN RAIL MODULAR DEV | 2DN13G17F | MCB | 2DN13G17F306 | TRAD. MCB 10 KA
GW92646 | MT 2P C10 10.000A/30kA 2M | 121.5 | 1 | 3 | 12 | NR | 8011564058378 | 85362010 | 2DN06 | Energy | 2DN | ENERGY | 2DN13G | DIN RAIL MODULAR DEV | 2DN13G17F | MCB | 2DN13G17F306 | TRAD. MCB 10 KA
GW92647 | MT 2P C16 10.000A/30kA 2M | 121.5 | 1 | 3 | 12 | NR | 8011564058385 | 85362010 | 2DN06 | Energy | 2DN | ENERGY | 2DN13G | DIN RAIL MODULAR DEV | 2DN13G17F | MCB | 2DN13G17F306 | TRAD. MCB 10 KA
GW92648 | MT 2P C20 10.000A/30kA 2M | 121.5 | 1 | 3 | 12 | NR | 8011564058392 | 85362010 | 2DN06 | Energy | 2DN | ENERGY | 2DN13G | DIN RAIL MODULAR DEV | 2DN13G17F | MCB | 2DN13G17F306 | TRAD. MCB 10 KA
GW92649 | MT 2P C25 10.000A/30kA 2M | 121.5 | 1 | 3 | 12 | NR | 8011564058408 | 85362010 | 2DN06 | Energy | 2DN | ENERGY | 2DN13G | DIN RAIL MODULAR DEV | 2DN13G17F | MCB | 2DN13G17F306 | TRAD. MCB 10 KA
GW92650 | MT 2P C32 10.000A/25kA 2M | 121.5 | 1 | 3 | 12 | NR | 8011564058415 | 85362010 | 2DN06 | Energy | 2DN | ENERGY | 2DN13G | DIN RAIL MODULAR DEV | 2DN13G17F | MCB | 2DN13G17F306 | TRAD. MCB 10 KA
GW92651 | MT 2P C40 10.000A/25kA 2M | 156.5 | 1 | 3 | 12 | NR | 8011564058422 | 85362010 | 2DN06 | Energy | 2DN | ENERGY | 2DN13G | DIN RAIL MODULAR DEV | 2DN13G17F | MCB | 2DN13G17F306 | TRAD. MCB 10 KA
GW92652 | MT 2P C50 10.000A/25kA 2M | 156.5 | 1 | 3 | 12 | NR | 8011564058439 | 85362010 | 2DN06 | Energy | 2DN | ENERGY | 2DN13G | DIN RAIL MODULAR DEV | 2DN13G17F | MCB | 2DN13G17F306 | TRAD. MCB 10 KA
GW92653 | MT 2P C63 10.000A/25kA 2M | 156.5 | 1 | 3 | 12 | NR | 8011564058446 | 85362010 | 2DN06 | Energy | 2DN | ENERGY | 2DN13G | DIN RAIL MODULAR DEV | 2DN13G17F | MCB | 2DN13G17F306 | TRAD. MCB 10 KA
GW92654 | MT 2P C13 10.000A/30kA 2M | 121.5 | 1 | 3 | 12 | NR | 8011564225473 | 85362010 | 2DN06 | Energy | 2DN | ENERGY | 2DN13G | DIN RAIL MODULAR DEV | 2DN13G17F | MCB | 2DN13G17F306 | TRAD. MCB 10 KA
GW92665 | MT 3P C 6 10.000A/15kA 3M | 174 | 1 | 2 | 8 | NR | 8011564058453 | 85362010 | 2DN06 | Energy | 2DN | ENERGY | 2DN13G | DIN RAIL MODULAR DEV | 2DN13G17F | MCB | 2DN13G17F306 | TRAD. MCB 10 KA
GW92666 | MT 3P C10 10.000A/15kA 3M | 174 | 1 | 2 | 8 | NR | 8011564058460 | 85362010 | 2DN06 | Energy | 2DN | ENERGY | 2DN13G | DIN RAIL MODULAR DEV | 2DN13G17F | MCB | 2DN13G17F306 | TRAD. MCB 10 KA
GW92667 | MT 3P C16 10.000A/15kA 3M | 174 | 1 | 2 | 8 | NR | 8011564058477 | 85362010 | 2DN06 | Energy | 2DN | ENERGY | 2DN13G | DIN RAIL MODULAR DEV | 2DN13G17F | MCB | 2DN13G17F306 | TRAD. MCB 10 KA
GW92668 | MT 3P C20 10.000A/15kA 3M | 174 | 1 | 2 | 8 | NR | 8011564058484 | 85362010 | 2DN06 | Energy | 2DN | ENERGY | 2DN13G | DIN RAIL MODULAR DEV | 2DN13G17F | MCB | 2DN13G17F306 | TRAD. MCB 10 KA
GW92669 | MT 3P C25 10.000A/15kA 3M | 174 | 1 | 2 | 8 | NR | 8011564058491 | 85362010 | 2DN06 | Energy | 2DN | ENERGY | 2DN13G | DIN RAIL MODULAR DEV | 2DN13G17F | MCB | 2DN13G17F306 | TRAD. MCB 10 KA
GW92670 | MT 3P C32 10.000A/12,5kA 3M | 174 | 1 | 2 | 8 | NR | 8011564058507 | 85362010 | 2DN06 | Energy | 2DN | ENERGY | 2DN13G | DIN RAIL MODULAR DEV | 2DN13G17F | MCB | 2DN13G17F306 | TRAD. MCB 10 KA
GW92671 | MT 3P C40 10.000A/12,5kA 3M | 225.5 | 1 | 2 | 8 | NR | 8011564058514 | 85362010 | 2DN06 | Energy | 2DN | ENERGY | 2DN13G | DIN RAIL MODULAR DEV | 2DN13G17F | MCB | 2DN13G17F306 | TRAD. MCB 10 KA
GW92672 | MT 3P C50 10.000A/12,5kA 3M | 225.5 | 1 | 2 | 8 | NR | 8011564058521 | 85362010 | 2DN06 | Energy | 2DN | ENERGY | 2DN13G | DIN RAIL MODULAR DEV | 2DN13G17F | MCB | 2DN13G17F306 | TRAD. MCB 10 KA
GW92673 | MT 3P C63 10.000A/12,5kA 3M | 225.5 | 1 | 2 | 8 | NR | 8011564058538 | 85362010 | 2DN06 | Energy | 2DN | ENERGY | 2DN13G | DIN RAIL MODULAR DEV | 2DN13G17F | MCB | 2DN13G17F306 | TRAD. MCB 10 KA
GW92674 | MT 3P C13 10.000A/15kA 3M | 174 | 1 | 2 | 8 | NR | 8011564225480 | 85362010 | 2DN06 | Energy | 2DN | ENERGY | 2DN13G | DIN RAIL MODULAR DEV | 2DN13G17F | MCB | 2DN13G17F306 | TRAD. MCB 10 KA
GW92685 | MT 4P C 6 10.000A/15kA 4M | 237 | 1 | 1 | 3 | NR | 8011564058545 | 85362010 | 2DN06 | Energy | 2DN | ENERGY | 2DN13G | DIN RAIL MODULAR DEV | 2DN13G17F | MCB | 2DN13G17F306 | TRAD. MCB 10 KA
GW92686 | MT 4P C10 10.000A/15kA 4M | 237 | 1 | 1 | 3 | NR | 8011564058552 | 85362010 | 2DN06 | Energy | 2DN | ENERGY | 2DN13G | DIN RAIL MODULAR DEV | 2DN13G17F | MCB | 2DN13G17F306 | TRAD. MCB 10 KA
GW92687 | MT 4P C16 10.000A/15kA 4M | 237 | 1 | 1 | 3 | NR | 8011564058569 | 85362010 | 2DN06 | Energy | 2DN | ENERGY | 2DN13G | DIN RAIL MODULAR DEV | 2DN13G17F | MCB | 2DN13G17F306 | TRAD. MCB 10 KA
GW92688 | MT 4P C20 10.000A/15kA 4M | 237 | 1 | 1 | 3 | NR | 8011564058576 | 85362010 | 2DN06 | Energy | 2DN | ENERGY | 2DN13G | DIN RAIL MODULAR DEV | 2DN13G17F | MCB | 2DN13G17F306 | TRAD. MCB 10 KA
GW92689 | MT 4P C25 10.000A/15kA 4M | 237 | 1 | 1 | 3 | NR | 8011564058583 | 85362010 | 2DN06 | Energy | 2DN | ENERGY | 2DN13G | DIN RAIL MODULAR DEV | 2DN13G17F | MCB | 2DN13G17F306 | TRAD. MCB 10 KA
GW92690 | MT 4P C32 10.000A/12,5kA 4M | 237 | 1 | 1 | 3 | NR | 8011564058590 | 85362010 | 2DN06 | Energy | 2DN | ENERGY | 2DN13G | DIN RAIL MODULAR DEV | 2DN13G17F | MCB | 2DN13G17F306 | TRAD. MCB 10 KA
GW92691 | MT 4P C40 10.000A/12,5kA 4M | 306 | 1 | 1 | 3 | NR | 8011564058606 | 85362010 | 2DN06 | Energy | 2DN | ENERGY | 2DN13G | DIN RAIL MODULAR DEV | 2DN13G17F | MCB | 2DN13G17F306 | TRAD. MCB 10 KA
GW92692 | MT 4P C50 10.000A/12,5kA 4M | 306 | 1 | 1 | 3 | NR | 8011564058613 | 85362010 | 2DN06 | Energy | 2DN | ENERGY | 2DN13G | DIN RAIL MODULAR DEV | 2DN13G17F | MCB | 2DN13G17F306 | TRAD. MCB 10 KA
GW92693 | MT 4P C63 10.000A/12,5kA 4M | 306 | 1 | 1 | 3 | NR | 8011564058620 | 85362010 | 2DN06 | Energy | 2DN | ENERGY | 2DN13G | DIN RAIL MODULAR DEV | 2DN13G17F | MCB | 2DN13G17F306 | TRAD. MCB 10 KA
GW92694 | MT 4P C13 10.000A/15kA 4M | 237 | 1 | 1 | 3 | NR | 8011564225497 | 85362010 | 2DN06 | Energy | 2DN | ENERGY | 2DN13G | DIN RAIL MODULAR DEV | 2DN13G17F | MCB | 2DN13G17F306 | TRAD. MCB 10 KA
GW92701 | MT 1P D 1 10.000A/15kA 1M | 74 | 1 | 6 | 24 | NR | 8011564131439 | 85362010 | 2DN06 | Energy | 2DN | ENERGY | 2DN13G | DIN RAIL MODULAR DEV | 2DN13G17F | MCB | 2DN13G17F306 | TRAD. MCB 10 KA
GW92702 | MT 1P D 2 10.000A/15kA 1M | 74 | 1 | 6 | 24 | NR | 8011564131422 | 85362010 | 2DN06 | Energy | 2DN | ENERGY | 2DN13G | DIN RAIL MODULAR DEV | 2DN13G17F | MCB | 2DN13G17F306 | TRAD. MCB 10 KA
GW92703 | MT 1P D 3 10.000A/15kA 1M | 74 | 1 | 6 | 24 | NR | 8011564131415 | 85362010 | 2DN06 | Energy | 2DN | ENERGY | 2DN13G | DIN RAIL MODULAR DEV | 2DN13G17F | MCB | 2DN13G17F306 | TRAD. MCB 10 KA
GW92704 | MT 1P D 4 10.000A/15kA 1M | 74 | 1 | 6 | 24 | NR | 8011564131446 | 85362010 | 2DN06 | Energy | 2DN | ENERGY | 2DN13G | DIN RAIL MODULAR DEV | 2DN13G17F | MCB | 2DN13G17F306 | TRAD. MCB 10 KA
GW92705 | MT 1P D 6 10.000A/15kA 1M | 57 | 1 | 6 | 24 | NR | 8011564058637 | 85362010 | 2DN06 | Energy | 2DN | ENERGY | 2DN13G | DIN RAIL MODULAR DEV | 2DN13G17F | MCB | 2DN13G17F306 | TRAD. MCB 10 KA
GW92706 | MT 1P D10 10.000A/15kA 1M | 57 | 1 | 6 | 24 | NR | 8011564058644 | 85362010 | 2DN06 | Energy | 2DN | ENERGY | 2DN13G | DIN RAIL MODULAR DEV | 2DN13G17F | MCB | 2DN13G17F306 | TRAD. MCB 10 KA
GW92707 | MT 1P D16 10.000A/15kA 1M | 57 | 1 | 6 | 24 | NR | 8011564058651 | 85362010 | 2DN06 | Energy | 2DN | ENERGY | 2DN13G | DIN RAIL MODULAR DEV | 2DN13G17F | MCB | 2DN13G17F306 | TRAD. MCB 10 KA
GW92708 | MT 1P D20 10.000A/15kA 1M | 57 | 1 | 6 | 24 | NR | 8011564058668 | 85362010 | 2DN06 | Energy | 2DN | ENERGY | 2DN13G | DIN RAIL MODULAR DEV | 2DN13G17F | MCB | 2DN13G17F306 | TRAD. MCB 10 KA
GW92709 | MT 1P D25 10.000A/15kA 1M | 57 | 1 | 6 | 24 | NR | 8011564058675 | 85362010 | 2DN06 | Energy | 2DN | ENERGY | 2DN13G | DIN RAIL MODULAR DEV | 2DN13G17F | MCB | 2DN13G17F306 | TRAD. MCB 10 KA
GW92710 | MT 1P D32 10.000A/12,5kA 1M | 57 | 1 | 6 | 24 | NR | 8011564058682 | 85362010 | 2DN06 | Energy | 2DN | ENERGY | 2DN13G | DIN RAIL MODULAR DEV | 2DN13G17F | MCB | 2DN13G17F306 | TRAD. MCB 10 KA
GW92711 | MT 1P D40 10.000A/12,5kA 1M | 74 | 1 | 6 | 24 | NR | 8011564058699 | 85362010 | 2DN06 | Energy | 2DN | ENERGY | 2DN13G | DIN RAIL MODULAR DEV | 2DN13G17F | MCB | 2DN13G17F306 | TRAD. MCB 10 KA
GW92714 | MT 1P D13 10.000A/15kA 1M | 57 | 1 | 6 | 24 | NR | 8011564225503 | 85362010 | 2DN06 | Energy | 2DN | ENERGY | 2DN13G | DIN RAIL MODULAR DEV | 2DN13G17F | MCB | 2DN13G17F306 | TRAD. MCB 10 KA
GW92741 | MT 2P D 1 10.000A/30kA 2M | 161.5 | 1 | 3 | 12 | NR | 8011564131453 | 85362010 | 2DN06 | Energy | 2DN | ENERGY | 2DN13G | DIN RAIL MODULAR DEV | 2DN13G17F | MCB | 2DN13G17F306 | TRAD. MCB 10 KA
GW92742 | MT 2P D 2 10.000A/30kA 2M | 161.5 | 1 | 3 | 12 | NR | 8011564131460 | 85362010 | 2DN06 | Energy | 2DN | ENERGY | 2DN13G | DIN RAIL MODULAR DEV | 2DN13G17F | MCB | 2DN13G17F306 | TRAD. MCB 10 KA
GW92743 | MT 2P D 3 10.000A/30kA 2M | 161.5 | 1 | 3 | 12 | NR | 8011564131484 | 85362010 | 2DN06 | Energy | 2DN | ENERGY | 2DN13G | DIN RAIL MODULAR DEV | 2DN13G17F | MCB | 2DN13G17F306 | TRAD. MCB 10 KA
GW92744 | MT 2P D 4 10.000A/30kA 2M | 161.5 | 1 | 3 | 12 | NR | 8011564131491 | 85362010 | 2DN06 | Energy | 2DN | ENERGY | 2DN13G | DIN RAIL MODULAR DEV | 2DN13G17F | MCB | 2DN13G17F306 | TRAD. MCB 10 KA
GW92745 | MT 2P D 6 10.000A/30kA 2M | 124.5 | 1 | 3 | 12 | NR | 8011564058705 | 85362010 | 2DN06 | Energy | 2DN | ENERGY | 2DN13G | DIN RAIL MODULAR DEV | 2DN13G17F | MCB | 2DN13G17F306 | TRAD. MCB 10 KA
GW92746 | MT 2P D10 10.000A/30kA 2M | 124.5 | 1 | 3 | 12 | NR | 8011564058712 | 85362010 | 2DN06 | Energy | 2DN | ENERGY | 2DN13G | DIN RAIL MODULAR DEV | 2DN13G17F | MCB | 2DN13G17F306 | TRAD. MCB 10 KA
GW92747 | MT 2P D16 10.000A/30kA 2M | 124.5 | 1 | 3 | 12 | NR | 8011564058729 | 85362010 | 2DN06 | Energy | 2DN | ENERGY | 2DN13G | DIN RAIL MODULAR DEV | 2DN13G17F | MCB | 2DN13G17F306 | TRAD. MCB 10 KA
GW92748 | MT 2P D20 10.000A/30kA 2M | 124.5 | 1 | 3 | 12 | NR | 8011564058736 | 85362010 | 2DN06 | Energy | 2DN | ENERGY | 2DN13G | DIN RAIL MODULAR DEV | 2DN13G17F | MCB | 2DN13G17F306 | TRAD. MCB 10 KA
GW92749 | MT 2P D25 10.000A/30kA 2M | 124.5 | 1 | 3 | 12 | NR | 8011564058743 | 85362010 | 2DN06 | Energy | 2DN | ENERGY | 2DN13G | DIN RAIL MODULAR DEV | 2DN13G17F | MCB | 2DN13G17F306 | TRAD. MCB 10 KA
GW92750 | MT 2P D32 10.000A/25kA 2M | 124.5 | 1 | 3 | 12 | NR | 8011564058750 | 85362010 | 2DN06 | Energy | 2DN | ENERGY | 2DN13G | DIN RAIL MODULAR DEV | 2DN13G17F | MCB | 2DN13G17F306 | TRAD. MCB 10 KA
GW92751 | MT 2P D40 10.000A/25kA 2M | 161.5 | 1 | 3 | 12 | NR | 8011564058767 | 85362010 | 2DN06 | Energy | 2DN | ENERGY | 2DN13G | DIN RAIL MODULAR DEV | 2DN13G17F | MCB | 2DN13G17F306 | TRAD. MCB 10 KA
GW92754 | MT 2P D13 10.000A/30kA 2M | 124.5 | 1 | 3 | 12 | NR | 8011564225510 | 85362010 | 2DN06 | Energy | 2DN | ENERGY | 2DN13G | DIN RAIL MODULAR DEV | 2DN13G17F | MCB | 2DN13G17F306 | TRAD. MCB 10 KA
GW92761 | MT 3P D 1 10.000A/15kA 3M | 236 | 1 | 2 | 8 | NR | 8011564131507 | 85362010 | 2DN06 | Energy | 2DN | ENERGY | 2DN13G | DIN RAIL MODULAR DEV | 2DN13G17F | MCB | 2DN13G17F306 | TRAD. MCB 10 KA
GW92762 | MT 3P D 2 10.000A/15kA 3M | 236 | 1 | 2 | 8 | NR | 8011564131514 | 85362010 | 2DN06 | Energy | 2DN | ENERGY | 2DN13G | DIN RAIL MODULAR DEV | 2DN13G17F | MCB | 2DN13G17F306 | TRAD. MCB 10 KA
GW92763 | MT 3P D 3 10.000A/15kA 3M | 236 | 1 | 2 | 8 | NR | 8011564131521 | 85362010 | 2DN06 | Energy | 2DN | ENERGY | 2DN13G | DIN RAIL MODULAR DEV | 2DN13G17F | MCB | 2DN13G17F306 | TRAD. MCB 10 KA
GW92764 | MT 3P D 4 10.000A/15kA 3M | 236 | 1 | 2 | 8 | NR | 8011564131538 | 85362010 | 2DN06 | Energy | 2DN | ENERGY | 2DN13G | DIN RAIL MODULAR DEV | 2DN13G17F | MCB | 2DN13G17F306 | TRAD. MCB 10 KA
GW92765 | MT 3P D 6 10.000A/15kA 3M | 178.5 | 1 | 2 | 8 | NR | 8011564058774 | 85362010 | 2DN06 | Energy | 2DN | ENERGY | 2DN13G | DIN RAIL MODULAR DEV | 2DN13G17F | MCB | 2DN13G17F306 | TRAD. MCB 10 KA
GW92766 | MT 3P D10 10.000A/15kA 3M | 178.5 | 1 | 2 | 8 | NR | 8011564058781 | 85362010 | 2DN06 | Energy | 2DN | ENERGY | 2DN13G | DIN RAIL MODULAR DEV | 2DN13G17F | MCB | 2DN13G17F306 | TRAD. MCB 10 KA
GW92767 | MT 3P D16 10.000A/15kA 3M | 178.5 | 1 | 2 | 8 | NR | 8011564058798 | 85362010 | 2DN06 | Energy | 2DN | ENERGY | 2DN13G | DIN RAIL MODULAR DEV | 2DN13G17F | MCB | 2DN13G17F306 | TRAD. MCB 10 KA
GW92768 | MT 3P D20 10.000A/15kA 3M | 178.5 | 1 | 2 | 8 | NR | 8011564058804 | 85362010 | 2DN06 | Energy | 2DN | ENERGY | 2DN13G | DIN RAIL MODULAR DEV | 2DN13G17F | MCB | 2DN13G17F306 | TRAD. MCB 10 KA
GW92769 | MT 3P D25 10.000A/15kA 3M | 178.5 | 1 | 2 | 8 | NR | 8011564058811 | 85362010 | 2DN06 | Energy | 2DN | ENERGY | 2DN13G | DIN RAIL MODULAR DEV | 2DN13G17F | MCB | 2DN13G17F306 | TRAD. MCB 10 KA
GW92770 | MT 3P D32 10.000A/12,5kA 3M | 178.5 | 1 | 2 | 8 | NR | 8011564058828 | 85362010 | 2DN06 | Energy | 2DN | ENERGY | 2DN13G | DIN RAIL MODULAR DEV | 2DN13G17F | MCB | 2DN13G17F306 | TRAD. MCB 10 KA
GW92771 | MT 3P D40 10.000A/12,5kA 3M | 236 | 1 | 2 | 8 | NR | 8011564058835 | 85362010 | 2DN06 | Energy | 2DN | ENERGY | 2DN13G | DIN RAIL MODULAR DEV | 2DN13G17F | MCB | 2DN13G17F306 | TRAD. MCB 10 KA
GW92774 | MT 3P D13 10.000A/15kA 3M | 178.5 | 1 | 2 | 8 | NR | 8011564225527 | 85362010 | 2DN06 | Energy | 2DN | ENERGY | 2DN13G | DIN RAIL MODULAR DEV | 2DN13G17F | MCB | 2DN13G17F306 | TRAD. MCB 10 KA
GW92781 | MT 4P D 1 10.000A/15kA 4M | 316.5 | 1 | 1 | 3 | NR | 8011564131545 | 85362010 | 2DN06 | Energy | 2DN | ENERGY | 2DN13G | DIN RAIL MODULAR DEV | 2DN13G17F | MCB | 2DN13G17F306 | TRAD. MCB 10 KA
GW92782 | MT 4P D 2 10.000A/15kA 4M | 316.5 | 1 | 1 | 3 | NR | 8011564131552 | 85362010 | 2DN06 | Energy | 2DN | ENERGY | 2DN13G | DIN RAIL MODULAR DEV | 2DN13G17F | MCB | 2DN13G17F306 | TRAD. MCB 10 KA
GW92783 | MT 4P D 3 10.000A/15kA 4M | 316.5 | 1 | 1 | 3 | NR | 8011564131569 | 85362010 | 2DN06 | Energy | 2DN | ENERGY | 2DN13G | DIN RAIL MODULAR DEV | 2DN13G17F | MCB | 2DN13G17F306 | TRAD. MCB 10 KA
GW92784 | MT 4P D 4 10.000A/15kA 4M | 316.5 | 1 | 1 | 3 | NR | 8011564131576 | 85362010 | 2DN06 | Energy | 2DN | ENERGY | 2DN13G | DIN RAIL MODULAR DEV | 2DN13G17F | MCB | 2DN13G17F306 | TRAD. MCB 10 KA
GW92785 | MT 4P D 6 10.000A/15kA 4M | 244 | 1 | 1 | 3 | NR | 8011564058842 | 85362010 | 2DN06 | Energy | 2DN | ENERGY | 2DN13G | DIN RAIL MODULAR DEV | 2DN13G17F | MCB | 2DN13G17F306 | TRAD. MCB 10 KA
GW92786 | MT 4P D10 10.000A/15kA 4M | 244 | 1 | 1 | 3 | NR | 8011564058859 | 85362010 | 2DN06 | Energy | 2DN | ENERGY | 2DN13G | DIN RAIL MODULAR DEV | 2DN13G17F | MCB | 2DN13G17F306 | TRAD. MCB 10 KA
GW92787 | MT 4P D16 10.000A/15kA 4M | 244 | 1 | 1 | 3 | NR | 8011564058866 | 85362010 | 2DN06 | Energy | 2DN | ENERGY | 2DN13G | DIN RAIL MODULAR DEV | 2DN13G17F | MCB | 2DN13G17F306 | TRAD. MCB 10 KA
GW92788 | MT 4P D20 10.000A/15kA 4M | 244 | 1 | 1 | 3 | NR | 8011564058873 | 85362010 | 2DN06 | Energy | 2DN | ENERGY | 2DN13G | DIN RAIL MODULAR DEV | 2DN13G17F | MCB | 2DN13G17F306 | TRAD. MCB 10 KA
GW92789 | MT 4P D25 10.000A/15kA 4M | 244 | 1 | 1 | 3 | NR | 8011564058880 | 85362010 | 2DN06 | Energy | 2DN | ENERGY | 2DN13G | DIN RAIL MODULAR DEV | 2DN13G17F | MCB | 2DN13G17F306 | TRAD. MCB 10 KA
GW92790 | MT 4P D32 10.000A/12,5kA 4M | 244 | 1 | 1 | 3 | NR | 8011564058897 | 85362010 | 2DN06 | Energy | 2DN | ENERGY | 2DN13G | DIN RAIL MODULAR DEV | 2DN13G17F | MCB | 2DN13G17F306 | TRAD. MCB 10 KA
GW92791 | MT 4P D40 10.000A/12,5kA 4M | 316.5 | 1 | 1 | 3 | NR | 8011564058903 | 85362010 | 2DN06 | Energy | 2DN | ENERGY | 2DN13G | DIN RAIL MODULAR DEV | 2DN13G17F | MCB | 2DN13G17F306 | TRAD. MCB 10 KA
GW92794 | MT 4P D13 10.000A/15kA 4M | 244 | 1 | 1 | 3 | NR | 8011564225534 | 85362010 | 2DN06 | Energy | 2DN | ENERGY | 2DN13G | DIN RAIL MODULAR DEV | 2DN13G17F | MCB | 2DN13G17F306 | TRAD. MCB 10 KA
GW92805 | MT 1P C 6 25.000A/25kA 1M | 74.5 | 1 | 6 | 24 | NR | 8011564058910 | 85362010 | 2DN06 | Energy | 2DN | ENERGY | 2DN13G | DIN RAIL MODULAR DEV | 2DN13G17F | MCB | 2DN13G17F307 | TRAD. MCB 25 KA
GW92806 | MT 1P C10 25.000A/25kA 1M | 74.5 | 1 | 6 | 24 | NR | 8011564058927 | 85362010 | 2DN06 | Energy | 2DN | ENERGY | 2DN13G | DIN RAIL MODULAR DEV | 2DN13G17F | MCB | 2DN13G17F307 | TRAD. MCB 25 KA
GW92807 | MT 1P C16 25.000A/25kA 1M | 74.5 | 1 | 6 | 24 | NR | 8011564058934 | 85362010 | 2DN06 | Energy | 2DN | ENERGY | 2DN13G | DIN RAIL MODULAR DEV | 2DN13G17F | MCB | 2DN13G17F307 | TRAD. MCB 25 KA
GW92808 | MT 1P C20 25.000A/25kA 1M | 74.5 | 1 | 6 | 24 | NR | 8011564058941 | 85362010 | 2DN06 | Energy | 2DN | ENERGY | 2DN13G | DIN RAIL MODULAR DEV | 2DN13G17F | MCB | 2DN13G17F307 | TRAD. MCB 25 KA
GW92809 | MT 1P C25 20.000A/20kA 1M | 74.5 | 1 | 6 | 24 | NR | 8011564058958 | 85362010 | 2DN06 | Energy | 2DN | ENERGY | 2DN13G | DIN RAIL MODULAR DEV | 2DN13G17F | MCB | 2DN13G17F307 | TRAD. MCB 25 KA
GW92810 | MT 1P C32 15.000A/15kA 1M | 74.5 | 1 | 6 | 24 | NR | 8011564058965 | 85362010 | 2DN06 | Energy | 2DN | ENERGY | 2DN13G | DIN RAIL MODULAR DEV | 2DN13G17F | MCB | 2DN13G17F307 | TRAD. MCB 25 KA
GW92811 | MT 1P C40 15.000A/15kA 1M | 97 | 1 | 6 | 24 | NR | 8011564058972 | 85362010 | 2DN06 | Energy | 2DN | ENERGY | 2DN13G | DIN RAIL MODULAR DEV | 2DN13G17F | MCB | 2DN13G17F307 | TRAD. MCB 25 KA
GW92812 | MT 1P C50 12.500A/15kA 1M | 97 | 1 | 6 | 24 | NR | 8011564058989 | 85362010 | 2DN06 | Energy | 2DN | ENERGY | 2DN13G | DIN RAIL MODULAR DEV | 2DN13G17F | MCB | 2DN13G17F307 | TRAD. MCB 25 KA
GW92813 | MT 1P C63 12.500A/15kA 1M | 97 | 1 | 6 | 24 | NR | 8011564058996 | 85362010 | 2DN06 | Energy | 2DN | ENERGY | 2DN13G | DIN RAIL MODULAR DEV | 2DN13G17F | MCB | 2DN13G17F307 | TRAD. MCB 25 KA
GW92845 | MT 2P C 6 25.000A/50kA 2M | 164 | 1 | 3 | 12 | NR | 8011564059009 | 85362010 | 2DN06 | Energy | 2DN | ENERGY | 2DN13G | DIN RAIL MODULAR DEV | 2DN13G17F | MCB | 2DN13G17F307 | TRAD. MCB 25 KA
GW92846 | MT 2P C10 25.000A/50kA 2M | 164 | 1 | 3 | 12 | NR | 8011564059016 | 85362010 | 2DN06 | Energy | 2DN | ENERGY | 2DN13G | DIN RAIL MODULAR DEV | 2DN13G17F | MCB | 2DN13G17F307 | TRAD. MCB 25 KA
GW92847 | MT 2P C16 25.000A/50kA 2M | 164 | 1 | 3 | 12 | NR | 8011564059023 | 85362010 | 2DN06 | Energy | 2DN | ENERGY | 2DN13G | DIN RAIL MODULAR DEV | 2DN13G17F | MCB | 2DN13G17F307 | TRAD. MCB 25 KA
GW92848 | MT 2P C20 25.000A/50kA 2M | 164 | 1 | 3 | 12 | NR | 8011564059030 | 85362010 | 2DN06 | Energy | 2DN | ENERGY | 2DN13G | DIN RAIL MODULAR DEV | 2DN13G17F | MCB | 2DN13G17F307 | TRAD. MCB 25 KA
GW92849 | MT 2P C25 25.000A/40kA 2M | 164 | 1 | 3 | 12 | NR | 8011564059047 | 85362010 | 2DN06 | Energy | 2DN | ENERGY | 2DN13G | DIN RAIL MODULAR DEV | 2DN13G17F | MCB | 2DN13G17F307 | TRAD. MCB 25 KA
GW92850 | MT 2P C32 25.000A/30kA 2M | 164 | 1 | 3 | 12 | NR | 8011564059054 | 85362010 | 2DN06 | Energy | 2DN | ENERGY | 2DN13G | DIN RAIL MODULAR DEV | 2DN13G17F | MCB | 2DN13G17F307 | TRAD. MCB 25 KA
GW92851 | MT 2P C40 25.000A/30kA 2M | 212 | 1 | 3 | 12 | NR | 8011564059061 | 85362010 | 2DN06 | Energy | 2DN | ENERGY | 2DN13G | DIN RAIL MODULAR DEV | 2DN13G17F | MCB | 2DN13G17F307 | TRAD. MCB 25 KA
GW92852 | MT 2P C50 25.000A/25kA 2M | 212 | 1 | 3 | 12 | NR | 8011564059078 | 85362010 | 2DN06 | Energy | 2DN | ENERGY | 2DN13G | DIN RAIL MODULAR DEV | 2DN13G17F | MCB | 2DN13G17F307 | TRAD. MCB 25 KA
GW92853 | MT 2P C63 25.000A/25kA 2M | 212 | 1 | 3 | 12 | NR | 8011564059085 | 85362010 | 2DN06 | Energy | 2DN | ENERGY | 2DN13G | DIN RAIL MODULAR DEV | 2DN13G17F | MCB | 2DN13G17F307 | TRAD. MCB 25 KA
GW92865 | MT 3P C 6 25.000A/25kA 3M | 241 | 1 | 2 | 8 | NR | 8011564059092 | 85362010 | 2DN06 | Energy | 2DN | ENERGY | 2DN13G | DIN RAIL MODULAR DEV | 2DN13G17F | MCB | 2DN13G17F307 | TRAD. MCB 25 KA
GW92866 | MT 3P C10 25.000A/25kA 3M | 241 | 1 | 2 | 8 | NR | 8011564059108 | 85362010 | 2DN06 | Energy | 2DN | ENERGY | 2DN13G | DIN RAIL MODULAR DEV | 2DN13G17F | MCB | 2DN13G17F307 | TRAD. MCB 25 KA
GW92867 | MT 3P C16 25.000A/25kA 3M | 241 | 1 | 2 | 8 | NR | 8011564059115 | 85362010 | 2DN06 | Energy | 2DN | ENERGY | 2DN13G | DIN RAIL MODULAR DEV | 2DN13G17F | MCB | 2DN13G17F307 | TRAD. MCB 25 KA
GW92868 | MT 3P C20 25.000A/25kA 3M | 241 | 1 | 2 | 8 | NR | 8011564059122 | 85362010 | 2DN06 | Energy | 2DN | ENERGY | 2DN13G | DIN RAIL MODULAR DEV | 2DN13G17F | MCB | 2DN13G17F307 | TRAD. MCB 25 KA
GW92869 | MT 3P C25 20.000A/20kA 3M | 241 | 1 | 2 | 8 | NR | 8011564059139 | 85362010 | 2DN06 | Energy | 2DN | ENERGY | 2DN13G | DIN RAIL MODULAR DEV | 2DN13G17F | MCB | 2DN13G17F307 | TRAD. MCB 25 KA
GW92870 | MT 3P C32 15.000A/15kA 3M | 241 | 1 | 2 | 8 | NR | 8011564059146 | 85362010 | 2DN06 | Energy | 2DN | ENERGY | 2DN13G | DIN RAIL MODULAR DEV | 2DN13G17F | MCB | 2DN13G17F307 | TRAD. MCB 25 KA
GW92871 | MT 3P C40 15.000A/15kA 3M | 307 | 1 | 2 | 8 | NR | 8011564059153 | 85362010 | 2DN06 | Energy | 2DN | ENERGY | 2DN13G | DIN RAIL MODULAR DEV | 2DN13G17F | MCB | 2DN13G17F307 | TRAD. MCB 25 KA
GW92872 | MT 3P C50 12.500A/15kA 3M | 307 | 1 | 2 | 8 | NR | 8011564059160 | 85362010 | 2DN06 | Energy | 2DN | ENERGY | 2DN13G | DIN RAIL MODULAR DEV | 2DN13G17F | MCB | 2DN13G17F307 | TRAD. MCB 25 KA
GW92873 | MT 3P C63 12.500A/15kA 3M | 307 | 1 | 2 | 8 | NR | 8011564059177 | 85362010 | 2DN06 | Energy | 2DN | ENERGY | 2DN13G | DIN RAIL MODULAR DEV | 2DN13G17F | MCB | 2DN13G17F307 | TRAD. MCB 25 KA
GW92885 | MT 4P C 6 25.000A/25kA 4M | 320.5 | 1 | 1 | 3 | NR | 8011564059184 | 85362010 | 2DN06 | Energy | 2DN | ENERGY | 2DN13G | DIN RAIL MODULAR DEV | 2DN13G17F | MCB | 2DN13G17F307 | TRAD. MCB 25 KA
GW92886 | MT 4P C10 25.000A/25kA 4M | 320.5 | 1 | 1 | 3 | NR | 8011564059191 | 85362010 | 2DN06 | Energy | 2DN | ENERGY | 2DN13G | DIN RAIL MODULAR DEV | 2DN13G17F | MCB | 2DN13G17F307 | TRAD. MCB 25 KA
GW92887 | MT 4P C16 25.000A/25kA 4M | 320.5 | 1 | 1 | 3 | NR | 8011564059207 | 85362010 | 2DN06 | Energy | 2DN | ENERGY | 2DN13G | DIN RAIL MODULAR DEV | 2DN13G17F | MCB | 2DN13G17F307 | TRAD. MCB 25 KA
GW92888 | MT 4P C20 25.000A/25kA 4M | 320.5 | 1 | 1 | 3 | NR | 8011564059214 | 85362010 | 2DN06 | Energy | 2DN | ENERGY | 2DN13G | DIN RAIL MODULAR DEV | 2DN13G17F | MCB | 2DN13G17F307 | TRAD. MCB 25 KA
GW92889 | MT 4P C25 20.000A/20kA 4M | 320.5 | 1 | 1 | 3 | NR | 8011564059221 | 85362010 | 2DN06 | Energy | 2DN | ENERGY | 2DN13G | DIN RAIL MODULAR DEV | 2DN13G17F | MCB | 2DN13G17F307 | TRAD. MCB 25 KA
GW92890 | MT 4P C32 15.000A/15kA 4M | 320.5 | 1 | 1 | 3 | NR | 8011564059238 | 85362010 | 2DN06 | Energy | 2DN | ENERGY | 2DN13G | DIN RAIL MODULAR DEV | 2DN13G17F | MCB | 2DN13G17F307 | TRAD. MCB 25 KA
GW92891 | MT 4P C40 15.000A/15kA 4M | 418.5 | 1 | 1 | 3 | NR | 8011564059245 | 85362010 | 2DN06 | Energy | 2DN | ENERGY | 2DN13G | DIN RAIL MODULAR DEV | 2DN13G17F | MCB | 2DN13G17F307 | TRAD. MCB 25 KA
GW92892 | MT 4P C50 12.500A/15kA 4M | 418.5 | 1 | 1 | 3 | NR | 8011564059252 | 85362010 | 2DN06 | Energy | 2DN | ENERGY | 2DN13G | DIN RAIL MODULAR DEV | 2DN13G17F | MCB | 2DN13G17F307 | TRAD. MCB 25 KA
GW92893 | MT 4P C63 12.500A/15kA 4M | 418.5 | 1 | 1 | 3 | NR | 8011564059269 | 85362010 | 2DN06 | Energy | 2DN | ENERGY | 2DN13G | DIN RAIL MODULAR DEV | 2DN13G17F | MCB | 2DN13G17F307 | TRAD. MCB 25 KA
GW93201 | MTHP 1P C20 25.000A/25kA 1,5M | 181.5 | 1 | 1 | 12 | NR | 8011564115552 | 85362010 | 2DN06 | Energy | 2DN | ENERGY | 2DN13G | DIN RAIL MODULAR DEV | 2DN13G17H | HIGH PERFORMANCE MCB | 2DN13G17H309 | HP MCB 25 KA
GW93202 | MTHP 1P C25 25.000A/25kA 1,5M | 185.5 | 1 | 1 | 12 | NR | 8011564115569 | 85362010 | 2DN06 | Energy | 2DN | ENERGY | 2DN13G | DIN RAIL MODULAR DEV | 2DN13G17H | HIGH PERFORMANCE MCB | 2DN13G17H309 | HP MCB 25 KA
GW93203 | MTHP 1P C32 25.000A/25kA 1,5M | 189.5 | 1 | 1 | 12 | NR | 8011564115576 | 85362010 | 2DN06 | Energy | 2DN | ENERGY | 2DN13G | DIN RAIL MODULAR DEV | 2DN13G17H | HIGH PERFORMANCE MCB | 2DN13G17H309 | HP MCB 25 KA
GW93204 | MTHP 1P C40 25.000A/25kA 1,5M | 197 | 1 | 1 | 12 | NR | 8011564115583 | 85362010 | 2DN06 | Energy | 2DN | ENERGY | 2DN13G | DIN RAIL MODULAR DEV | 2DN13G17H | HIGH PERFORMANCE MCB | 2DN13G17H309 | HP MCB 25 KA
GW93205 | MTHP 1P C50 25.000A/25kA 1,5M | 202 | 1 | 1 | 12 | NR | 8011564115590 | 85362010 | 2DN06 | Energy | 2DN | ENERGY | 2DN13G | DIN RAIL MODULAR DEV | 2DN13G17H | HIGH PERFORMANCE MCB | 2DN13G17H309 | HP MCB 25 KA
GW93206 | MTHP 1P C63 25.000A/25kA 1,5M | 206 | 1 | 1 | 12 | NR | 8011564115606 | 85362010 | 2DN06 | Energy | 2DN | ENERGY | 2DN13G | DIN RAIL MODULAR DEV | 2DN13G17H | HIGH PERFORMANCE MCB | 2DN13G17H309 | HP MCB 25 KA
GW93221 | MTHP 2P C20 25.000A/25kA 3M | 307 | 1 | 1 | 8 | NR | 8011564115613 | 85362010 | 2DN06 | Energy | 2DN | ENERGY | 2DN13G | DIN RAIL MODULAR DEV | 2DN13G17H | HIGH PERFORMANCE MCB | 2DN13G17H309 | HP MCB 25 KA
GW93222 | MTHP 2P C25 25.000A/25kA 3M | 314 | 1 | 1 | 8 | NR | 8011564115620 | 85362010 | 2DN06 | Energy | 2DN | ENERGY | 2DN13G | DIN RAIL MODULAR DEV | 2DN13G17H | HIGH PERFORMANCE MCB | 2DN13G17H309 | HP MCB 25 KA
GW93223 | MTHP 2P C32 25.000A/25kA 3M | 318.5 | 1 | 1 | 8 | NR | 8011564115637 | 85362010 | 2DN06 | Energy | 2DN | ENERGY | 2DN13G | DIN RAIL MODULAR DEV | 2DN13G17H | HIGH PERFORMANCE MCB | 2DN13G17H309 | HP MCB 25 KA
GW93224 | MTHP 2P C40 25.000A/25kA 3M | 344 | 1 | 1 | 8 | NR | 8011564115644 | 85362010 | 2DN06 | Energy | 2DN | ENERGY | 2DN13G | DIN RAIL MODULAR DEV | 2DN13G17H | HIGH PERFORMANCE MCB | 2DN13G17H309 | HP MCB 25 KA
GW93225 | MTHP 2P C50 25.000A/25kA 3M | 350.5 | 1 | 1 | 8 | NR | 8011564115651 | 85362010 | 2DN06 | Energy | 2DN | ENERGY | 2DN13G | DIN RAIL MODULAR DEV | 2DN13G17H | HIGH PERFORMANCE MCB | 2DN13G17H309 | HP MCB 25 KA
GW93226 | MTHP 2P C63 25.000A/25kA 3M | 359.5 | 1 | 1 | 8 | NR | 8011564115668 | 85362010 | 2DN06 | Energy | 2DN | ENERGY | 2DN13G | DIN RAIL MODULAR DEV | 2DN13G17H | HIGH PERFORMANCE MCB | 2DN13G17H309 | HP MCB 25 KA
GW93231 | MTHP 3P C20 25.000A/25kA 4,5M | 412 | 1 | 1 | 4 | NR | 8011564115682 | 85362010 | 2DN06 | Energy | 2DN | ENERGY | 2DN13G | DIN RAIL MODULAR DEV | 2DN13G17H | HIGH PERFORMANCE MCB | 2DN13G17H309 | HP MCB 25 KA
GW93232 | MTHP 3P C25 25.000A/25kA 4,5M | 419.5 | 1 | 1 | 4 | NR | 8011564115699 | 85362010 | 2DN06 | Energy | 2DN | ENERGY | 2DN13G | DIN RAIL MODULAR DEV | 2DN13G17H | HIGH PERFORMANCE MCB | 2DN13G17H309 | HP MCB 25 KA
GW93233 | MTHP 3P C32 25.000A/25kA 4,5M | 423.5 | 1 | 1 | 4 | NR | 8011564115705 | 85362010 | 2DN06 | Energy | 2DN | ENERGY | 2DN13G | DIN RAIL MODULAR DEV | 2DN13G17H | HIGH PERFORMANCE MCB | 2DN13G17H309 | HP MCB 25 KA
GW93234 | MTHP 3P C40 25.000A/25kA 4,5M | 472 | 1 | 1 | 4 | NR | 8011564115712 | 85362010 | 2DN06 | Energy | 2DN | ENERGY | 2DN13G | DIN RAIL MODULAR DEV | 2DN13G17H | HIGH PERFORMANCE MCB | 2DN13G17H309 | HP MCB 25 KA
GW93235 | MTHP 3P C50 25.000A/25kA 4,5M | 472 | 1 | 1 | 4 | NR | 8011564115729 | 85362010 | 2DN06 | Energy | 2DN | ENERGY | 2DN13G | DIN RAIL MODULAR DEV | 2DN13G17H | HIGH PERFORMANCE MCB | 2DN13G17H309 | HP MCB 25 KA
GW93236 | MTHP 3P C63 25.000A/25kA 4,5M | 472 | 1 | 1 | 4 | NR | 8011564115736 | 85362010 | 2DN06 | Energy | 2DN | ENERGY | 2DN13G | DIN RAIL MODULAR DEV | 2DN13G17H | HIGH PERFORMANCE MCB | 2DN13G17H309 | HP MCB 25 KA
GW93241 | MTHP 4P C20 25.000A/25kA 6M | 535.5 | 1 | 1 | 4 | NR | 8011564115743 | 85362010 | 2DN06 | Energy | 2DN | ENERGY | 2DN13G | DIN RAIL MODULAR DEV | 2DN13G17H | HIGH PERFORMANCE MCB | 2DN13G17H309 | HP MCB 25 KA
GW93242 | MTHP 4P C25 25.000A/25kA 6M | 551 | 1 | 1 | 4 | NR | 8011564115750 | 85362010 | 2DN06 | Energy | 2DN | ENERGY | 2DN13G | DIN RAIL MODULAR DEV | 2DN13G17H | HIGH PERFORMANCE MCB | 2DN13G17H309 | HP MCB 25 KA
GW93243 | MTHP 4P C32 25.000A/25kA 6M | 562.5 | 1 | 1 | 4 | NR | 8011564115767 | 85362010 | 2DN06 | Energy | 2DN | ENERGY | 2DN13G | DIN RAIL MODULAR DEV | 2DN13G17H | HIGH PERFORMANCE MCB | 2DN13G17H309 | HP MCB 25 KA
GW93244 | MTHP 4P C40 25.000A/25kA 6M | 593.5 | 1 | 1 | 4 | NR | 8011564115774 | 85362010 | 2DN06 | Energy | 2DN | ENERGY | 2DN13G | DIN RAIL MODULAR DEV | 2DN13G17H | HIGH PERFORMANCE MCB | 2DN13G17H309 | HP MCB 25 KA
GW93245 | MTHP 4P C50 25.000A/25kA 6M | 623.5 | 1 | 1 | 4 | NR | 8011564115781 | 85362010 | 2DN06 | Energy | 2DN | ENERGY | 2DN13G | DIN RAIL MODULAR DEV | 2DN13G17H | HIGH PERFORMANCE MCB | 2DN13G17H309 | HP MCB 25 KA
GW93246 | MTHP 4P C63 25.000A/25kA 6M | 623.5 | 1 | 1 | 4 | NR | 8011564115798 | 85362010 | 2DN06 | Energy | 2DN | ENERGY | 2DN13G | DIN RAIL MODULAR DEV | 2DN13G17H | HIGH PERFORMANCE MCB | 2DN13G17H309 | HP MCB 25 KA
GW93307 | MTHP 1P C80 10.000A/16kA 1,5M | 212 | 1 | 1 | 12 | NR | 8011564196247 | 85362090 | 2DN06 | Energy | 2DN | ENERGY | 2DN13G | DIN RAIL MODULAR DEV | 2DN13G17H | HIGH PERFORMANCE MCB | 2DN13G17H308 | HP MCB 16 KA
GW93308 | MTHP 1P C100 10.000A/16kA 1,5M | 222.5 | 1 | 1 | 12 | NR | 8011564196254 | 85362090 | 2DN06 | Energy | 2DN | ENERGY | 2DN13G | DIN RAIL MODULAR DEV | 2DN13G17H | HIGH PERFORMANCE MCB | 2DN13G17H308 | HP MCB 16 KA
GW93309 | MTHP 1P C125 10.000A/16kA 1,5M | 375 | 1 | 1 | 12 | NR | 8011564196261 | 85362090 | 2DN06 | Energy | 2DN | ENERGY | 2DN13G | DIN RAIL MODULAR DEV | 2DN13G17H | HIGH PERFORMANCE MCB | 2DN13G17H308 | HP MCB 16 KA
GW93327 | MTHP 2P C80 10.000A/20kA 3M | 356.5 | 1 | 1 | 4 | NR | 8011564196278 | 85362090 | 2DN06 | Energy | 2DN | ENERGY | 2DN13G | DIN RAIL MODULAR DEV | 2DN13G17H | HIGH PERFORMANCE MCB | 2DN13G17H308 | HP MCB 16 KA
GW93328 | MTHP 2P C100 10.000A/20kA 3M | 386.5 | 1 | 1 | 4 | NR | 8011564196285 | 85362090 | 2DN06 | Energy | 2DN | ENERGY | 2DN13G | DIN RAIL MODULAR DEV | 2DN13G17H | HIGH PERFORMANCE MCB | 2DN13G17H308 | HP MCB 16 KA
GW93329 | MTHP 2P C125 10.000A/20kA 3M | 643 | 1 | 1 | 4 | NR | 8011564196292 | 85362090 | 2DN06 | Energy | 2DN | ENERGY | 2DN13G | DIN RAIL MODULAR DEV | 2DN13G17H | HIGH PERFORMANCE MCB | 2DN13G17H308 | HP MCB 16 KA
GW93337 | MTHP 3P C80 10.000A/16kA 4,5M | 455.5 | 1 | 1 | 4 | NR | 8011564196308 | 85362090 | 2DN06 | Energy | 2DN | ENERGY | 2DN13G | DIN RAIL MODULAR DEV | 2DN13G17H | HIGH PERFORMANCE MCB | 2DN13G17H308 | HP MCB 16 KA
GW93338 | MTHP 3P C100 10.000A/16kA 4,5M | 476 | 1 | 1 | 4 | NR | 8011564196315 | 85362090 | 2DN06 | Energy | 2DN | ENERGY | 2DN13G | DIN RAIL MODULAR DEV | 2DN13G17H | HIGH PERFORMANCE MCB | 2DN13G17H308 | HP MCB 16 KA
GW93339 | MTHP 3P C125 10.000A/16kA 4,5M | 526.5 | 1 | 1 | 4 | NR | 8011564196322 | 85362090 | 2DN06 | Energy | 2DN | ENERGY | 2DN13G | DIN RAIL MODULAR DEV | 2DN13G17H | HIGH PERFORMANCE MCB | 2DN13G17H308 | HP MCB 16 KA
GW93347 | MTHP 4P C80 10.000A/16kA 6M | 460.5 | 1 | 1 | 4 | NR | 8011564196339 | 85362090 | 2DN06 | Energy | 2DN | ENERGY | 2DN13G | DIN RAIL MODULAR DEV | 2DN13G17H | HIGH PERFORMANCE MCB | 2DN13G17H308 | HP MCB 16 KA
GW93348 | MTHP 4P C100 10.000A/16kA 6M | 513 | 1 | 1 | 4 | NR | 8011564196346 | 85362090 | 2DN06 | Energy | 2DN | ENERGY | 2DN13G | DIN RAIL MODULAR DEV | 2DN13G17H | HIGH PERFORMANCE MCB | 2DN13G17H308 | HP MCB 16 KA
GW93349 | MTHP 4P C125 10.000A/16kA 6M | 630.5 | 1 | 1 | 4 | NR | 8011564196353 | 85362090 | 2DN06 | Energy | 2DN | ENERGY | 2DN13G | DIN RAIL MODULAR DEV | 2DN13G17H | HIGH PERFORMANCE MCB | 2DN13G17H308 | HP MCB 16 KA
GW93355 | MTHP 1P D50 10.000A/16kA 1,5M | 181.5 | 1 | 1 | 12 | NR | 8011564756236 | 85362010 | 2DN06 | Energy | 2DN | ENERGY | 2DN13G | DIN RAIL MODULAR DEV | 2DN13G17H | HIGH PERFORMANCE MCB | 2DN13G17H308 | HP MCB 16 KA
GW93356 | MTHP 1P D63 10.000A/16kA 1,5M | 181.5 | 1 | 1 | 12 | NR | 8011564196360 | 85362010 | 2DN06 | Energy | 2DN | ENERGY | 2DN13G | DIN RAIL MODULAR DEV | 2DN13G17H | HIGH PERFORMANCE MCB | 2DN13G17H308 | HP MCB 16 KA
GW93357 | MTHP 1P D80 10.000A/16kA 1,5M | 202 | 1 | 1 | 12 | NR | 8011564196377 | 85362090 | 2DN06 | Energy | 2DN | ENERGY | 2DN13G | DIN RAIL MODULAR DEV | 2DN13G17H | HIGH PERFORMANCE MCB | 2DN13G17H308 | HP MCB 16 KA
GW93358 | MTHP 1P D100 10.000A/16kA 1,5M | 233 | 1 | 1 | 12 | NR | 8011564196384 | 85362090 | 2DN06 | Energy | 2DN | ENERGY | 2DN13G | DIN RAIL MODULAR DEV | 2DN13G17H | HIGH PERFORMANCE MCB | 2DN13G17H308 | HP MCB 16 KA
GW93375 | MTHP 2P D50 10.000A/20kA 3M | 339 | 1 | 1 | 4 | NR | 8011564756243 | 85362010 | 2DN06 | Energy | 2DN | ENERGY | 2DN13G | DIN RAIL MODULAR DEV | 2DN13G17H | HIGH PERFORMANCE MCB | 2DN13G17H308 | HP MCB 16 KA
GW93376 | MTHP 2P D63 10.000A/20kA 3M | 339 | 1 | 1 | 4 | NR | 8011564196391 | 85362010 | 2DN06 | Energy | 2DN | ENERGY | 2DN13G | DIN RAIL MODULAR DEV | 2DN13G17H | HIGH PERFORMANCE MCB | 2DN13G17H308 | HP MCB 16 KA
GW93377 | MTHP 2P D80 10.000A/20kA 3M | 378 | 1 | 1 | 4 | NR | 8011564196407 | 85362090 | 2DN06 | Energy | 2DN | ENERGY | 2DN13G | DIN RAIL MODULAR DEV | 2DN13G17H | HIGH PERFORMANCE MCB | 2DN13G17H308 | HP MCB 16 KA
GW93378 | MTHP 2P D100 10.000A/20kA 3M | 409 | 1 | 1 | 4 | NR | 8011564196414 | 85362090 | 2DN06 | Energy | 2DN | ENERGY | 2DN13G | DIN RAIL MODULAR DEV | 2DN13G17H | HIGH PERFORMANCE MCB | 2DN13G17H308 | HP MCB 16 KA
GW93385 | MTHP 3P D50 10.000A/16kA 4,5M | 472 | 1 | 1 | 4 | NR | 8011564756250 | 85362010 | 2DN06 | Energy | 2DN | ENERGY | 2DN13G | DIN RAIL MODULAR DEV | 2DN13G17H | HIGH PERFORMANCE MCB | 2DN13G17H308 | HP MCB 16 KA
GW93386 | MTHP 3P D63 10.000A/16kA 4,5M | 472 | 1 | 1 | 4 | NR | 8011564196421 | 85362010 | 2DN06 | Energy | 2DN | ENERGY | 2DN13G | DIN RAIL MODULAR DEV | 2DN13G17H | HIGH PERFORMANCE MCB | 2DN13G17H308 | HP MCB 16 KA
GW93387 | MTHP 3P D80 10.000A/16kA 4,5M | 509 | 1 | 1 | 4 | NR | 8011564196438 | 85362090 | 2DN06 | Energy | 2DN | ENERGY | 2DN13G | DIN RAIL MODULAR DEV | 2DN13G17H | HIGH PERFORMANCE MCB | 2DN13G17H308 | HP MCB 16 KA
GW93388 | MTHP 3P D100 10.000A/16kA 4,5M | 544 | 1 | 1 | 4 | NR | 8011564196445 | 85362090 | 2DN06 | Energy | 2DN | ENERGY | 2DN13G | DIN RAIL MODULAR DEV | 2DN13G17H | HIGH PERFORMANCE MCB | 2DN13G17H308 | HP MCB 16 KA
GW93395 | MTHP 4P D50 10.000A/16kA 6M | 610 | 1 | 1 | 4 | NR | 8011564756267 | 85362010 | 2DN06 | Energy | 2DN | ENERGY | 2DN13G | DIN RAIL MODULAR DEV | 2DN13G17H | HIGH PERFORMANCE MCB | 2DN13G17H308 | HP MCB 16 KA
GW93396 | MTHP 4P D63 10.000A/16kA 6M | 610 | 1 | 1 | 4 | NR | 8011564196452 | 85362010 | 2DN06 | Energy | 2DN | ENERGY | 2DN13G | DIN RAIL MODULAR DEV | 2DN13G17H | HIGH PERFORMANCE MCB | 2DN13G17H308 | HP MCB 16 KA
GW93397 | MTHP 4P D80 10.000A/16kA 6M | 662.5 | 1 | 1 | 4 | NR | 8011564196469 | 85362090 | 2DN06 | Energy | 2DN | ENERGY | 2DN13G | DIN RAIL MODULAR DEV | 2DN13G17H | HIGH PERFORMANCE MCB | 2DN13G17H308 | HP MCB 16 KA
GW93398 | MTHP 4P D100 10.000A/16kA 6M | 714 | 1 | 1 | 4 | NR | 8011564196476 | 85362090 | 2DN06 | Energy | 2DN | ENERGY | 2DN13G | DIN RAIL MODULAR DEV | 2DN13G17H | HIGH PERFORMANCE MCB | 2DN13G17H308 | HP MCB 16 KA
GW93626 | MT6 1P+N C10 6000A/6KA 2M | 18.5 | 1 | 3 | 12 | NR | 8011564852419 | 85362010 | 2DN08 | Energy | 2DN | ENERGY | 2DN13G | DIN RAIL MODULAR DEV | 2DN13G17F | MCB | 2DN13G17F304 | TRAD. MCB 6 KA
GW93627 | MT6 1P+N C16 6000A/6KA 2M | 18.5 | 1 | 3 | 12 | NR | 8011564851726 | 85362010 | 2DN08 | Energy | 2DN | ENERGY | 2DN13G | DIN RAIL MODULAR DEV | 2DN13G17F | MCB | 2DN13G17F304 | TRAD. MCB 6 KA
GW93628 | MT6 1P+N C20 6000A/6KA 2M | 19.15 | 1 | 3 | 12 | NR | 8011564851733 | 85362010 | 2DN08 | Energy | 2DN | ENERGY | 2DN13G | DIN RAIL MODULAR DEV | 2DN13G17F | MCB | 2DN13G17F304 | TRAD. MCB 6 KA
GW93629 | MT6 1P+N C25 6000A/6KA 2M | 19.15 | 1 | 3 | 12 | NR | 8011564851740 | 85362010 | 2DN08 | Energy | 2DN | ENERGY | 2DN13G | DIN RAIL MODULAR DEV | 2DN13G17F | MCB | 2DN13G17F304 | TRAD. MCB 6 KA
GW93630 | MT6 1P+N C32 6000A/6KA 2M | 37.05 | 1 | 3 | 12 | NR | 8011564851757 | 85362010 | 2DN08 | Energy | 2DN | ENERGY | 2DN13G | DIN RAIL MODULAR DEV | 2DN13G17F | MCB | 2DN13G17F304 | TRAD. MCB 6 KA
GW93631 | MT6 1P+N C40 6000A/6KA 2M | 51 | 1 | 3 | 12 | NR | 8011564851764 | 85362010 | 2DN08 | Energy | 2DN | ENERGY | 2DN13G | DIN RAIL MODULAR DEV | 2DN13G17F | MCB | 2DN13G17F304 | TRAD. MCB 6 KA
GW93632 | MT6 1P+N C50 6000A/6KA 2M | 112.5 | 1 | 3 | 12 | NR | 8011564851771 | 85362010 | 2DN08 | Energy | 2DN | ENERGY | 2DN13G | DIN RAIL MODULAR DEV | 2DN13G17F | MCB | 2DN13G17F304 | TRAD. MCB 6 KA
GW93633 | MT6 1P+N C63 6000A/6KA 2M | 112.5 | 1 | 3 | 12 | NR | 8011564851788 | 85362010 | 2DN08 | Energy | 2DN | ENERGY | 2DN13G | DIN RAIL MODULAR DEV | 2DN13G17F | MCB | 2DN13G17F304 | TRAD. MCB 6 KA
GW93646 | MT6 2P C10 6000A/6KA 2M | 23.55 | 1 | 3 | 12 | NR | 8011564851795 | 85362010 | 2DN08 | Energy | 2DN | ENERGY | 2DN13G | DIN RAIL MODULAR DEV | 2DN13G17F | MCB | 2DN13G17F304 | TRAD. MCB 6 KA
GW93647 | MT6 2P C16 6000A/6KA 2M | 23.55 | 1 | 3 | 12 | NR | 8011564851801 | 85362010 | 2DN08 | Energy | 2DN | ENERGY | 2DN13G | DIN RAIL MODULAR DEV | 2DN13G17F | MCB | 2DN13G17F304 | TRAD. MCB 6 KA
GW93648 | MT6 2P C20 6000A/6KA 2M | 26.2 | 1 | 3 | 12 | NR | 8011564851818 | 85362010 | 2DN08 | Energy | 2DN | ENERGY | 2DN13G | DIN RAIL MODULAR DEV | 2DN13G17F | MCB | 2DN13G17F304 | TRAD. MCB 6 KA
GW93649 | MT6 2P C25 6000A/6KA 2M | 26.2 | 1 | 3 | 12 | NR | 8011564851825 | 85362010 | 2DN08 | Energy | 2DN | ENERGY | 2DN13G | DIN RAIL MODULAR DEV | 2DN13G17F | MCB | 2DN13G17F304 | TRAD. MCB 6 KA
GW93650 | MT6 2P C32 6000A/6KA 2M | 45.2 | 1 | 3 | 12 | NR | 8011564851832 | 85362010 | 2DN08 | Energy | 2DN | ENERGY | 2DN13G | DIN RAIL MODULAR DEV | 2DN13G17F | MCB | 2DN13G17F304 | TRAD. MCB 6 KA
GW93651 | MT6 2P C40 6000A/6KA 2M | 59 | 1 | 3 | 12 | NR | 8011564851849 | 85362010 | 2DN08 | Energy | 2DN | ENERGY | 2DN13G | DIN RAIL MODULAR DEV | 2DN13G17F | MCB | 2DN13G17F304 | TRAD. MCB 6 KA
GW93652 | MT6 2P C50 6000A/6KA 2M | 119 | 1 | 3 | 12 | NR | 8011564851856 | 85362010 | 2DN08 | Energy | 2DN | ENERGY | 2DN13G | DIN RAIL MODULAR DEV | 2DN13G17F | MCB | 2DN13G17F304 | TRAD. MCB 6 KA
GW93653 | MT6 2P C63 6000A/6KA 2M | 119 | 1 | 3 | 12 | NR | 8011564851863 | 85362010 | 2DN08 | Energy | 2DN | ENERGY | 2DN13G | DIN RAIL MODULAR DEV | 2DN13G17F | MCB | 2DN13G17F304 | TRAD. MCB 6 KA
GW93666 | MT6 3P C10 6000A/6KA 3M | 67.5 | 1 | 2 | 8 | NR | 8011564851870 | 85362010 | 2DN08 | Energy | 2DN | ENERGY | 2DN13G | DIN RAIL MODULAR DEV | 2DN13G17F | MCB | 2DN13G17F304 | TRAD. MCB 6 KA
GW93667 | MT6 3P C16 6000A/6KA 3M | 67.5 | 1 | 2 | 8 | NR | 8011564851887 | 85362010 | 2DN08 | Energy | 2DN | ENERGY | 2DN13G | DIN RAIL MODULAR DEV | 2DN13G17F | MCB | 2DN13G17F304 | TRAD. MCB 6 KA
GW93668 | MT6 3P C20 6000A/6KA 3M | 68.5 | 1 | 2 | 8 | NR | 8011564851894 | 85362010 | 2DN08 | Energy | 2DN | ENERGY | 2DN13G | DIN RAIL MODULAR DEV | 2DN13G17F | MCB | 2DN13G17F304 | TRAD. MCB 6 KA
GW93669 | MT6 3P C25 6000A/6KA 3M | 68.5 | 1 | 2 | 8 | NR | 8011564851900 | 85362010 | 2DN08 | Energy | 2DN | ENERGY | 2DN13G | DIN RAIL MODULAR DEV | 2DN13G17F | MCB | 2DN13G17F304 | TRAD. MCB 6 KA
GW93670 | MT6 3P C32 6000A/6KA 3M | 77.5 | 1 | 2 | 8 | NR | 8011564851917 | 85362010 | 2DN08 | Energy | 2DN | ENERGY | 2DN13G | DIN RAIL MODULAR DEV | 2DN13G17F | MCB | 2DN13G17F304 | TRAD. MCB 6 KA
GW93671 | MT6 3P C40 6000A/6KA 3M | 88 | 1 | 2 | 8 | NR | 8011564851924 | 85362010 | 2DN08 | Energy | 2DN | ENERGY | 2DN13G | DIN RAIL MODULAR DEV | 2DN13G17F | MCB | 2DN13G17F304 | TRAD. MCB 6 KA
GW93672 | MT6 3P C50 6000A/6KA 3M | 181.5 | 1 | 2 | 8 | NR | 8011564851931 | 85362010 | 2DN08 | Energy | 2DN | ENERGY | 2DN13G | DIN RAIL MODULAR DEV | 2DN13G17F | MCB | 2DN13G17F304 | TRAD. MCB 6 KA
GW93673 | MT6 3P C63 6000A/6KA 3M | 181.5 | 1 | 2 | 8 | NR | 8011564851948 | 85362010 | 2DN08 | Energy | 2DN | ENERGY | 2DN13G | DIN RAIL MODULAR DEV | 2DN13G17F | MCB | 2DN13G17F304 | TRAD. MCB 6 KA
GW93686 | MT6 4P C10 6000A/6KA 4M | 94.5 | 1 | 1 | 3 | NR | 8011564851955 | 85362010 | 2DN08 | Energy | 2DN | ENERGY | 2DN13G | DIN RAIL MODULAR DEV | 2DN13G17F | MCB | 2DN13G17F304 | TRAD. MCB 6 KA
GW93687 | MT6 4P C16 6000A/6KA 4M | 94.5 | 1 | 1 | 3 | NR | 8011564851962 | 85362010 | 2DN08 | Energy | 2DN | ENERGY | 2DN13G | DIN RAIL MODULAR DEV | 2DN13G17F | MCB | 2DN13G17F304 | TRAD. MCB 6 KA
GW93688 | MT6 4P C20 6000A/6KA 4M | 97.5 | 1 | 1 | 3 | NR | 8011564851979 | 85362010 | 2DN08 | Energy | 2DN | ENERGY | 2DN13G | DIN RAIL MODULAR DEV | 2DN13G17F | MCB | 2DN13G17F304 | TRAD. MCB 6 KA
GW93689 | MT6 4P C25 6000A/6KA 4M | 97.5 | 1 | 1 | 3 | NR | 8011564851986 | 85362010 | 2DN08 | Energy | 2DN | ENERGY | 2DN13G | DIN RAIL MODULAR DEV | 2DN13G17F | MCB | 2DN13G17F304 | TRAD. MCB 6 KA
GW93690 | MT6 4P C32 6000A/6KA 4M | 108 | 1 | 1 | 3 | NR | 8011564851993 | 85362010 | 2DN08 | Energy | 2DN | ENERGY | 2DN13G | DIN RAIL MODULAR DEV | 2DN13G17F | MCB | 2DN13G17F304 | TRAD. MCB 6 KA
GW93691 | MT6 4P C40 6000A/6KA 4M | 126 | 1 | 1 | 3 | NR | 8011564852006 | 85362010 | 2DN08 | Energy | 2DN | ENERGY | 2DN13G | DIN RAIL MODULAR DEV | 2DN13G17F | MCB | 2DN13G17F304 | TRAD. MCB 6 KA
GW93692 | MT6 4P C50 6000A/6KA 4M | 224.5 | 1 | 1 | 3 | NR | 8011564852013 | 85362010 | 2DN08 | Energy | 2DN | ENERGY | 2DN13G | DIN RAIL MODULAR DEV | 2DN13G17F | MCB | 2DN13G17F304 | TRAD. MCB 6 KA
GW93693 | MT6 4P C63 6000A/6KA 4M | 224.5 | 1 | 1 | 3 | NR | 8011564852020 | 85362010 | 2DN08 | Energy | 2DN | ENERGY | 2DN13G | DIN RAIL MODULAR DEV | 2DN13G17F | MCB | 2DN13G17F304 | TRAD. MCB 6 KA
GW94005 | MDC 1P+N C 6 4.500A/6kA AC/0,03 | 280 | 1 | 1 | 6 | NR | 8011564059375 | 85362010 | 2DN08 | Energy | 2DN | ENERGY | 2DN13G | DIN RAIL MODULAR DEV | 2DN13G18F | RCBO | 2DN13G18F311 | RCBO 4,5 KA
GW94006 | MDC 1P+N C10 4.500A/6kA AC/0,03 | 280 | 1 | 1 | 6 | NR | 8011564059382 | 85362010 | 2DN08 | Energy | 2DN | ENERGY | 2DN13G | DIN RAIL MODULAR DEV | 2DN13G18F | RCBO | 2DN13G18F311 | RCBO 4,5 KA
GW94007 | MDC 1P+N C16 4.500A/6kA AC/0,03 | 280 | 1 | 1 | 6 | NR | 8011564059399 | 85362010 | 2DN08 | Energy | 2DN | ENERGY | 2DN13G | DIN RAIL MODULAR DEV | 2DN13G18F | RCBO | 2DN13G18F311 | RCBO 4,5 KA
GW94008 | MDC 1P+N C20 4.500A/6kA AC/0,03 | 280 | 1 | 1 | 6 | NR | 8011564059405 | 85362010 | 2DN08 | Energy | 2DN | ENERGY | 2DN13G | DIN RAIL MODULAR DEV | 2DN13G18F | RCBO | 2DN13G18F311 | RCBO 4,5 KA
GW94009 | MDC 1P+N C25 4.500A/6kA AC/0,03 | 280 | 1 | 1 | 6 | NR | 8011564059412 | 85362010 | 2DN08 | Energy | 2DN | ENERGY | 2DN13G | DIN RAIL MODULAR DEV | 2DN13G18F | RCBO | 2DN13G18F311 | RCBO 4,5 KA
GW94010 | MDC 1P+N C32 4.500A/6kA AC/0,03 | 280 | 1 | 1 | 6 | NR | 8011564059429 | 85362010 | 2DN08 | Energy | 2DN | ENERGY | 2DN13G | DIN RAIL MODULAR DEV | 2DN13G18F | RCBO | 2DN13G18F311 | RCBO 4,5 KA
GW94011 | MDC 1P+N C13 4.500A/6kA AC/0,03 | 280 | 1 | 1 | 6 | NR | 8011564225541 | 85362010 | 2DN08 | Energy | 2DN | ENERGY | 2DN13G | DIN RAIL MODULAR DEV | 2DN13G18F | RCBO | 2DN13G18F311 | RCBO 4,5 KA
GW94015 | MDC 1P+N C 6 4.500A/6kA AC/0,3 | 268 | 1 | 1 | 6 | NR | 8011564059436 | 85362010 | 2DN08 | Energy | 2DN | ENERGY | 2DN13G | DIN RAIL MODULAR DEV | 2DN13G18F | RCBO | 2DN13G18F311 | RCBO 4,5 KA
GW94016 | MDC 1P+N C10 4.500A/6kA AC/0,3 | 268 | 1 | 1 | 6 | NR | 8011564059443 | 85362010 | 2DN08 | Energy | 2DN | ENERGY | 2DN13G | DIN RAIL MODULAR DEV | 2DN13G18F | RCBO | 2DN13G18F311 | RCBO 4,5 KA
GW94017 | MDC 1P+N C16 4.500A/6kA AC/0,3 | 268 | 1 | 1 | 6 | NR | 8011564059450 | 85362010 | 2DN08 | Energy | 2DN | ENERGY | 2DN13G | DIN RAIL MODULAR DEV | 2DN13G18F | RCBO | 2DN13G18F311 | RCBO 4,5 KA
GW94018 | MDC 1P+N C20 4.500A/6kA AC/0,3 | 268 | 1 | 1 | 6 | NR | 8011564059467 | 85362010 | 2DN08 | Energy | 2DN | ENERGY | 2DN13G | DIN RAIL MODULAR DEV | 2DN13G18F | RCBO | 2DN13G18F311 | RCBO 4,5 KA
GW94019 | MDC 1P+N C25 4.500A/6kA AC/0,3 | 268 | 1 | 1 | 6 | NR | 8011564059474 | 85362010 | 2DN08 | Energy | 2DN | ENERGY | 2DN13G | DIN RAIL MODULAR DEV | 2DN13G18F | RCBO | 2DN13G18F311 | RCBO 4,5 KA
GW94020 | MDC 1P+N C32 4.500A/6kA AC/0,3 | 268 | 1 | 1 | 6 | NR | 8011564059481 | 85362010 | 2DN08 | Energy | 2DN | ENERGY | 2DN13G | DIN RAIL MODULAR DEV | 2DN13G18F | RCBO | 2DN13G18F311 | RCBO 4,5 KA
GW94025 | MDC 2P C 6 4.500A/6kA AC/0,03 | 311 | 1 | 1 | 6 | NR | 8011564059498 | 85362010 | 2DN08 | Energy | 2DN | ENERGY | 2DN13G | DIN RAIL MODULAR DEV | 2DN13G18F | RCBO | 2DN13G18F311 | RCBO 4,5 KA
GW94026 | MDC 2P C10 4.500A/6kA AC/0,03 | 311 | 1 | 1 | 6 | NR | 8011564059504 | 85362010 | 2DN08 | Energy | 2DN | ENERGY | 2DN13G | DIN RAIL MODULAR DEV | 2DN13G18F | RCBO | 2DN13G18F311 | RCBO 4,5 KA
GW94027 | MDC 2P C16 4.500A/6kA AC/0,03 | 311 | 1 | 1 | 6 | NR | 8011564059511 | 85362010 | 2DN08 | Energy | 2DN | ENERGY | 2DN13G | DIN RAIL MODULAR DEV | 2DN13G18F | RCBO | 2DN13G18F311 | RCBO 4,5 KA
GW94028 | MDC 2P C20 4.500A/6kA AC/0,03 | 311 | 1 | 1 | 6 | NR | 8011564059528 | 85362010 | 2DN08 | Energy | 2DN | ENERGY | 2DN13G | DIN RAIL MODULAR DEV | 2DN13G18F | RCBO | 2DN13G18F311 | RCBO 4,5 KA
GW94029 | MDC 2P C25 4.500A/6kA AC/0,03 | 311 | 1 | 1 | 6 | NR | 8011564059535 | 85362010 | 2DN08 | Energy | 2DN | ENERGY | 2DN13G | DIN RAIL MODULAR DEV | 2DN13G18F | RCBO | 2DN13G18F311 | RCBO 4,5 KA
GW94030 | MDC 2P C32 4.500A/6kA AC/0,03 | 311 | 1 | 1 | 6 | NR | 8011564059542 | 85362010 | 2DN08 | Energy | 2DN | ENERGY | 2DN13G | DIN RAIL MODULAR DEV | 2DN13G18F | RCBO | 2DN13G18F311 | RCBO 4,5 KA
GW94031 | MDC 2P C13 4.500A/6kA AC/0,03 | 311 | 1 | 1 | 6 | NR | 8011564225558 | 85362010 | 2DN08 | Energy | 2DN | ENERGY | 2DN13G | DIN RAIL MODULAR DEV | 2DN13G18F | RCBO | 2DN13G18F311 | RCBO 4,5 KA
GW94035 | MDC 2P C 6 4.500A/6kA AC/0,3 | 296.5 | 1 | 1 | 6 | NR | 8011564059559 | 85362010 | 2DN08 | Energy | 2DN | ENERGY | 2DN13G | DIN RAIL MODULAR DEV | 2DN13G18F | RCBO | 2DN13G18F311 | RCBO 4,5 KA
GW94036 | MDC 2P C10 4.500A/6kA AC/0,3 | 296.5 | 1 | 1 | 6 | NR | 8011564059566 | 85362010 | 2DN08 | Energy | 2DN | ENERGY | 2DN13G | DIN RAIL MODULAR DEV | 2DN13G18F | RCBO | 2DN13G18F311 | RCBO 4,5 KA
GW94037 | MDC 2P C16 4.500A/6kA AC/0,3 | 296.5 | 1 | 1 | 6 | NR | 8011564059573 | 85362010 | 2DN08 | Energy | 2DN | ENERGY | 2DN13G | DIN RAIL MODULAR DEV | 2DN13G18F | RCBO | 2DN13G18F311 | RCBO 4,5 KA
GW94038 | MDC 2P C20 4.500A/6kA AC/0,3 | 296.5 | 1 | 1 | 6 | NR | 8011564059580 | 85362010 | 2DN08 | Energy | 2DN | ENERGY | 2DN13G | DIN RAIL MODULAR DEV | 2DN13G18F | RCBO | 2DN13G18F311 | RCBO 4,5 KA
GW94039 | MDC 2P C25 4.500A/6kA AC/0,3 | 296.5 | 1 | 1 | 6 | NR | 8011564059597 | 85362010 | 2DN08 | Energy | 2DN | ENERGY | 2DN13G | DIN RAIL MODULAR DEV | 2DN13G18F | RCBO | 2DN13G18F311 | RCBO 4,5 KA
GW94040 | MDC 2P C32 4.500A/6kA AC/0,3 | 296.5 | 1 | 1 | 6 | NR | 8011564059603 | 85362010 | 2DN08 | Energy | 2DN | ENERGY | 2DN13G | DIN RAIL MODULAR DEV | 2DN13G18F | RCBO | 2DN13G18F311 | RCBO 4,5 KA
GW94045 | MDC 3P C 6 4.500A/4,5kA AC/0,03 | 624.5 | 1 | 1 | 4 | NR | 8011564059610 | 85362010 | 2DN08 | Energy | 2DN | ENERGY | 2DN13G | DIN RAIL MODULAR DEV | 2DN13G18F | RCBO | 2DN13G18F311 | RCBO 4,5 KA
GW94046 | MDC 3P C10 4.500A/4,5kA AC/0,03 | 624.5 | 1 | 1 | 4 | NR | 8011564059627 | 85362010 | 2DN08 | Energy | 2DN | ENERGY | 2DN13G | DIN RAIL MODULAR DEV | 2DN13G18F | RCBO | 2DN13G18F311 | RCBO 4,5 KA
GW94047 | MDC 3P C16 4.500A/4,5kA AC/0,03 | 624.5 | 1 | 1 | 4 | NR | 8011564059634 | 85362010 | 2DN08 | Energy | 2DN | ENERGY | 2DN13G | DIN RAIL MODULAR DEV | 2DN13G18F | RCBO | 2DN13G18F311 | RCBO 4,5 KA
GW94048 | MDC 3P C20 4.500A/4,5kA AC/0,03 | 624.5 | 1 | 1 | 4 | NR | 8011564059641 | 85362010 | 2DN08 | Energy | 2DN | ENERGY | 2DN13G | DIN RAIL MODULAR DEV | 2DN13G18F | RCBO | 2DN13G18F311 | RCBO 4,5 KA
GW94049 | MDC 3P C25 4.500A/4,5kA AC/0,03 | 624.5 | 1 | 1 | 4 | NR | 8011564059658 | 85362010 | 2DN08 | Energy | 2DN | ENERGY | 2DN13G | DIN RAIL MODULAR DEV | 2DN13G18F | RCBO | 2DN13G18F311 | RCBO 4,5 KA
GW94050 | MDC 3P C32 4.500A/4,5kA AC/0,03 | 624.5 | 1 | 1 | 4 | NR | 8011564059665 | 85362010 | 2DN08 | Energy | 2DN | ENERGY | 2DN13G | DIN RAIL MODULAR DEV | 2DN13G18F | RCBO | 2DN13G18F311 | RCBO 4,5 KA
GW94051 | MDC 3P C13 4.500A/4,5kA AC/0,03 | 624.5 | 1 | 1 | 4 | NR | 8011564225565 | 85362010 | 2DN08 | Energy | 2DN | ENERGY | 2DN13G | DIN RAIL MODULAR DEV | 2DN13G18F | RCBO | 2DN13G18F311 | RCBO 4,5 KA
GW94055 | MDC 3P C 6 4.500A/4,5kA AC/0,3 | 586 | 1 | 1 | 4 | NR | 8011564059672 | 85362010 | 2DN08 | Energy | 2DN | ENERGY | 2DN13G | DIN RAIL MODULAR DEV | 2DN13G18F | RCBO | 2DN13G18F311 | RCBO 4,5 KA
GW94056 | MDC 3P C10 4.500A/4,5kA AC/0,3 | 586 | 1 | 1 | 4 | NR | 8011564059689 | 85362010 | 2DN08 | Energy | 2DN | ENERGY | 2DN13G | DIN RAIL MODULAR DEV | 2DN13G18F | RCBO | 2DN13G18F311 | RCBO 4,5 KA
GW94057 | MDC 3P C16 4.500A/4,5kA AC/0,3 | 586 | 1 | 1 | 4 | NR | 8011564059696 | 85362010 | 2DN08 | Energy | 2DN | ENERGY | 2DN13G | DIN RAIL MODULAR DEV | 2DN13G18F | RCBO | 2DN13G18F311 | RCBO 4,5 KA
GW94058 | MDC 3P C20 4.500A/4,5kA AC/0,3 | 586 | 1 | 1 | 4 | NR | 8011564059702 | 85362010 | 2DN08 | Energy | 2DN | ENERGY | 2DN13G | DIN RAIL MODULAR DEV | 2DN13G18F | RCBO | 2DN13G18F311 | RCBO 4,5 KA
GW94059 | MDC 3P C25 4.500A/4,5kA AC/0,3 | 586 | 1 | 1 | 4 | NR | 8011564059719 | 85362010 | 2DN08 | Energy | 2DN | ENERGY | 2DN13G | DIN RAIL MODULAR DEV | 2DN13G18F | RCBO | 2DN13G18F311 | RCBO 4,5 KA
GW94060 | MDC 3P C32 4.500A/4,5kA AC/0,3 | 586 | 1 | 1 | 4 | NR | 8011564059726 | 85362010 | 2DN08 | Energy | 2DN | ENERGY | 2DN13G | DIN RAIL MODULAR DEV | 2DN13G18F | RCBO | 2DN13G18F311 | RCBO 4,5 KA
GW94065 | MDC 4P C 6 4.500A/4,5kA AC/0,03 | 720 | 1 | 1 | 3 | NR | 8011564059733 | 85362010 | 2DN08 | Energy | 2DN | ENERGY | 2DN13G | DIN RAIL MODULAR DEV | 2DN13G18F | RCBO | 2DN13G18F311 | RCBO 4,5 KA
GW94066 | MDC 4P C10 4.500A/4,5kA AC/0,03 | 720 | 1 | 1 | 3 | NR | 8011564059740 | 85362010 | 2DN08 | Energy | 2DN | ENERGY | 2DN13G | DIN RAIL MODULAR DEV | 2DN13G18F | RCBO | 2DN13G18F311 | RCBO 4,5 KA
GW94067 | MDC 4P C16 4.500A/4,5kA AC/0,03 | 720 | 1 | 1 | 3 | NR | 8011564059757 | 85362010 | 2DN08 | Energy | 2DN | ENERGY | 2DN13G | DIN RAIL MODULAR DEV | 2DN13G18F | RCBO | 2DN13G18F311 | RCBO 4,5 KA
GW94068 | MDC 4P C20 4.500A/4,5kA AC/0,03 | 720 | 1 | 1 | 3 | NR | 8011564059764 | 85362010 | 2DN08 | Energy | 2DN | ENERGY | 2DN13G | DIN RAIL MODULAR DEV | 2DN13G18F | RCBO | 2DN13G18F311 | RCBO 4,5 KA
GW94069 | MDC 4P C25 4.500A/4,5kA AC/0,03 | 720 | 1 | 1 | 3 | NR | 8011564059771 | 85362010 | 2DN08 | Energy | 2DN | ENERGY | 2DN13G | DIN RAIL MODULAR DEV | 2DN13G18F | RCBO | 2DN13G18F311 | RCBO 4,5 KA
GW94070 | MDC 4P C32 4.500A/4,5kA AC/0,03 | 720 | 1 | 1 | 3 | NR | 8011564059788 | 85362010 | 2DN08 | Energy | 2DN | ENERGY | 2DN13G | DIN RAIL MODULAR DEV | 2DN13G18F | RCBO | 2DN13G18F311 | RCBO 4,5 KA
GW94071 | MDC 4P C13 4.500A/4,5kA AC/0,03 | 720 | 1 | 1 | 3 | NR | 8011564225572 | 85362010 | 2DN08 | Energy | 2DN | ENERGY | 2DN13G | DIN RAIL MODULAR DEV | 2DN13G18F | RCBO | 2DN13G18F311 | RCBO 4,5 KA
GW94075 | MDC 4P C 6 4.500A/4,5kA AC/0,3 | 680 | 1 | 1 | 3 | NR | 8011564059795 | 85362010 | 2DN08 | Energy | 2DN | ENERGY | 2DN13G | DIN RAIL MODULAR DEV | 2DN13G18F | RCBO | 2DN13G18F311 | RCBO 4,5 KA
GW94076 | MDC 4P C10 4.500A/4,5kA AC/0,3 | 680 | 1 | 1 | 3 | NR | 8011564059801 | 85362010 | 2DN08 | Energy | 2DN | ENERGY | 2DN13G | DIN RAIL MODULAR DEV | 2DN13G18F | RCBO | 2DN13G18F311 | RCBO 4,5 KA
GW94077 | MDC 4P C16 4.500A/4,5kA AC/0,3 | 680 | 1 | 1 | 3 | NR | 8011564059818 | 85362010 | 2DN08 | Energy | 2DN | ENERGY | 2DN13G | DIN RAIL MODULAR DEV | 2DN13G18F | RCBO | 2DN13G18F311 | RCBO 4,5 KA
GW94078 | MDC 4P C20 4.500A/4,5kA AC/0,3 | 680 | 1 | 1 | 3 | NR | 8011564059825 | 85362010 | 2DN08 | Energy | 2DN | ENERGY | 2DN13G | DIN RAIL MODULAR DEV | 2DN13G18F | RCBO | 2DN13G18F311 | RCBO 4,5 KA
GW94079 | MDC 4P C25 4.500A/4,5kA AC/0,3 | 680 | 1 | 1 | 3 | NR | 8011564059832 | 85362010 | 2DN08 | Energy | 2DN | ENERGY | 2DN13G | DIN RAIL MODULAR DEV | 2DN13G18F | RCBO | 2DN13G18F311 | RCBO 4,5 KA
GW94080 | MDC 4P C32 4.500A/4,5kA AC/0,3 | 680 | 1 | 1 | 3 | NR | 8011564059849 | 85362010 | 2DN08 | Energy | 2DN | ENERGY | 2DN13G | DIN RAIL MODULAR DEV | 2DN13G18F | RCBO | 2DN13G18F311 | RCBO 4,5 KA
GW94105 | MDC 1P+N C 6 6.000A/7,5kA AC/0,03 | 285.5 | 1 | 1 | 6 | NR | 8011564059856 | 85362010 | 2DN08 | Energy | 2DN | ENERGY | 2DN13G | DIN RAIL MODULAR DEV | 2DN13G18F | RCBO | 2DN13G18F313 | RCBO 6 KA
GW94106 | MDC 1P+N C10 6.000A/7,5kA AC/0,03 | 276 | 1 | 1 | 6 | NR | 8011564059863 | 85362010 | 2DN08 | Energy | 2DN | ENERGY | 2DN13G | DIN RAIL MODULAR DEV | 2DN13G18F | RCBO | 2DN13G18F313 | RCBO 6 KA
GW94107 | MDC 1P+N C16 6.000A/7,5kA AC/0,03 | 276 | 1 | 1 | 6 | NR | 8011564059870 | 85362010 | 2DN08 | Energy | 2DN | ENERGY | 2DN13G | DIN RAIL MODULAR DEV | 2DN13G18F | RCBO | 2DN13G18F313 | RCBO 6 KA
GW94108 | MDC 1P+N C20 6.000A/7,5kA AC/0,03 | 278 | 1 | 1 | 6 | NR | 8011564059887 | 85362010 | 2DN08 | Energy | 2DN | ENERGY | 2DN13G | DIN RAIL MODULAR DEV | 2DN13G18F | RCBO | 2DN13G18F313 | RCBO 6 KA
GW94109 | MDC 1P+N C25 6.000A/7,5kA AC/0,03 | 278 | 1 | 1 | 6 | NR | 8011564059894 | 85362010 | 2DN08 | Energy | 2DN | ENERGY | 2DN13G | DIN RAIL MODULAR DEV | 2DN13G18F | RCBO | 2DN13G18F313 | RCBO 6 KA
GW94110 | MDC 1P+N C32 6.000A/7,5kA AC/0,03 | 293.5 | 1 | 1 | 6 | NR | 8011564059900 | 85362010 | 2DN08 | Energy | 2DN | ENERGY | 2DN13G | DIN RAIL MODULAR DEV | 2DN13G18F | RCBO | 2DN13G18F313 | RCBO 6 KA
GW94111 | MDC 1P+N C13 6.000A/7,5kA AC/0,03 | 448 | 1 | 1 | 6 | NR | 8011564225589 | 85362010 | 2DN08 | Energy | 2DN | ENERGY | 2DN13G | DIN RAIL MODULAR DEV | 2DN13G18F | RCBO | 2DN13G18F313 | RCBO 6 KA
GW94115 | MDC 1P+N C 6 6.000A/7,5kA AC/0,3 | 267 | 1 | 1 | 6 | NR | 8011564059917 | 85362010 | 2DN08 | Energy | 2DN | ENERGY | 2DN13G | DIN RAIL MODULAR DEV | 2DN13G18F | RCBO | 2DN13G18F313 | RCBO 6 KA
GW94116 | MDC 1P+N C10 6.000A/7,5kA AC/0,3 | 263.5 | 1 | 1 | 6 | NR | 8011564059924 | 85362010 | 2DN08 | Energy | 2DN | ENERGY | 2DN13G | DIN RAIL MODULAR DEV | 2DN13G18F | RCBO | 2DN13G18F313 | RCBO 6 KA
GW94117 | MDC 1P+N C16 6.000A/7,5kA AC/0,3 | 263.5 | 1 | 1 | 6 | NR | 8011564059931 | 85362010 | 2DN08 | Energy | 2DN | ENERGY | 2DN13G | DIN RAIL MODULAR DEV | 2DN13G18F | RCBO | 2DN13G18F313 | RCBO 6 KA
GW94118 | MDC 1P+N C20 6.000A/7,5kA AC/0,3 | 263.5 | 1 | 1 | 6 | NR | 8011564059948 | 85362010 | 2DN08 | Energy | 2DN | ENERGY | 2DN13G | DIN RAIL MODULAR DEV | 2DN13G18F | RCBO | 2DN13G18F313 | RCBO 6 KA
GW94119 | MDC 1P+N C25 6.000A/7,5kA AC/0,3 | 271 | 1 | 1 | 6 | NR | 8011564059955 | 85362010 | 2DN08 | Energy | 2DN | ENERGY | 2DN13G | DIN RAIL MODULAR DEV | 2DN13G18F | RCBO | 2DN13G18F313 | RCBO 6 KA
GW94120 | MDC 1P+N C32 6.000A/7,5kA AC/0,3 | 271 | 1 | 1 | 6 | NR | 8011564059962 | 85362010 | 2DN08 | Energy | 2DN | ENERGY | 2DN13G | DIN RAIL MODULAR DEV | 2DN13G18F | RCBO | 2DN13G18F313 | RCBO 6 KA
GW94125 | MDC 2P C 6 6.000A/7,5kA AC/0,03 | 342 | 1 | 1 | 6 | NR | 8011564059979 | 85362010 | 2DN08 | Energy | 2DN | ENERGY | 2DN13G | DIN RAIL MODULAR DEV | 2DN13G18F | RCBO | 2DN13G18F313 | RCBO 6 KA
GW94126 | MDC 2P C10 6.000A/7,5kA AC/0,03 | 315 | 1 | 1 | 6 | NR | 8011564059986 | 85362010 | 2DN08 | Energy | 2DN | ENERGY | 2DN13G | DIN RAIL MODULAR DEV | 2DN13G18F | RCBO | 2DN13G18F313 | RCBO 6 KA
GW94127 | MDC 2P C16 6.000A/7,5kA AC/0,03 | 320.5 | 1 | 1 | 6 | NR | 8011564059993 | 85362010 | 2DN08 | Energy | 2DN | ENERGY | 2DN13G | DIN RAIL MODULAR DEV | 2DN13G18F | RCBO | 2DN13G18F313 | RCBO 6 KA
GW94128 | MDC 2P C20 6.000A/7,5kA AC/0,03 | 322.5 | 1 | 1 | 6 | NR | 8011564060005 | 85362010 | 2DN08 | Energy | 2DN | ENERGY | 2DN13G | DIN RAIL MODULAR DEV | 2DN13G18F | RCBO | 2DN13G18F313 | RCBO 6 KA
GW94129 | MDC 2P C25 6.000A/7,5kA AC/0,03 | 324.5 | 1 | 1 | 6 | NR | 8011564060012 | 85362010 | 2DN08 | Energy | 2DN | ENERGY | 2DN13G | DIN RAIL MODULAR DEV | 2DN13G18F | RCBO | 2DN13G18F313 | RCBO 6 KA
GW94130 | MDC 2P C32 6.000A/7,5kA AC/0,03 | 335 | 1 | 1 | 6 | NR | 8011564060029 | 85362010 | 2DN08 | Energy | 2DN | ENERGY | 2DN13G | DIN RAIL MODULAR DEV | 2DN13G18F | RCBO | 2DN13G18F313 | RCBO 6 KA
GW94131 | MDC 2P C13 6.000A/7,5kA AC/0,03 | 498.5 | 1 | 1 | 6 | NR | 8011564225596 | 85362010 | 2DN08 | Energy | 2DN | ENERGY | 2DN13G | DIN RAIL MODULAR DEV | 2DN13G18F | RCBO | 2DN13G18F313 | RCBO 6 KA
GW94135 | MDC 2P C 6 6.000A/7,5kA AC/0,3 | 312 | 1 | 1 | 6 | NR | 8011564060036 | 85362010 | 2DN08 | Energy | 2DN | ENERGY | 2DN13G | DIN RAIL MODULAR DEV | 2DN13G18F | RCBO | 2DN13G18F313 | RCBO 6 KA
GW94136 | MDC 2P C10 6.000A/7,5kA AC/0,3 | 297.5 | 1 | 1 | 6 | NR | 8011564060043 | 85362010 | 2DN08 | Energy | 2DN | ENERGY | 2DN13G | DIN RAIL MODULAR DEV | 2DN13G18F | RCBO | 2DN13G18F313 | RCBO 6 KA
GW94137 | MDC 2P C16 6.000A/7,5kA AC/0,3 | 297.5 | 1 | 1 | 6 | NR | 8011564060050 | 85362010 | 2DN08 | Energy | 2DN | ENERGY | 2DN13G | DIN RAIL MODULAR DEV | 2DN13G18F | RCBO | 2DN13G18F313 | RCBO 6 KA
GW94138 | MDC 2P C20 6.000A/7,5kA AC/0,3 | 306 | 1 | 1 | 6 | NR | 8011564060067 | 85362010 | 2DN08 | Energy | 2DN | ENERGY | 2DN13G | DIN RAIL MODULAR DEV | 2DN13G18F | RCBO | 2DN13G18F313 | RCBO 6 KA
GW94139 | MDC 2P C25 6.000A/7,5kA AC/0,3 | 306 | 1 | 1 | 6 | NR | 8011564060074 | 85362010 | 2DN08 | Energy | 2DN | ENERGY | 2DN13G | DIN RAIL MODULAR DEV | 2DN13G18F | RCBO | 2DN13G18F313 | RCBO 6 KA
GW94140 | MDC 2P C32 6.000A/7,5kA AC/0,3 | 306 | 1 | 1 | 6 | NR | 8011564060081 | 85362010 | 2DN08 | Energy | 2DN | ENERGY | 2DN13G | DIN RAIL MODULAR DEV | 2DN13G18F | RCBO | 2DN13G18F313 | RCBO 6 KA
GW94145 | MDC 3P C 6 6.000A/6kA AC/0,03 | 619 | 1 | 1 | 4 | NR | 8011564060098 | 85362010 | 2DN08 | Energy | 2DN | ENERGY | 2DN13G | DIN RAIL MODULAR DEV | 2DN13G18F | RCBO | 2DN13G18F313 | RCBO 6 KA
GW94146 | MDC 3P C10 6.000A/6kA AC/0,03 | 573 | 1 | 1 | 4 | NR | 8011564060104 | 85362010 | 2DN08 | Energy | 2DN | ENERGY | 2DN13G | DIN RAIL MODULAR DEV | 2DN13G18F | RCBO | 2DN13G18F313 | RCBO 6 KA
GW94147 | MDC 3P C16 6.000A/6kA AC/0,03 | 554.5 | 1 | 1 | 4 | NR | 8011564060111 | 85362010 | 2DN08 | Energy | 2DN | ENERGY | 2DN13G | DIN RAIL MODULAR DEV | 2DN13G18F | RCBO | 2DN13G18F313 | RCBO 6 KA
GW94148 | MDC 3P C20 6.000A/6kA AC/0,03 | 563.5 | 1 | 1 | 4 | NR | 8011564060128 | 85362010 | 2DN08 | Energy | 2DN | ENERGY | 2DN13G | DIN RAIL MODULAR DEV | 2DN13G18F | RCBO | 2DN13G18F313 | RCBO 6 KA
GW94149 | MDC 3P C25 6.000A/6kA AC/0,03 | 563.5 | 1 | 1 | 4 | NR | 8011564060135 | 85362010 | 2DN08 | Energy | 2DN | ENERGY | 2DN13G | DIN RAIL MODULAR DEV | 2DN13G18F | RCBO | 2DN13G18F313 | RCBO 6 KA
GW94150 | MDC 3P C32 6.000A/6kA AC/0,03 | 588 | 1 | 1 | 4 | NR | 8011564060142 | 85362010 | 2DN08 | Energy | 2DN | ENERGY | 2DN13G | DIN RAIL MODULAR DEV | 2DN13G18F | RCBO | 2DN13G18F313 | RCBO 6 KA
GW94151 | MDC 3P C13 6.000A/6kA AC/0,03 | 841.5 | 1 | 1 | 4 | NR | 8011564225602 | 85362010 | 2DN08 | Energy | 2DN | ENERGY | 2DN13G | DIN RAIL MODULAR DEV | 2DN13G18F | RCBO | 2DN13G18F313 | RCBO 6 KA
GW94155 | MDC 3P C 6 6.000A/6kA AC/0,3 | 587 | 1 | 1 | 4 | NR | 8011564060159 | 85362010 | 2DN08 | Energy | 2DN | ENERGY | 2DN13G | DIN RAIL MODULAR DEV | 2DN13G18F | RCBO | 2DN13G18F313 | RCBO 6 KA
GW94156 | MDC 3P C10 6.000A/6kA AC/0,3 | 514 | 1 | 1 | 4 | NR | 8011564060166 | 85362010 | 2DN08 | Energy | 2DN | ENERGY | 2DN13G | DIN RAIL MODULAR DEV | 2DN13G18F | RCBO | 2DN13G18F313 | RCBO 6 KA
GW94157 | MDC 3P C16 6.000A/6kA AC/0,3 | 514 | 1 | 1 | 4 | NR | 8011564060173 | 85362010 | 2DN08 | Energy | 2DN | ENERGY | 2DN13G | DIN RAIL MODULAR DEV | 2DN13G18F | RCBO | 2DN13G18F313 | RCBO 6 KA
GW94158 | MDC 3P C20 6.000A/6kA AC/0,3 | 517 | 1 | 1 | 4 | NR | 8011564060180 | 85362010 | 2DN08 | Energy | 2DN | ENERGY | 2DN13G | DIN RAIL MODULAR DEV | 2DN13G18F | RCBO | 2DN13G18F313 | RCBO 6 KA
GW94159 | MDC 3P C25 6.000A/6kA AC/0,3 | 520.5 | 1 | 1 | 4 | NR | 8011564060197 | 85362010 | 2DN08 | Energy | 2DN | ENERGY | 2DN13G | DIN RAIL MODULAR DEV | 2DN13G18F | RCBO | 2DN13G18F313 | RCBO 6 KA
GW94160 | MDC 3P C32 6.000A/6kA AC/0,3 | 563.5 | 1 | 1 | 4 | NR | 8011564060203 | 85362010 | 2DN08 | Energy | 2DN | ENERGY | 2DN13G | DIN RAIL MODULAR DEV | 2DN13G18F | RCBO | 2DN13G18F313 | RCBO 6 KA
GW94165 | MDC 4P C 6 6.000A/6kA AC/0,03 | 639.5 | 1 | 1 | 3 | NR | 8011564060210 | 85362010 | 2DN08 | Energy | 2DN | ENERGY | 2DN13G | DIN RAIL MODULAR DEV | 2DN13G18F | RCBO | 2DN13G18F313 | RCBO 6 KA
GW94166 | MDC 4P C10 6.000A/6kA AC/0,03 | 585 | 1 | 1 | 3 | NR | 8011564060227 | 85362010 | 2DN08 | Energy | 2DN | ENERGY | 2DN13G | DIN RAIL MODULAR DEV | 2DN13G18F | RCBO | 2DN13G18F313 | RCBO 6 KA
GW94167 | MDC 4P C16 6.000A/6kA AC/0,03 | 566.5 | 1 | 1 | 3 | NR | 8011564060234 | 85362010 | 2DN08 | Energy | 2DN | ENERGY | 2DN13G | DIN RAIL MODULAR DEV | 2DN13G18F | RCBO | 2DN13G18F313 | RCBO 6 KA
GW94168 | MDC 4P C20 6.000A/6kA AC/0,03 | 569.5 | 1 | 1 | 3 | NR | 8011564060241 | 85362010 | 2DN08 | Energy | 2DN | ENERGY | 2DN13G | DIN RAIL MODULAR DEV | 2DN13G18F | RCBO | 2DN13G18F313 | RCBO 6 KA
GW94169 | MDC 4P C25 6.000A/6kA AC/0,03 | 581 | 1 | 1 | 3 | NR | 8011564060258 | 85362010 | 2DN08 | Energy | 2DN | ENERGY | 2DN13G | DIN RAIL MODULAR DEV | 2DN13G18F | RCBO | 2DN13G18F313 | RCBO 6 KA
GW94170 | MDC 4P C32 6.000A/6kA AC/0,03 | 596.5 | 1 | 1 | 3 | NR | 8011564060265 | 85362010 | 2DN08 | Energy | 2DN | ENERGY | 2DN13G | DIN RAIL MODULAR DEV | 2DN13G18F | RCBO | 2DN13G18F313 | RCBO 6 KA
GW94171 | MDC 4P C13 6.000A/6kA AC/0,03 | 966.5 | 1 | 1 | 3 | NR | 8011564225619 | 85362010 | 2DN08 | Energy | 2DN | ENERGY | 2DN13G | DIN RAIL MODULAR DEV | 2DN13G18F | RCBO | 2DN13G18F313 | RCBO 6 KA
GW94175 | MDC 4P C 6 6.000A/6kA AC/0,3 | 622.5 | 1 | 1 | 3 | NR | 8011564060272 | 85362010 | 2DN08 | Energy | 2DN | ENERGY | 2DN13G | DIN RAIL MODULAR DEV | 2DN13G18F | RCBO | 2DN13G18F313 | RCBO 6 KA
GW94176 | MDC 4P C10 6.000A/6kA AC/0,3 | 520.5 | 1 | 1 | 3 | NR | 8011564060289 | 85362010 | 2DN08 | Energy | 2DN | ENERGY | 2DN13G | DIN RAIL MODULAR DEV | 2DN13G18F | RCBO | 2DN13G18F313 | RCBO 6 KA
GW94177 | MDC 4P C16 6.000A/6kA AC/0,3 | 521.5 | 1 | 1 | 3 | NR | 8011564060296 | 85362010 | 2DN08 | Energy | 2DN | ENERGY | 2DN13G | DIN RAIL MODULAR DEV | 2DN13G18F | RCBO | 2DN13G18F313 | RCBO 6 KA
GW94178 | MDC 4P C20 6.000A/6kA AC/0,3 | 524.5 | 1 | 1 | 3 | NR | 8011564060302 | 85362010 | 2DN08 | Energy | 2DN | ENERGY | 2DN13G | DIN RAIL MODULAR DEV | 2DN13G18F | RCBO | 2DN13G18F313 | RCBO 6 KA
GW94179 | MDC 4P C25 6.000A/6kA AC/0,3 | 528.5 | 1 | 1 | 3 | NR | 8011564060319 | 85362010 | 2DN08 | Energy | 2DN | ENERGY | 2DN13G | DIN RAIL MODULAR DEV | 2DN13G18F | RCBO | 2DN13G18F313 | RCBO 6 KA
GW94180 | MDC 4P C32 6.000A/6kA AC/0,3 | 575 | 1 | 1 | 3 | NR | 8011564060326 | 85362010 | 2DN08 | Energy | 2DN | ENERGY | 2DN13G | DIN RAIL MODULAR DEV | 2DN13G18F | RCBO | 2DN13G18F313 | RCBO 6 KA
GW94205 | MDC 1P+N C 6 4.500A/6kA A/0,03 | 339 | 1 | 1 | 6 | NR | 8011564060333 | 85362010 | 2DN08 | Energy | 2DN | ENERGY | 2DN13G | DIN RAIL MODULAR DEV | 2DN13G18F | RCBO | 2DN13G18F311 | RCBO 4,5 KA
GW94206 | MDC 1P+N C10 4.500A/6kA A/0,03 | 339 | 1 | 1 | 6 | NR | 8011564060340 | 85362010 | 2DN08 | Energy | 2DN | ENERGY | 2DN13G | DIN RAIL MODULAR DEV | 2DN13G18F | RCBO | 2DN13G18F311 | RCBO 4,5 KA
GW94207 | MDC 1P+N C16 4.500A/6kA A/0,03 | 339 | 1 | 1 | 6 | NR | 8011564060357 | 85362010 | 2DN08 | Energy | 2DN | ENERGY | 2DN13G | DIN RAIL MODULAR DEV | 2DN13G18F | RCBO | 2DN13G18F311 | RCBO 4,5 KA
GW94208 | MDC 1P+N C20 4.500A/6kA A/0,03 | 339 | 1 | 1 | 6 | NR | 8011564060364 | 85362010 | 2DN08 | Energy | 2DN | ENERGY | 2DN13G | DIN RAIL MODULAR DEV | 2DN13G18F | RCBO | 2DN13G18F311 | RCBO 4,5 KA
GW94209 | MDC 1P+N C25 4.500A/6kA A/0,03 | 339 | 1 | 1 | 6 | NR | 8011564060371 | 85362010 | 2DN08 | Energy | 2DN | ENERGY | 2DN13G | DIN RAIL MODULAR DEV | 2DN13G18F | RCBO | 2DN13G18F311 | RCBO 4,5 KA
GW94210 | MDC 1P+N C32 4.500A/6kA A/0,03 | 339 | 1 | 1 | 6 | NR | 8011564060388 | 85362010 | 2DN08 | Energy | 2DN | ENERGY | 2DN13G | DIN RAIL MODULAR DEV | 2DN13G18F | RCBO | 2DN13G18F311 | RCBO 4,5 KA
GW94211 | MDC 1P+N C13 4.500A/6kA A/0,03 | 339 | 1 | 1 | 6 | NR | 8011564225626 | 85362010 | 2DN08 | Energy | 2DN | ENERGY | 2DN13G | DIN RAIL MODULAR DEV | 2DN13G18F | RCBO | 2DN13G18F311 | RCBO 4,5 KA
GW94215 | MDC 1P+N C 6 4.500A/6kA A/0,3 | 325.5 | 1 | 1 | 6 | NR | 8011564060395 | 85362010 | 2DN08 | Energy | 2DN | ENERGY | 2DN13G | DIN RAIL MODULAR DEV | 2DN13G18F | RCBO | 2DN13G18F311 | RCBO 4,5 KA
GW94216 | MDC 1P+N C10 4.500A/6kA A/0,3 | 325.5 | 1 | 1 | 6 | NR | 8011564060401 | 85362010 | 2DN08 | Energy | 2DN | ENERGY | 2DN13G | DIN RAIL MODULAR DEV | 2DN13G18F | RCBO | 2DN13G18F311 | RCBO 4,5 KA
GW94217 | MDC 1P+N C16 4.500A/6kA A/0,3 | 325.5 | 1 | 1 | 6 | NR | 8011564060418 | 85362010 | 2DN08 | Energy | 2DN | ENERGY | 2DN13G | DIN RAIL MODULAR DEV | 2DN13G18F | RCBO | 2DN13G18F311 | RCBO 4,5 KA
GW94218 | MDC 1P+N C20 4.500A/6kA A/0,3 | 325.5 | 1 | 1 | 6 | NR | 8011564060425 | 85362010 | 2DN08 | Energy | 2DN | ENERGY | 2DN13G | DIN RAIL MODULAR DEV | 2DN13G18F | RCBO | 2DN13G18F311 | RCBO 4,5 KA
GW94219 | MDC 1P+N C25 4.500A/6kA A/0,3 | 325.5 | 1 | 1 | 6 | NR | 8011564060432 | 85362010 | 2DN08 | Energy | 2DN | ENERGY | 2DN13G | DIN RAIL MODULAR DEV | 2DN13G18F | RCBO | 2DN13G18F311 | RCBO 4,5 KA
GW94220 | MDC 1P+N C32 4.500A/6kA A/0,3 | 325.5 | 1 | 1 | 6 | NR | 8011564060449 | 85362010 | 2DN08 | Energy | 2DN | ENERGY | 2DN13G | DIN RAIL MODULAR DEV | 2DN13G18F | RCBO | 2DN13G18F311 | RCBO 4,5 KA
GW94225 | MDC 2P C 6 4.500A/6kA A/0,03 | 383 | 1 | 1 | 6 | NR | 8011564060456 | 85362010 | 2DN08 | Energy | 2DN | ENERGY | 2DN13G | DIN RAIL MODULAR DEV | 2DN13G18F | RCBO | 2DN13G18F311 | RCBO 4,5 KA
GW94226 | MDC 2P C10 4.500A/6kA A/0,03 | 383 | 1 | 1 | 6 | NR | 8011564060463 | 85362010 | 2DN08 | Energy | 2DN | ENERGY | 2DN13G | DIN RAIL MODULAR DEV | 2DN13G18F | RCBO | 2DN13G18F311 | RCBO 4,5 KA
GW94227 | MDC 2P C16 4.500A/6kA A/0,03 | 383 | 1 | 1 | 6 | NR | 8011564060470 | 85362010 | 2DN08 | Energy | 2DN | ENERGY | 2DN13G | DIN RAIL MODULAR DEV | 2DN13G18F | RCBO | 2DN13G18F311 | RCBO 4,5 KA
GW94228 | MDC 2P C20 4.500A/6kA A/0,03 | 383 | 1 | 1 | 6 | NR | 8011564060487 | 85362010 | 2DN08 | Energy | 2DN | ENERGY | 2DN13G | DIN RAIL MODULAR DEV | 2DN13G18F | RCBO | 2DN13G18F311 | RCBO 4,5 KA
GW94229 | MDC 2P C25 4.500A/6kA A/0,03 | 383 | 1 | 1 | 6 | NR | 8011564060494 | 85362010 | 2DN08 | Energy | 2DN | ENERGY | 2DN13G | DIN RAIL MODULAR DEV | 2DN13G18F | RCBO | 2DN13G18F311 | RCBO 4,5 KA
GW94230 | MDC 2P C32 4.500A/6kA A/0,03 | 383 | 1 | 1 | 6 | NR | 8011564060500 | 85362010 | 2DN08 | Energy | 2DN | ENERGY | 2DN13G | DIN RAIL MODULAR DEV | 2DN13G18F | RCBO | 2DN13G18F311 | RCBO 4,5 KA
GW94231 | MDC 2P C13 4.500A/6kA A/0,03 | 383 | 1 | 1 | 6 | NR | 8011564225633 | 85362010 | 2DN08 | Energy | 2DN | ENERGY | 2DN13G | DIN RAIL MODULAR DEV | 2DN13G18F | RCBO | 2DN13G18F311 | RCBO 4,5 KA
GW94235 | MDC 2P C 6 4.500A/6kA A/0,3 | 352.5 | 1 | 1 | 6 | NR | 8011564060517 | 85362010 | 2DN08 | Energy | 2DN | ENERGY | 2DN13G | DIN RAIL MODULAR DEV | 2DN13G18F | RCBO | 2DN13G18F311 | RCBO 4,5 KA
GW94236 | MDC 2P C10 4.500A/6kA A/0,3 | 352.5 | 1 | 1 | 6 | NR | 8011564060524 | 85362010 | 2DN08 | Energy | 2DN | ENERGY | 2DN13G | DIN RAIL MODULAR DEV | 2DN13G18F | RCBO | 2DN13G18F311 | RCBO 4,5 KA
GW94237 | MDC 2P C16 4.500A/6kA A/0,3 | 352.5 | 1 | 1 | 6 | NR | 8011564060531 | 85362010 | 2DN08 | Energy | 2DN | ENERGY | 2DN13G | DIN RAIL MODULAR DEV | 2DN13G18F | RCBO | 2DN13G18F311 | RCBO 4,5 KA
GW94238 | MDC 2P C20 4.500A/6KA A/0,3 | 352.5 | 1 | 1 | 6 | NR | 8011564060548 | 85362010 | 2DN08 | Energy | 2DN | ENERGY | 2DN13G | DIN RAIL MODULAR DEV | 2DN13G18F | RCBO | 2DN13G18F311 | RCBO 4,5 KA
GW94239 | MDC 2P C25 4.500A/6kA A/0,3 | 352.5 | 1 | 1 | 6 | NR | 8011564060555 | 85362010 | 2DN08 | Energy | 2DN | ENERGY | 2DN13G | DIN RAIL MODULAR DEV | 2DN13G18F | RCBO | 2DN13G18F311 | RCBO 4,5 KA
GW94240 | MDC 2P C32 4.500A/6kA A/0,3 | 352.5 | 1 | 1 | 6 | NR | 8011564060562 | 85362010 | 2DN08 | Energy | 2DN | ENERGY | 2DN13G | DIN RAIL MODULAR DEV | 2DN13G18F | RCBO | 2DN13G18F311 | RCBO 4,5 KA
GW94245 | MDC 3P C 6 4.500A/4,5kA A/0,03 | 762.5 | 1 | 1 | 4 | NR | 8011564060579 | 85362010 | 2DN08 | Energy | 2DN | ENERGY | 2DN13G | DIN RAIL MODULAR DEV | 2DN13G18F | RCBO | 2DN13G18F311 | RCBO 4,5 KA
GW94246 | MDC 3P C10 4.500A/4,5kA A/0,03 | 762.5 | 1 | 1 | 4 | NR | 8011564060586 | 85362010 | 2DN08 | Energy | 2DN | ENERGY | 2DN13G | DIN RAIL MODULAR DEV | 2DN13G18F | RCBO | 2DN13G18F311 | RCBO 4,5 KA
GW94247 | MDC 3P C16 4.500A/4,5kA A/0,03 | 762.5 | 1 | 1 | 4 | NR | 8011564060593 | 85362010 | 2DN08 | Energy | 2DN | ENERGY | 2DN13G | DIN RAIL MODULAR DEV | 2DN13G18F | RCBO | 2DN13G18F311 | RCBO 4,5 KA
GW94248 | MDC 3P C20 4.500A/4,5kA A/0,03 | 762.5 | 1 | 1 | 4 | NR | 8011564060609 | 85362010 | 2DN08 | Energy | 2DN | ENERGY | 2DN13G | DIN RAIL MODULAR DEV | 2DN13G18F | RCBO | 2DN13G18F311 | RCBO 4,5 KA
GW94249 | MDC 3P C25 4.500A/4,5kA A/0,03 | 762.5 | 1 | 1 | 4 | NR | 8011564060616 | 85362010 | 2DN08 | Energy | 2DN | ENERGY | 2DN13G | DIN RAIL MODULAR DEV | 2DN13G18F | RCBO | 2DN13G18F311 | RCBO 4,5 KA
GW94250 | MDC 3P C32 4.500A/4,5kA A/0,03 | 762.5 | 1 | 1 | 4 | NR | 8011564060623 | 85362010 | 2DN08 | Energy | 2DN | ENERGY | 2DN13G | DIN RAIL MODULAR DEV | 2DN13G18F | RCBO | 2DN13G18F311 | RCBO 4,5 KA
GW94251 | MDC 3P C13 4.500A/4,5kA A/0,03 | 762.5 | 1 | 1 | 4 | NR | 8011564225640 | 85362010 | 2DN08 | Energy | 2DN | ENERGY | 2DN13G | DIN RAIL MODULAR DEV | 2DN13G18F | RCBO | 2DN13G18F311 | RCBO 4,5 KA
GW94255 | MDC 3P C 6 4.500A/4,5kA A/0,3 | 724.5 | 1 | 1 | 4 | NR | 8011564060630 | 85362010 | 2DN08 | Energy | 2DN | ENERGY | 2DN13G | DIN RAIL MODULAR DEV | 2DN13G18F | RCBO | 2DN13G18F311 | RCBO 4,5 KA
GW94256 | MDC 3P C10 4.500A/4,5kA A/0,3 | 724.5 | 1 | 1 | 4 | NR | 8011564060647 | 85362010 | 2DN08 | Energy | 2DN | ENERGY | 2DN13G | DIN RAIL MODULAR DEV | 2DN13G18F | RCBO | 2DN13G18F311 | RCBO 4,5 KA
GW94257 | MDC 3P C16 4.500A/4,5kA A/0,3 | 724.5 | 1 | 1 | 4 | NR | 8011564060654 | 85362010 | 2DN08 | Energy | 2DN | ENERGY | 2DN13G | DIN RAIL MODULAR DEV | 2DN13G18F | RCBO | 2DN13G18F311 | RCBO 4,5 KA
GW94258 | MDC 3P C20 4.500A/4,5kA A/0,3 | 724.5 | 1 | 1 | 4 | NR | 8011564060661 | 85362010 | 2DN08 | Energy | 2DN | ENERGY | 2DN13G | DIN RAIL MODULAR DEV | 2DN13G18F | RCBO | 2DN13G18F311 | RCBO 4,5 KA
GW94259 | MDC 3P C25 4.500A/4,5kA A/0,3 | 724.5 | 1 | 1 | 4 | NR | 8011564060678 | 85362010 | 2DN08 | Energy | 2DN | ENERGY | 2DN13G | DIN RAIL MODULAR DEV | 2DN13G18F | RCBO | 2DN13G18F311 | RCBO 4,5 KA
GW94260 | MDC 3P C32 4.500A/4,5kA A/0,3 | 724.5 | 1 | 1 | 4 | NR | 8011564060685 | 85362010 | 2DN08 | Energy | 2DN | ENERGY | 2DN13G | DIN RAIL MODULAR DEV | 2DN13G18F | RCBO | 2DN13G18F311 | RCBO 4,5 KA
GW94265 | MDC 4P C 6 4.500A/4,5kA A/0,03 | 876.5 | 1 | 1 | 3 | NR | 8011564060692 | 85362010 | 2DN08 | Energy | 2DN | ENERGY | 2DN13G | DIN RAIL MODULAR DEV | 2DN13G18F | RCBO | 2DN13G18F311 | RCBO 4,5 KA
GW94266 | MDC 4P C10 4.500A/4,5kA A/0,03 | 876.5 | 1 | 1 | 3 | NR | 8011564060708 | 85362010 | 2DN08 | Energy | 2DN | ENERGY | 2DN13G | DIN RAIL MODULAR DEV | 2DN13G18F | RCBO | 2DN13G18F311 | RCBO 4,5 KA
GW94267 | MDC 4P C16 4.500A/4,5kA A/0,03 | 876.5 | 1 | 1 | 3 | NR | 8011564060715 | 85362010 | 2DN08 | Energy | 2DN | ENERGY | 2DN13G | DIN RAIL MODULAR DEV | 2DN13G18F | RCBO | 2DN13G18F311 | RCBO 4,5 KA
GW94268 | MDC 4P C20 4.500A/4,5kA A/0,03 | 876.5 | 1 | 1 | 3 | NR | 8011564060722 | 85362010 | 2DN08 | Energy | 2DN | ENERGY | 2DN13G | DIN RAIL MODULAR DEV | 2DN13G18F | RCBO | 2DN13G18F311 | RCBO 4,5 KA
GW94269 | MDC 4P C25 4.500A/4,5kA A/0,03 | 876.5 | 1 | 1 | 3 | NR | 8011564060739 | 85362010 | 2DN08 | Energy | 2DN | ENERGY | 2DN13G | DIN RAIL MODULAR DEV | 2DN13G18F | RCBO | 2DN13G18F311 | RCBO 4,5 KA
GW94270 | MDC 4P C32 4.500A/4,5kA A/0,03 | 876.5 | 1 | 1 | 3 | NR | 8011564060746 | 85362010 | 2DN08 | Energy | 2DN | ENERGY | 2DN13G | DIN RAIL MODULAR DEV | 2DN13G18F | RCBO | 2DN13G18F311 | RCBO 4,5 KA
GW94271 | MDC 4P C13 4.500A/4,5kA A/0,03 | 876.5 | 1 | 1 | 3 | NR | 8011564225657 | 85362010 | 2DN08 | Energy | 2DN | ENERGY | 2DN13G | DIN RAIL MODULAR DEV | 2DN13G18F | RCBO | 2DN13G18F311 | RCBO 4,5 KA
GW94275 | MDC 4P C 6 4.500A/4,5kA A/0,3 | 831.5 | 1 | 1 | 3 | NR | 8011564060753 | 85362010 | 2DN08 | Energy | 2DN | ENERGY | 2DN13G | DIN RAIL MODULAR DEV | 2DN13G18F | RCBO | 2DN13G18F311 | RCBO 4,5 KA
GW94276 | MDC 4P C10 4.500A/4,5kA A/0,3 | 831.5 | 1 | 1 | 3 | NR | 8011564060760 | 85362010 | 2DN08 | Energy | 2DN | ENERGY | 2DN13G | DIN RAIL MODULAR DEV | 2DN13G18F | RCBO | 2DN13G18F311 | RCBO 4,5 KA
GW94277 | MDC 4P C16 4.500A/4,5kA A/0,3 | 831.5 | 1 | 1 | 3 | NR | 8011564060777 | 85362010 | 2DN08 | Energy | 2DN | ENERGY | 2DN13G | DIN RAIL MODULAR DEV | 2DN13G18F | RCBO | 2DN13G18F311 | RCBO 4,5 KA
GW94278 | MDC 4P C20 4.500A/4,5kA A/0,3 | 831.5 | 1 | 1 | 3 | NR | 8011564060784 | 85362010 | 2DN08 | Energy | 2DN | ENERGY | 2DN13G | DIN RAIL MODULAR DEV | 2DN13G18F | RCBO | 2DN13G18F311 | RCBO 4,5 KA
GW94279 | MDC 4P C25 4.500A/4,5kA A/0,3 | 831.5 | 1 | 1 | 3 | NR | 8011564060791 | 85362010 | 2DN08 | Energy | 2DN | ENERGY | 2DN13G | DIN RAIL MODULAR DEV | 2DN13G18F | RCBO | 2DN13G18F311 | RCBO 4,5 KA
GW94280 | MDC 4P C32 4.500A/4,5kA A/0,3 | 831.5 | 1 | 1 | 3 | NR | 8011564060807 | 85362010 | 2DN08 | Energy | 2DN | ENERGY | 2DN13G | DIN RAIL MODULAR DEV | 2DN13G18F | RCBO | 2DN13G18F311 | RCBO 4,5 KA
GW94305 | MDC 1P+N C 6 6.000A/7,5KA A/0,03 | 382 | 1 | 1 | 6 | NR | 8011564060814 | 85362010 | 2DN08 | Energy | 2DN | ENERGY | 2DN13G | DIN RAIL MODULAR DEV | 2DN13G18F | RCBO | 2DN13G18F313 | RCBO 6 KA
GW94306 | MDC 1P+N C10 6.000A/7,5KA A/0,03 | 374 | 1 | 1 | 6 | NR | 8011564060821 | 85362010 | 2DN08 | Energy | 2DN | ENERGY | 2DN13G | DIN RAIL MODULAR DEV | 2DN13G18F | RCBO | 2DN13G18F313 | RCBO 6 KA
GW94307 | MDC 1P+N C16 6.000A/7,5KA A/0,03 | 374 | 1 | 1 | 6 | NR | 8011564060838 | 85362010 | 2DN08 | Energy | 2DN | ENERGY | 2DN13G | DIN RAIL MODULAR DEV | 2DN13G18F | RCBO | 2DN13G18F313 | RCBO 6 KA
GW94308 | MDC 1P+N C20 6.000A/7,5KA A/0,03 | 376 | 1 | 1 | 6 | NR | 8011564060845 | 85362010 | 2DN08 | Energy | 2DN | ENERGY | 2DN13G | DIN RAIL MODULAR DEV | 2DN13G18F | RCBO | 2DN13G18F313 | RCBO 6 KA
GW94309 | MDC 1P+N C25 6.000A/7,5KA A/0,03 | 382 | 1 | 1 | 6 | NR | 8011564060852 | 85362010 | 2DN08 | Energy | 2DN | ENERGY | 2DN13G | DIN RAIL MODULAR DEV | 2DN13G18F | RCBO | 2DN13G18F313 | RCBO 6 KA
GW94310 | MDC 1P+N C32 6.000A/7,5KA A/0,03 | 394.5 | 1 | 1 | 6 | NR | 8011564060869 | 85362010 | 2DN08 | Energy | 2DN | ENERGY | 2DN13G | DIN RAIL MODULAR DEV | 2DN13G18F | RCBO | 2DN13G18F313 | RCBO 6 KA
GW94311 | MDC 1P+N C13 6.000A/7,5KA A/0,03 | 542 | 1 | 1 | 6 | NR | 8011564225664 | 85362010 | 2DN08 | Energy | 2DN | ENERGY | 2DN13G | DIN RAIL MODULAR DEV | 2DN13G18F | RCBO | 2DN13G18F313 | RCBO 6 KA
GW94315 | MDC 1P+N C 6 6.000A/7,5KA A/0,3 | 366.5 | 1 | 1 | 6 | NR | 8011564060876 | 85362010 | 2DN08 | Energy | 2DN | ENERGY | 2DN13G | DIN RAIL MODULAR DEV | 2DN13G18F | RCBO | 2DN13G18F313 | RCBO 6 KA
GW94316 | MDC 1P+N C10 6.000A/7,5KA A/0,3 | 360.5 | 1 | 1 | 6 | NR | 8011564060883 | 85362010 | 2DN08 | Energy | 2DN | ENERGY | 2DN13G | DIN RAIL MODULAR DEV | 2DN13G18F | RCBO | 2DN13G18F313 | RCBO 6 KA
GW94317 | MDC 1P+N C16 6.000A/7,5KA A/0,3 | 360.5 | 1 | 1 | 6 | NR | 8011564060890 | 85362010 | 2DN08 | Energy | 2DN | ENERGY | 2DN13G | DIN RAIL MODULAR DEV | 2DN13G18F | RCBO | 2DN13G18F313 | RCBO 6 KA
GW94318 | MDC 1P+N C20 6.000A/7,5KA A/0,3 | 363.5 | 1 | 1 | 6 | NR | 8011564060906 | 85362010 | 2DN08 | Energy | 2DN | ENERGY | 2DN13G | DIN RAIL MODULAR DEV | 2DN13G18F | RCBO | 2DN13G18F313 | RCBO 6 KA
GW94319 | MDC 1P+N C25 6.000A/7,5KA A/0,3 | 366.5 | 1 | 1 | 6 | NR | 8011564060913 | 85362010 | 2DN08 | Energy | 2DN | ENERGY | 2DN13G | DIN RAIL MODULAR DEV | 2DN13G18F | RCBO | 2DN13G18F313 | RCBO 6 KA
GW94320 | MDC 1P+N C32 6.000A/7,5KA A/0,3 | 375 | 1 | 1 | 6 | NR | 8011564060920 | 85362010 | 2DN08 | Energy | 2DN | ENERGY | 2DN13G | DIN RAIL MODULAR DEV | 2DN13G18F | RCBO | 2DN13G18F313 | RCBO 6 KA
GW94325 | MDC 2P C 6 6.000A/7,5KA A/0,03 | 440 | 1 | 1 | 6 | NR | 8011564060937 | 85362010 | 2DN08 | Energy | 2DN | ENERGY | 2DN13G | DIN RAIL MODULAR DEV | 2DN13G18F | RCBO | 2DN13G18F313 | RCBO 6 KA
GW94326 | MDC 2P C10 6.000A/7,5KA A/0,03 | 431.5 | 1 | 1 | 6 | NR | 8011564060944 | 85362010 | 2DN08 | Energy | 2DN | ENERGY | 2DN13G | DIN RAIL MODULAR DEV | 2DN13G18F | RCBO | 2DN13G18F313 | RCBO 6 KA
GW94327 | MDC 2P C16 6.000A/7,5KA A/0,03 | 431.5 | 1 | 1 | 6 | NR | 8011564060951 | 85362010 | 2DN08 | Energy | 2DN | ENERGY | 2DN13G | DIN RAIL MODULAR DEV | 2DN13G18F | RCBO | 2DN13G18F313 | RCBO 6 KA
GW94328 | MDC 2P C20 6.000A/7,5KA A/0,03 | 437 | 1 | 1 | 6 | NR | 8011564060968 | 85362010 | 2DN08 | Energy | 2DN | ENERGY | 2DN13G | DIN RAIL MODULAR DEV | 2DN13G18F | RCBO | 2DN13G18F313 | RCBO 6 KA
GW94329 | MDC 2P C25 6.000A/7,5KA A/0,03 | 440 | 1 | 1 | 6 | NR | 8011564060975 | 85362010 | 2DN08 | Energy | 2DN | ENERGY | 2DN13G | DIN RAIL MODULAR DEV | 2DN13G18F | RCBO | 2DN13G18F313 | RCBO 6 KA
GW94330 | MDC 2P C32 6.000A/7,5KA A/0,03 | 455.5 | 1 | 1 | 6 | NR | 8011564060982 | 85362010 | 2DN08 | Energy | 2DN | ENERGY | 2DN13G | DIN RAIL MODULAR DEV | 2DN13G18F | RCBO | 2DN13G18F313 | RCBO 6 KA
GW94331 | MDC 2P C13 6.000A/7,5KA A/0,03 | 596.5 | 1 | 1 | 6 | NR | 8011564225671 | 85362010 | 2DN08 | Energy | 2DN | ENERGY | 2DN13G | DIN RAIL MODULAR DEV | 2DN13G18F | RCBO | 2DN13G18F313 | RCBO 6 KA
GW94335 | MDC 2P C 6 6.000A/7,5KA A/0,3 | 421.5 | 1 | 1 | 6 | NR | 8011564060999 | 85362010 | 2DN08 | Energy | 2DN | ENERGY | 2DN13G | DIN RAIL MODULAR DEV | 2DN13G18F | RCBO | 2DN13G18F313 | RCBO 6 KA
GW94336 | MDC 2P C10 6.000A/7,5KA A/0,3 | 413 | 1 | 1 | 6 | NR | 8011564061002 | 85362010 | 2DN08 | Energy | 2DN | ENERGY | 2DN13G | DIN RAIL MODULAR DEV | 2DN13G18F | RCBO | 2DN13G18F313 | RCBO 6 KA
GW94337 | MDC 2P C16 6.000A/7,5KA A/0,3 | 413 | 1 | 1 | 6 | NR | 8011564061019 | 85362010 | 2DN08 | Energy | 2DN | ENERGY | 2DN13G | DIN RAIL MODULAR DEV | 2DN13G18F | RCBO | 2DN13G18F313 | RCBO 6 KA
GW94338 | MDC 2P C20 6.000A/7,5KA A/0,3 | 417 | 1 | 1 | 6 | NR | 8011564061026 | 85362010 | 2DN08 | Energy | 2DN | ENERGY | 2DN13G | DIN RAIL MODULAR DEV | 2DN13G18F | RCBO | 2DN13G18F313 | RCBO 6 KA
GW94339 | MDC 2P C25 6.000A/7,5KA A/0,3 | 421.5 | 1 | 1 | 6 | NR | 8011564061033 | 85362010 | 2DN08 | Energy | 2DN | ENERGY | 2DN13G | DIN RAIL MODULAR DEV | 2DN13G18F | RCBO | 2DN13G18F313 | RCBO 6 KA
GW94340 | MDC 2P C32 6.000A/7,5KA A/0,3 | 433.5 | 1 | 1 | 6 | NR | 8011564061040 | 85362010 | 2DN08 | Energy | 2DN | ENERGY | 2DN13G | DIN RAIL MODULAR DEV | 2DN13G18F | RCBO | 2DN13G18F313 | RCBO 6 KA
GW94345 | MDC 3P C 6 6.000A/6KA A/0,03 | 750 | 1 | 1 | 4 | NR | 8011564061057 | 85362010 | 2DN08 | Energy | 2DN | ENERGY | 2DN13G | DIN RAIL MODULAR DEV | 2DN13G18F | RCBO | 2DN13G18F313 | RCBO 6 KA
GW94346 | MDC 3P C10 6.000A/6KA A/0,03 | 743 | 1 | 1 | 4 | NR | 8011564061064 | 85362010 | 2DN08 | Energy | 2DN | ENERGY | 2DN13G | DIN RAIL MODULAR DEV | 2DN13G18F | RCBO | 2DN13G18F313 | RCBO 6 KA
GW94347 | MDC 3P C16 6.000A/6KA A/0,03 | 753 | 1 | 1 | 4 | NR | 8011564061071 | 85362010 | 2DN08 | Energy | 2DN | ENERGY | 2DN13G | DIN RAIL MODULAR DEV | 2DN13G18F | RCBO | 2DN13G18F313 | RCBO 6 KA
GW94348 | MDC 3P C20 6.000A/6KA A/0,03 | 759 | 1 | 1 | 4 | NR | 8011564061088 | 85362010 | 2DN08 | Energy | 2DN | ENERGY | 2DN13G | DIN RAIL MODULAR DEV | 2DN13G18F | RCBO | 2DN13G18F313 | RCBO 6 KA
GW94349 | MDC 3P C25 6.000A/6KA A/0,03 | 768.5 | 1 | 1 | 4 | NR | 8011564061095 | 85362010 | 2DN08 | Energy | 2DN | ENERGY | 2DN13G | DIN RAIL MODULAR DEV | 2DN13G18F | RCBO | 2DN13G18F313 | RCBO 6 KA
GW94350 | MDC 3P C32 6.000A/6KA A/0,03 | 789 | 1 | 1 | 4 | NR | 8011564061101 | 85362010 | 2DN08 | Energy | 2DN | ENERGY | 2DN13G | DIN RAIL MODULAR DEV | 2DN13G18F | RCBO | 2DN13G18F313 | RCBO 6 KA
GW94351 | MDC 3P C13 6.000A/6KA A/0,03 | 997.5 | 1 | 1 | 4 | NR | 8011564225688 | 85362010 | 2DN08 | Energy | 2DN | ENERGY | 2DN13G | DIN RAIL MODULAR DEV | 2DN13G18F | RCBO | 2DN13G18F313 | RCBO 6 KA
GW94355 | MDC 3P C 6 6.000A/6KA A/0,3 | 711 | 1 | 1 | 4 | NR | 8011564061118 | 85362010 | 2DN08 | Energy | 2DN | ENERGY | 2DN13G | DIN RAIL MODULAR DEV | 2DN13G18F | RCBO | 2DN13G18F313 | RCBO 6 KA
GW94356 | MDC 3P C10 6.000A/6KA A/0,3 | 706.5 | 1 | 1 | 4 | NR | 8011564061125 | 85362010 | 2DN08 | Energy | 2DN | ENERGY | 2DN13G | DIN RAIL MODULAR DEV | 2DN13G18F | RCBO | 2DN13G18F313 | RCBO 6 KA
GW94357 | MDC 3P C16 6.000A/6KA A/0,3 | 714 | 1 | 1 | 4 | NR | 8011564061132 | 85362010 | 2DN08 | Energy | 2DN | ENERGY | 2DN13G | DIN RAIL MODULAR DEV | 2DN13G18F | RCBO | 2DN13G18F313 | RCBO 6 KA
GW94358 | MDC 3P C20 6.000A/6KA A/0,3 | 724.5 | 1 | 1 | 4 | NR | 8011564061149 | 85362010 | 2DN08 | Energy | 2DN | ENERGY | 2DN13G | DIN RAIL MODULAR DEV | 2DN13G18F | RCBO | 2DN13G18F313 | RCBO 6 KA
GW94359 | MDC 3P C25 6.000A/6KA A/0,3 | 729.5 | 1 | 1 | 4 | NR | 8011564061156 | 85362010 | 2DN08 | Energy | 2DN | ENERGY | 2DN13G | DIN RAIL MODULAR DEV | 2DN13G18F | RCBO | 2DN13G18F313 | RCBO 6 KA
GW94360 | MDC 3P C32 6.000A/6KA A/0,3 | 751 | 1 | 1 | 4 | NR | 8011564061163 | 85362010 | 2DN08 | Energy | 2DN | ENERGY | 2DN13G | DIN RAIL MODULAR DEV | 2DN13G18F | RCBO | 2DN13G18F313 | RCBO 6 KA
GW94365 | MDC 4P C 6 6.000A/6KA A/0,03 | 916 | 1 | 1 | 3 | NR | 8011564061170 | 85362010 | 2DN08 | Energy | 2DN | ENERGY | 2DN13G | DIN RAIL MODULAR DEV | 2DN13G18F | RCBO | 2DN13G18F313 | RCBO 6 KA
GW94366 | MDC 4P C10 6.000A/6KA A/0,03 | 851 | 1 | 1 | 3 | NR | 8011564061187 | 85362010 | 2DN08 | Energy | 2DN | ENERGY | 2DN13G | DIN RAIL MODULAR DEV | 2DN13G18F | RCBO | 2DN13G18F313 | RCBO 6 KA
GW94367 | MDC 4P C16 6.000A/6KA A/0,03 | 848 | 1 | 1 | 3 | NR | 8011564061194 | 85362010 | 2DN08 | Energy | 2DN | ENERGY | 2DN13G | DIN RAIL MODULAR DEV | 2DN13G18F | RCBO | 2DN13G18F313 | RCBO 6 KA
GW94368 | MDC 4P C20 6.000A/6KA A/0,03 | 868.5 | 1 | 1 | 3 | NR | 8011564061200 | 85362010 | 2DN08 | Energy | 2DN | ENERGY | 2DN13G | DIN RAIL MODULAR DEV | 2DN13G18F | RCBO | 2DN13G18F313 | RCBO 6 KA
GW94369 | MDC 4P C25 6.000A/6KA A/0,03 | 895.5 | 1 | 1 | 3 | NR | 8011564061217 | 85362010 | 2DN08 | Energy | 2DN | ENERGY | 2DN13G | DIN RAIL MODULAR DEV | 2DN13G18F | RCBO | 2DN13G18F313 | RCBO 6 KA
GW94370 | MDC 4P C32 6.000A/6KA A/0,03 | 889 | 1 | 1 | 3 | NR | 8011564061224 | 85362010 | 2DN08 | Energy | 2DN | ENERGY | 2DN13G | DIN RAIL MODULAR DEV | 2DN13G18F | RCBO | 2DN13G18F313 | RCBO 6 KA
GW94371 | MDC 4P C13 6.000A/6KA A/0,03 | 1082 | 1 | 1 | 3 | NR | 8011564225695 | 85362010 | 2DN08 | Energy | 2DN | ENERGY | 2DN13G | DIN RAIL MODULAR DEV | 2DN13G18F | RCBO | 2DN13G18F313 | RCBO 6 KA
GW94375 | MDC 4P C 6 6.000A/6KA A/0,3 | 773.5 | 1 | 1 | 3 | NR | 8011564061231 | 85362010 | 2DN08 | Energy | 2DN | ENERGY | 2DN13G | DIN RAIL MODULAR DEV | 2DN13G18F | RCBO | 2DN13G18F313 | RCBO 6 KA
GW94376 | MDC 4P C10 6.000A/6KA A/0,3 | 725.5 | 1 | 1 | 3 | NR | 8011564061248 | 85362010 | 2DN08 | Energy | 2DN | ENERGY | 2DN13G | DIN RAIL MODULAR DEV | 2DN13G18F | RCBO | 2DN13G18F313 | RCBO 6 KA
GW94377 | MDC 4P C16 6.000A/6KA A/0,3 | 731.5 | 1 | 1 | 3 | NR | 8011564061255 | 85362010 | 2DN08 | Energy | 2DN | ENERGY | 2DN13G | DIN RAIL MODULAR DEV | 2DN13G18F | RCBO | 2DN13G18F313 | RCBO 6 KA
GW94378 | MDC 4P C20 6.000A/6KA A/0,3 | 737.5 | 1 | 1 | 3 | NR | 8011564061262 | 85362010 | 2DN08 | Energy | 2DN | ENERGY | 2DN13G | DIN RAIL MODULAR DEV | 2DN13G18F | RCBO | 2DN13G18F313 | RCBO 6 KA
GW94379 | MDC 4P C25 6.000A/6KA A/0,3 | 761.5 | 1 | 1 | 3 | NR | 8011564061279 | 85362010 | 2DN08 | Energy | 2DN | ENERGY | 2DN13G | DIN RAIL MODULAR DEV | 2DN13G18F | RCBO | 2DN13G18F313 | RCBO 6 KA
GW94380 | MDC 4P C32 6.000A/6KA A/0,3 | 768.5 | 1 | 1 | 3 | NR | 8011564061286 | 85362010 | 2DN08 | Energy | 2DN | ENERGY | 2DN13G | DIN RAIL MODULAR DEV | 2DN13G18F | RCBO | 2DN13G18F313 | RCBO 6 KA
GW94401 | BD 2P IN<25A INST.AC/0,01 2M. | 310 | 1 | 1 | 2 | NR | 8011564061293 | 85362010 | 2DN06 | Energy | 2DN | ENERGY | 2DN13G | DIN RAIL MODULAR DEV | 2DN13G20F | BLOQ DIFERENC. | 2DN13G20F321 | ADD-ON RCD TYPE AC
GW94402 | BD 2P IN<25A INST.AC/0,03 2M. | 194.5 | 1 | 1 | 2 | NR | 8011564061309 | 85362010 | 2DN06 | Energy | 2DN | ENERGY | 2DN13G | DIN RAIL MODULAR DEV | 2DN13G20F | BLOQ DIFERENC. | 2DN13G20F321 | ADD-ON RCD TYPE AC
GW94403 | BD 2P IN<25A INST.AC/0,3 2M. | 167 | 1 | 1 | 2 | NR | 8011564061316 | 85362010 | 2DN06 | Energy | 2DN | ENERGY | 2DN13G | DIN RAIL MODULAR DEV | 2DN13G20F | BLOQ DIFERENC. | 2DN13G20F321 | ADD-ON RCD TYPE AC
GW94404 | BD 2P IN<25A INST.AC/0,5 2M. | 167 | 1 | 1 | 2 | NR | 8011564061323 | 85362010 | 2DN06 | Energy | 2DN | ENERGY | 2DN13G | DIN RAIL MODULAR DEV | 2DN13G20F | BLOQ DIFERENC. | 2DN13G20F321 | ADD-ON RCD TYPE AC
GW94412 | BD 2P IN<63A INST.AC/0,03 2M. | 230 | 1 | 1 | 2 | NR | 8011564061330 | 85362010 | 2DN06 | Energy | 2DN | ENERGY | 2DN13G | DIN RAIL MODULAR DEV | 2DN13G20F | BLOQ DIFERENC. | 2DN13G20F321 | ADD-ON RCD TYPE AC
GW94413 | BD 2P IN<63A INST.AC/0,3 2M. | 183.5 | 1 | 1 | 2 | NR | 8011564061347 | 85362010 | 2DN06 | Energy | 2DN | ENERGY | 2DN13G | DIN RAIL MODULAR DEV | 2DN13G20F | BLOQ DIFERENC. | 2DN13G20F321 | ADD-ON RCD TYPE AC
GW94414 | BD 2P IN<63A INST.AC/0,5 2M. | 183.5 | 1 | 1 | 2 | NR | 8011564061354 | 85362010 | 2DN06 | Energy | 2DN | ENERGY | 2DN13G | DIN RAIL MODULAR DEV | 2DN13G20F | BLOQ DIFERENC. | 2DN13G20F321 | ADD-ON RCD TYPE AC
GW94422 | BD 4P IN<25A INST.AC/0,03 3,5M | 310 | 1 | 1 | 2 | NR | 8011564061422 | 85362010 | 2DN06 | Energy | 2DN | ENERGY | 2DN13G | DIN RAIL MODULAR DEV | 2DN13G20F | BLOQ DIFERENC. | 2DN13G20F321 | ADD-ON RCD TYPE AC
GW94423 | BD 4P IN<25A INST.AC/0,3 3,5M | 247.5 | 1 | 1 | 2 | NR | 8011564061439 | 85362010 | 2DN06 | Energy | 2DN | ENERGY | 2DN13G | DIN RAIL MODULAR DEV | 2DN13G20F | BLOQ DIFERENC. | 2DN13G20F321 | ADD-ON RCD TYPE AC
GW94424 | BD 4P IN<25A INST.AC/0,5 3,5M | 269 | 1 | 1 | 2 | NR | 8011564061446 | 85362010 | 2DN06 | Energy | 2DN | ENERGY | 2DN13G | DIN RAIL MODULAR DEV | 2DN13G20F | BLOQ DIFERENC. | 2DN13G20F321 | ADD-ON RCD TYPE AC
GW94432 | BD 4P IN<63A INST.AC/0,03 3,5M | 362.5 | 1 | 1 | 2 | NR | 8011564061453 | 85362010 | 2DN06 | Energy | 2DN | ENERGY | 2DN13G | DIN RAIL MODULAR DEV | 2DN13G20F | BLOQ DIFERENC. | 2DN13G20F321 | ADD-ON RCD TYPE AC
GW94433 | BD 4P IN<63A INST.AC/0,3 3,5M | 290.5 | 1 | 1 | 2 | NR | 8011564061460 | 85362010 | 2DN06 | Energy | 2DN | ENERGY | 2DN13G | DIN RAIL MODULAR DEV | 2DN13G20F | BLOQ DIFERENC. | 2DN13G20F321 | ADD-ON RCD TYPE AC
GW94434 | BD 4P IN<63A INST.AC/0,5 3,5M | 290.5 | 1 | 1 | 2 | NR | 8011564061484 | 85362010 | 2DN06 | Energy | 2DN | ENERGY | 2DN13G | DIN RAIL MODULAR DEV | 2DN13G20F | BLOQ DIFERENC. | 2DN13G20F321 | ADD-ON RCD TYPE AC
GW94442 | BD 3P IN<25A INST.AC/0,03 3,5M | 289.5 | 1 | 1 | 2 | NR | 8011564061361 | 85362010 | 2DN06 | Energy | 2DN | ENERGY | 2DN13G | DIN RAIL MODULAR DEV | 2DN13G20F | BLOQ DIFERENC. | 2DN13G20F321 | ADD-ON RCD TYPE AC
GW94443 | BD 3P IN<25A INST.AC/0,3 3,5M | 234 | 1 | 1 | 2 | NR | 8011564061378 | 85362010 | 2DN06 | Energy | 2DN | ENERGY | 2DN13G | DIN RAIL MODULAR DEV | 2DN13G20F | BLOQ DIFERENC. | 2DN13G20F321 | ADD-ON RCD TYPE AC
GW94444 | BD 3P IN<25A INST.AC/0,5 3,5M | 248.5 | 1 | 1 | 2 | NR | 8011564061385 | 85362010 | 2DN06 | Energy | 2DN | ENERGY | 2DN13G | DIN RAIL MODULAR DEV | 2DN13G20F | BLOQ DIFERENC. | 2DN13G20F321 | ADD-ON RCD TYPE AC
GW94448 | BD 3P IN<63A INST.AC/0,03 3,5M | 344 | 1 | 1 | 2 | NR | 8011564061392 | 85362010 | 2DN06 | Energy | 2DN | ENERGY | 2DN13G | DIN RAIL MODULAR DEV | 2DN13G20F | BLOQ DIFERENC. | 2DN13G20F321 | ADD-ON RCD TYPE AC
GW94449 | BD 3P IN<63A INST.AC/0,3 3,5M | 277 | 1 | 1 | 2 | NR | 8011564061408 | 85362010 | 2DN06 | Energy | 2DN | ENERGY | 2DN13G | DIN RAIL MODULAR DEV | 2DN13G20F | BLOQ DIFERENC. | 2DN13G20F321 | ADD-ON RCD TYPE AC
GW94450 | BD 3P IN<63A INST.AC/0,5 3,5M | 277 | 1 | 1 | 2 | NR | 8011564061415 | 85362010 | 2DN06 | Energy | 2DN | ENERGY | 2DN13G | DIN RAIL MODULAR DEV | 2DN13G20F | BLOQ DIFERENC. | 2DN13G20F321 | ADD-ON RCD TYPE AC
GW94502 | BD 2P IN<25A INST.A/0,03 2M | 248.5 | 1 | 1 | 2 | NR | 8011564061491 | 85362010 | 2DN06 | Energy | 2DN | ENERGY | 2DN13G | DIN RAIL MODULAR DEV | 2DN13G20F | BLOQ DIFERENC. | 2DN13G20F323 | ADD-ON RCD TYPE A
GW94503 | BD 2P IN<25A INST.A/0,3 2M | 198 | 1 | 1 | 2 | NR | 8011564061507 | 85362010 | 2DN06 | Energy | 2DN | ENERGY | 2DN13G | DIN RAIL MODULAR DEV | 2DN13G20F | BLOQ DIFERENC. | 2DN13G20F323 | ADD-ON RCD TYPE A
GW94504 | BD 2P IN<25A INST.A/0,5 2M | 198 | 1 | 1 | 2 | NR | 8011564061521 | 85362010 | 2DN06 | Energy | 2DN | ENERGY | 2DN13G | DIN RAIL MODULAR DEV | 2DN13G20F | BLOQ DIFERENC. | 2DN13G20F323 | ADD-ON RCD TYPE A
GW94512 | BD 2P IN<63A INST.A/0,03 2M | 277 | 1 | 1 | 2 | NR | 8011564061538 | 85362010 | 2DN06 | Energy | 2DN | ENERGY | 2DN13G | DIN RAIL MODULAR DEV | 2DN13G20F | BLOQ DIFERENC. | 2DN13G20F323 | ADD-ON RCD TYPE A
GW94513 | BD 2P IN<63A INST.A/0,3 2M | 220.5 | 1 | 1 | 2 | NR | 8011564061552 | 85362010 | 2DN06 | Energy | 2DN | ENERGY | 2DN13G | DIN RAIL MODULAR DEV | 2DN13G20F | BLOQ DIFERENC. | 2DN13G20F323 | ADD-ON RCD TYPE A
GW94514 | BD 2P IN<63A INST.A/0,5 2M | 220.5 | 1 | 1 | 2 | NR | 8011564061569 | 85362010 | 2DN06 | Energy | 2DN | ENERGY | 2DN13G | DIN RAIL MODULAR DEV | 2DN13G20F | BLOQ DIFERENC. | 2DN13G20F323 | ADD-ON RCD TYPE A
GW94522 | BD 4P IN<25A INST.A/0,03 3,5M | 405 | 1 | 1 | 2 | NR | 8011564061644 | 85362010 | 2DN06 | Energy | 2DN | ENERGY | 2DN13G | DIN RAIL MODULAR DEV | 2DN13G20F | BLOQ DIFERENC. | 2DN13G20F323 | ADD-ON RCD TYPE A
GW94523 | BD 4P IN<25A INST.A/0,3 3,5M | 317.5 | 1 | 1 | 2 | NR | 8011564061651 | 85362010 | 2DN06 | Energy | 2DN | ENERGY | 2DN13G | DIN RAIL MODULAR DEV | 2DN13G20F | BLOQ DIFERENC. | 2DN13G20F323 | ADD-ON RCD TYPE A
GW94524 | BD 4P IN<25A INST.A/0,5 3,5M | 317.5 | 1 | 1 | 2 | NR | 8011564061668 | 85362010 | 2DN06 | Energy | 2DN | ENERGY | 2DN13G | DIN RAIL MODULAR DEV | 2DN13G20F | BLOQ DIFERENC. | 2DN13G20F323 | ADD-ON RCD TYPE A
GW94532 | BD 4P IN<63A INST.A/0,03 3,5M | 433.5 | 1 | 1 | 2 | NR | 8011564061675 | 85362010 | 2DN06 | Energy | 2DN | ENERGY | 2DN13G | DIN RAIL MODULAR DEV | 2DN13G20F | BLOQ DIFERENC. | 2DN13G20F323 | ADD-ON RCD TYPE A
GW94533 | BD 4P IN<63A INST.A/0,3 3,5M | 354.5 | 1 | 1 | 2 | NR | 8011564061682 | 85362010 | 2DN06 | Energy | 2DN | ENERGY | 2DN13G | DIN RAIL MODULAR DEV | 2DN13G20F | BLOQ DIFERENC. | 2DN13G20F323 | ADD-ON RCD TYPE A
GW94534 | BD 4P IN<63A INST.A/0,5 3,5M | 354.5 | 1 | 1 | 2 | NR | 8011564061699 | 85362010 | 2DN06 | Energy | 2DN | ENERGY | 2DN13G | DIN RAIL MODULAR DEV | 2DN13G20F | BLOQ DIFERENC. | 2DN13G20F323 | ADD-ON RCD TYPE A
GW94542 | BD 3P IN<25A INST.A/0,03 3,5M | 368 | 1 | 1 | 2 | NR | 8011564061583 | 85362010 | 2DN06 | Energy | 2DN | ENERGY | 2DN13G | DIN RAIL MODULAR DEV | 2DN13G20F | BLOQ DIFERENC. | 2DN13G20F323 | ADD-ON RCD TYPE A
GW94543 | BD 3P IN<25A INST.A/0,3 3,5M | 296.5 | 1 | 1 | 2 | NR | 8011564061590 | 85362010 | 2DN06 | Energy | 2DN | ENERGY | 2DN13G | DIN RAIL MODULAR DEV | 2DN13G20F | BLOQ DIFERENC. | 2DN13G20F323 | ADD-ON RCD TYPE A
GW94544 | BD 3P IN<25A INST.A/0,5 3,5M | 296.5 | 1 | 1 | 2 | NR | 8011564061606 | 85362010 | 2DN06 | Energy | 2DN | ENERGY | 2DN13G | DIN RAIL MODULAR DEV | 2DN13G20F | BLOQ DIFERENC. | 2DN13G20F323 | ADD-ON RCD TYPE A
GW94547 | BD 3P IN<63A INST.A/0,03 3,5M | 417 | 1 | 1 | 2 | NR | 8011564061613 | 85362010 | 2DN06 | Energy | 2DN | ENERGY | 2DN13G | DIN RAIL MODULAR DEV | 2DN13G20F | BLOQ DIFERENC. | 2DN13G20F323 | ADD-ON RCD TYPE A
GW94548 | BD 3P IN<63A INST.A/0,3 3,5M | 328.5 | 1 | 1 | 2 | NR | 8011564061620 | 85362010 | 2DN06 | Energy | 2DN | ENERGY | 2DN13G | DIN RAIL MODULAR DEV | 2DN13G20F | BLOQ DIFERENC. | 2DN13G20F323 | ADD-ON RCD TYPE A
GW94549 | BD 3P IN<63A INST.A/0,5 3,5M | 328.5 | 1 | 1 | 2 | NR | 8011564061637 | 85362010 | 2DN06 | Energy | 2DN | ENERGY | 2DN13G | DIN RAIL MODULAR DEV | 2DN13G20F | BLOQ DIFERENC. | 2DN13G20F323 | ADD-ON RCD TYPE A
GW94563 | BD 2P IN<63A SELECT.A/0,3 2M | 306 | 1 | 1 | 2 | NR | 8011564061705 | 85362010 | 2DN06 | Energy | 2DN | ENERGY | 2DN13G | DIN RAIL MODULAR DEV | 2DN13G20F | BLOQ DIFERENC. | 2DN13G20F325 | ADD-ON RCD TYP.SELEC
GW94565 | BD 2P IN<63A SELECT.A/1 2M | 337 | 1 | 1 | 2 | NR | 8011564061736 | 85362010 | 2DN06 | Energy | 2DN | ENERGY | 2DN13G | DIN RAIL MODULAR DEV | 2DN13G20F | BLOQ DIFERENC. | 2DN13G20F325 | ADD-ON RCD TYP.SELEC
GW94566 | BD 2P IN<63A IMMUN.A/0,03 2M | 305 | 1 | 1 | 2 | NR | 8011564761971 | 85362010 | 2DN06 | Energy | 2DN | ENERGY | 2DN13G | DIN RAIL MODULAR DEV | 2DN13G20F | BLOQ DIFERENC. | 2DN13G20F332 | ADD-ON RCD TYPE IR
GW94583 | BD 4P IN<63A SELECT.A/0,3 3,5M | 493.5 | 1 | 1 | 2 | NR | 8011564061729 | 85362010 | 2DN06 | Energy | 2DN | ENERGY | 2DN13G | DIN RAIL MODULAR DEV | 2DN13G20F | BLOQ DIFERENC. | 2DN13G20F325 | ADD-ON RCD TYP.SELEC
GW94585 | BD 4P IN<63A SELECT.A/1 3,5M | 541 | 1 | 1 | 2 | NR | 8011564061750 | 85362010 | 2DN06 | Energy | 2DN | ENERGY | 2DN13G | DIN RAIL MODULAR DEV | 2DN13G20F | BLOQ DIFERENC. | 2DN13G20F325 | ADD-ON RCD TYP.SELEC
GW94586 | BD 4P IN<63A IMMUN.A/0,03 3,5M | 487.5 | 1 | 1 | 2 | NR | 8011564761995 | 85362010 | 2DN06 | Energy | 2DN | ENERGY | 2DN13G | DIN RAIL MODULAR DEV | 2DN13G20F | BLOQ DIFERENC. | 2DN13G20F332 | ADD-ON RCD TYPE IR
GW94595 | BD 3P IN<63A IMMUN.A/0,03 3,5M | 466.5 | 1 | 1 | 2 | NR | 8011564761988 | 85362010 | 2DN06 | Energy | 2DN | ENERGY | 2DN13G | DIN RAIL MODULAR DEV | 2DN13G20F | BLOQ DIFERENC. | 2DN13G20F332 | ADD-ON RCD TYPE IR
GW94598 | BD 3P IN<63A SELECT.A/0,3 3,5M | 461.5 | 1 | 1 | 2 | NR | 8011564061712 | 85362010 | 2DN06 | Energy | 2DN | ENERGY | 2DN13G | DIN RAIL MODULAR DEV | 2DN13G20F | BLOQ DIFERENC. | 2DN13G20F325 | ADD-ON RCD TYP.SELEC
GW94600 | BD 3P IN<63A SELECT.A/1 3,5M | 507 | 1 | 1 | 2 | NR | 8011564061743 | 85362010 | 2DN06 | Energy | 2DN | ENERGY | 2DN13G | DIN RAIL MODULAR DEV | 2DN13G20F | BLOQ DIFERENC. | 2DN13G20F325 | ADD-ON RCD TYP.SELEC
GW94662 | IDP 4P 25A INSTANT.AC/0,03 3M | 390.5 | 1 | 1 | 4 | NR | 8011564214354 | 85362010 | 2DN08 | Energy | 2DN | ENERGY | 2DN13G | DIN RAIL MODULAR DEV | 2DN13G19F | RCCB | 2DN13G19F331 | RCCB TYPE AC
GW94664 | IDP 4P 25A INSTANT.AC/0,3 3M | 365.5 | 1 | 1 | 4 | NR | 8011564214361 | 85362010 | 2DN08 | Energy | 2DN | ENERGY | 2DN13G | DIN RAIL MODULAR DEV | 2DN13G19F | RCCB | 2DN13G19F331 | RCCB TYPE AC
GW94667 | IDP 4P 40A INSTANT.AC/0,03 3M | 438 | 1 | 1 | 4 | NR | 8011564214378 | 85362010 | 2DN08 | Energy | 2DN | ENERGY | 2DN13G | DIN RAIL MODULAR DEV | 2DN13G19F | RCCB | 2DN13G19F331 | RCCB TYPE AC
GW94668 | IDP 4P 40A INSTANT.AC/0,1 3M. | 438 | 1 | 1 | 4 | NR | 8011564214385 | 85362010 | 2DN08 | Energy | 2DN | ENERGY | 2DN13G | DIN RAIL MODULAR DEV | 2DN13G19F | RCCB | 2DN13G19F331 | RCCB TYPE AC
GW94669 | IDP 4P 40A INSTANT.AC/0,3 3M | 403 | 1 | 1 | 4 | NR | 8011564214392 | 85362010 | 2DN08 | Energy | 2DN | ENERGY | 2DN13G | DIN RAIL MODULAR DEV | 2DN13G19F | RCCB | 2DN13G19F331 | RCCB TYPE AC
GW94670 | IDP 4P 40A INSTANT.AC/0,5 3M | 403 | 1 | 1 | 4 | NR | 8011564214408 | 85362010 | 2DN08 | Energy | 2DN | ENERGY | 2DN13G | DIN RAIL MODULAR DEV | 2DN13G19F | RCCB | 2DN13G19F331 | RCCB TYPE AC
GW94761K | SD 4P 80A INSTANT.AC/0,03 4M | 751 | 1 | 1 | 3 | NR | 8011564729612 | 85362090 | 2DN08 | Energy | 2DN | ENERGY | 2DN13G | DIN RAIL MODULAR DEV | 2DN13G19F | RCCB | 2DN13G19F331 | RCCB TYPE AC
GW94766K | SD 4P 80A INSTANT.AC/0,3 4M | 739.5 | 1 | 1 | 3 | NR | 8011564729629 | 85362090 | 2DN08 | Energy | 2DN | ENERGY | 2DN13G | DIN RAIL MODULAR DEV | 2DN13G19F | RCCB | 2DN13G19F331 | RCCB TYPE AC
GW94777K | SD 4P 100A INSTANT.AC/0,03 4M | 804.5 | 1 | 1 | 3 | NR | 8011564729636 | 85362090 | 2DN08 | Energy | 2DN | ENERGY | 2DN13G | DIN RAIL MODULAR DEV | 2DN13G19F | RCCB | 2DN13G19F331 | RCCB TYPE AC
GW94779K | SD 4P 100A INSTANT.AC/0,3 4M | 794.5 | 1 | 1 | 3 | NR | 8011564729643 | 85362090 | 2DN08 | Energy | 2DN | ENERGY | 2DN13G | DIN RAIL MODULAR DEV | 2DN13G19F | RCCB | 2DN13G19F331 | RCCB TYPE AC
GW94867 | IDP 4P 25A INSTANT.A/0,03 3M | 452.5 | 1 | 1 | 4 | NR | 8011564214422 | 85362010 | 2DN08 | Energy | 2DN | ENERGY | 2DN13G | DIN RAIL MODULAR DEV | 2DN13G19F | RCCB | 2DN13G19F333 | RCCB TYPE A
GW94869 | IDP 4P 25A INSTANT.A/0,3 3M | 417 | 1 | 1 | 4 | NR | 8011564214439 | 85362010 | 2DN08 | Energy | 2DN | ENERGY | 2DN13G | DIN RAIL MODULAR DEV | 2DN13G19F | RCCB | 2DN13G19F333 | RCCB TYPE A
GW94897 | IDP 4P 40A INSTANT.A/0,03 3M | 505 | 1 | 1 | 4 | NR | 8011564214446 | 85362010 | 2DN08 | Energy | 2DN | ENERGY | 2DN13G | DIN RAIL MODULAR DEV | 2DN13G19F | RCCB | 2DN13G19F333 | RCCB TYPE A
GW94898 | IDP 4P.40A INSTANT.A/0,1 3M. | 505 | 1 | 1 | 4 | NR | 8011564214453 | 85362010 | 2DN08 | Energy | 2DN | ENERGY | 2DN13G | DIN RAIL MODULAR DEV | 2DN13G19F | RCCB | 2DN13G19F333 | RCCB TYPE A
GW94899 | IDP 4P 40A INSTANT.A/0,3 3M | 473 | 1 | 1 | 4 | NR | 8011564214460 | 85362010 | 2DN08 | Energy | 2DN | ENERGY | 2DN13G | DIN RAIL MODULAR DEV | 2DN13G19F | RCCB | 2DN13G19F333 | RCCB TYPE A
GW94900 | IDP 4P 40A INSTANT.A/0,5 3M | 473 | 1 | 1 | 4 | NR | 8011564214477 | 85362010 | 2DN08 | Energy | 2DN | ENERGY | 2DN13G | DIN RAIL MODULAR DEV | 2DN13G19F | RCCB | 2DN13G19F333 | RCCB TYPE A
GW94957K | SD 4P 100A INSTANT.A/0,03 4M | 955 | 1 | 1 | 3 | NR | 8011564729650 | 85362090 | 2DN08 | Energy | 2DN | ENERGY | 2DN13G | DIN RAIL MODULAR DEV | 2DN13G19F | RCCB | 2DN13G19F333 | RCCB TYPE A
GW94959K | SD 4P 100A INSTANT.A/0,3 4M | 944.5 | 1 | 1 | 3 | NR | 8011564729667 | 85362090 | 2DN08 | Energy | 2DN | ENERGY | 2DN13G | DIN RAIL MODULAR DEV | 2DN13G19F | RCCB | 2DN13G19F333 | RCCB TYPE A
GW94996K | SD 4P 100A SELECT.O A/0,3 4M | 1246.5 | 1 | 1 | 3 | NR | 8034035087790 | 85362090 | 2DN08 | Energy | 2DN | ENERGY | 2DN13G | DIN RAIL MODULAR DEV | 2DN13G19F | RCCB | 2DN13G19F335 | RCCB TYPE A SELECT.
GW95025 | MDC 2P C 6 10.000A/10KA AC/0,03 | 525.5 | 1 | 1 | 6 | NR | 8011564074910 | 85362010 | 2DN08 | Energy | 2DN | ENERGY | 2DN13G | DIN RAIL MODULAR DEV | 2DN13G18F | RCBO | 2DN13G18F315 | RCBO 10 KA
GW95025MA | MDC 2P C6 10.000A/10KA AC/0,03 110V | 556.5 | 1 | 1 | 6 | NR | 8011564290112 | 85362010 | 2DN08 | Energy | 2DN | ENERGY | 2DN13G | DIN RAIL MODULAR DEV | 2DN13G18F | RCBO | 2DN13G18F315 | RCBO 10 KA
GW95026 | MDC 2P C10 10.000A/10KA AC/0,03 | 525.5 | 1 | 1 | 6 | NR | 8011564074927 | 85362010 | 2DN08 | Energy | 2DN | ENERGY | 2DN13G | DIN RAIL MODULAR DEV | 2DN13G18F | RCBO | 2DN13G18F315 | RCBO 10 KA
GW95026MA | MDC 2P C10 10.000A/10KA AC/0,03 110V | 556.5 | 1 | 1 | 6 | NR | 8011564290129 | 85362010 | 2DN08 | Energy | 2DN | ENERGY | 2DN13G | DIN RAIL MODULAR DEV | 2DN13G18F | RCBO | 2DN13G18F315 | RCBO 10 KA
GW95027 | MDC 2P C16 10.000A/10KA AC/0,03 | 525.5 | 1 | 1 | 6 | NR | 8011564074934 | 85362010 | 2DN08 | Energy | 2DN | ENERGY | 2DN13G | DIN RAIL MODULAR DEV | 2DN13G18F | RCBO | 2DN13G18F315 | RCBO 10 KA
GW95027MA | MDC 2P C16 10.000A/10KA AC/0,03 110V | 556.5 | 1 | 1 | 6 | NR | 8011564290136 | 85362010 | 2DN08 | Energy | 2DN | ENERGY | 2DN13G | DIN RAIL MODULAR DEV | 2DN13G18F | RCBO | 2DN13G18F315 | RCBO 10 KA
GW95028 | MDC 2P C20 10.000A/10KA AC/0,03 | 525.5 | 1 | 1 | 6 | NR | 8011564074941 | 85362010 | 2DN08 | Energy | 2DN | ENERGY | 2DN13G | DIN RAIL MODULAR DEV | 2DN13G18F | RCBO | 2DN13G18F315 | RCBO 10 KA
GW95028MA | MDC 2P C20 10.000A/10KA AC/0,03 110V | 556.5 | 1 | 1 | 6 | NR | 8011564290143 | 85362010 | 2DN08 | Energy | 2DN | ENERGY | 2DN13G | DIN RAIL MODULAR DEV | 2DN13G18F | RCBO | 2DN13G18F315 | RCBO 10 KA
GW95029 | MDC 2P C25 10.000A/10KA AC/0,03 | 525.5 | 1 | 1 | 6 | NR | 8011564074958 | 85362010 | 2DN08 | Energy | 2DN | ENERGY | 2DN13G | DIN RAIL MODULAR DEV | 2DN13G18F | RCBO | 2DN13G18F315 | RCBO 10 KA
GW95029MA | MDC 2P C25 10.000A/10KA AC/0,03 110V | 556.5 | 1 | 1 | 6 | NR | 8011564290150 | 85362010 | 2DN08 | Energy | 2DN | ENERGY | 2DN13G | DIN RAIL MODULAR DEV | 2DN13G18F | RCBO | 2DN13G18F315 | RCBO 10 KA
GW95030 | MDC 2P C32 10.000A/10KA AC/0,03 | 525.5 | 1 | 1 | 6 | NR | 8011564074965 | 85362010 | 2DN08 | Energy | 2DN | ENERGY | 2DN13G | DIN RAIL MODULAR DEV | 2DN13G18F | RCBO | 2DN13G18F315 | RCBO 10 KA
GW95030MA | MDC 2P C32 10.000A/10KA AC/0,03 110V | 556.5 | 1 | 1 | 6 | NR | 8011564290167 | 85362010 | 2DN08 | Energy | 2DN | ENERGY | 2DN13G | DIN RAIL MODULAR DEV | 2DN13G18F | RCBO | 2DN13G18F315 | RCBO 10 KA
GW95031 | MDC 2P C13 10.000A/10KA AC/0,03 | 525.5 | 1 | 1 | 6 | NR | 8011564225718 | 85362010 | 2DN08 | Energy | 2DN | ENERGY | 2DN13G | DIN RAIL MODULAR DEV | 2DN13G18F | RCBO | 2DN13G18F315 | RCBO 10 KA
GW95031MA | MDC 2P C13 10.000A/10KA AC/0,03 110V | 556.5 | 1 | 1 | 6 | NR | 8011564290181 | 85362010 | 2DN08 | Energy | 2DN | ENERGY | 2DN13G | DIN RAIL MODULAR DEV | 2DN13G18F | RCBO | 2DN13G18F315 | RCBO 10 KA
GW95035 | MDC 2P C 6 10.000A/10KA AC/0,3 | 493.5 | 1 | 1 | 6 | NR | 8011564074972 | 85362010 | 2DN08 | Energy | 2DN | ENERGY | 2DN13G | DIN RAIL MODULAR DEV | 2DN13G18F | RCBO | 2DN13G18F315 | RCBO 10 KA
GW95036 | MDC 2P C10 10.000A/10KA AC/0,3 | 493.5 | 1 | 1 | 6 | NR | 8011564074989 | 85362010 | 2DN08 | Energy | 2DN | ENERGY | 2DN13G | DIN RAIL MODULAR DEV | 2DN13G18F | RCBO | 2DN13G18F315 | RCBO 10 KA
GW95037 | MDC 2P C16 10.000A/10KA AC/0,3 | 493.5 | 1 | 1 | 6 | NR | 8011564074996 | 85362010 | 2DN08 | Energy | 2DN | ENERGY | 2DN13G | DIN RAIL MODULAR DEV | 2DN13G18F | RCBO | 2DN13G18F315 | RCBO 10 KA
GW95038 | MDC 2P C20 10.000A/10KA AC/0,3 | 493.5 | 1 | 1 | 6 | NR | 8011564075009 | 85362010 | 2DN08 | Energy | 2DN | ENERGY | 2DN13G | DIN RAIL MODULAR DEV | 2DN13G18F | RCBO | 2DN13G18F315 | RCBO 10 KA
GW95039 | MDC 2P C25 10.000A/10KA AC/0,3 | 493.5 | 1 | 1 | 6 | NR | 8011564075016 | 85362010 | 2DN08 | Energy | 2DN | ENERGY | 2DN13G | DIN RAIL MODULAR DEV | 2DN13G18F | RCBO | 2DN13G18F315 | RCBO 10 KA
GW95040 | MDC 2P C32 10.000A/10KA AC/0,3 | 493.5 | 1 | 1 | 6 | NR | 8011564075023 | 85362010 | 2DN08 | Energy | 2DN | ENERGY | 2DN13G | DIN RAIL MODULAR DEV | 2DN13G18F | RCBO | 2DN13G18F315 | RCBO 10 KA
GW95105 | MDC 1P+N B6 6000A/7,5kA A/0,03 | 510 | 1 | 1 | 6 | NR | 8011564298897 | 85362010 | 2DN08 | Energy | 2DN | ENERGY | 2DN13G | DIN RAIL MODULAR DEV | 2DN13G18F | RCBO | 2DN13G18F313 | RCBO 6 KA
GW95106 | MDC 1P+N B10 6000A/7,5kA A/0,03 | 510 | 1 | 1 | 6 | NR | 8011564298903 | 85362010 | 2DN08 | Energy | 2DN | ENERGY | 2DN13G | DIN RAIL MODULAR DEV | 2DN13G18F | RCBO | 2DN13G18F313 | RCBO 6 KA
GW95107 | MDC 1P+N B16 6000A/7,5kA A/0,03 | 510 | 1 | 1 | 6 | NR | 8011564298910 | 85362010 | 2DN08 | Energy | 2DN | ENERGY | 2DN13G | DIN RAIL MODULAR DEV | 2DN13G18F | RCBO | 2DN13G18F313 | RCBO 6 KA
GW95108 | MDC 1P+N B20 6000A/7,5kA A/0,03 | 510 | 1 | 1 | 6 | NR | 8011564298927 | 85362010 | 2DN08 | Energy | 2DN | ENERGY | 2DN13G | DIN RAIL MODULAR DEV | 2DN13G18F | RCBO | 2DN13G18F313 | RCBO 6 KA
GW95109 | MDC 1P+N B25 6000A/7,5kA A/0,03 | 510 | 1 | 1 | 6 | NR | 8011564298934 | 85362010 | 2DN08 | Energy | 2DN | ENERGY | 2DN13G | DIN RAIL MODULAR DEV | 2DN13G18F | RCBO | 2DN13G18F313 | RCBO 6 KA
GW95110 | MDC 1P+N B32 6000A/7,5kA A/0,03 | 510 | 1 | 1 | 6 | NR | 8011564298941 | 85362010 | 2DN08 | Energy | 2DN | ENERGY | 2DN13G | DIN RAIL MODULAR DEV | 2DN13G18F | RCBO | 2DN13G18F313 | RCBO 6 KA
GW95111 | MDC 1P+N B13 6000A/7,5kA A/0,03 | 510 | 1 | 1 | 6 | NR | 8011564298958 | 85362010 | 2DN08 | Energy | 2DN | ENERGY | 2DN13G | DIN RAIL MODULAR DEV | 2DN13G18F | RCBO | 2DN13G18F313 | RCBO 6 KA
GW95115 | MDC 1P+N B6 6000A/7,5kA A/0,3 | 488.5 | 1 | 1 | 6 | NR | 8011564298965 | 85362010 | 2DN08 | Energy | 2DN | ENERGY | 2DN13G | DIN RAIL MODULAR DEV | 2DN13G18F | RCBO | 2DN13G18F313 | RCBO 6 KA
GW95116 | MDC 1P+N B10 6000A/7,5kA A/0,3 | 488.5 | 1 | 1 | 6 | NR | 8011564298972 | 85362010 | 2DN08 | Energy | 2DN | ENERGY | 2DN13G | DIN RAIL MODULAR DEV | 2DN13G18F | RCBO | 2DN13G18F313 | RCBO 6 KA
GW95117 | MDC 1P+N B16 6000A/7,5kA A/0,3 | 488.5 | 1 | 1 | 6 | NR | 8011564298989 | 85362010 | 2DN08 | Energy | 2DN | ENERGY | 2DN13G | DIN RAIL MODULAR DEV | 2DN13G18F | RCBO | 2DN13G18F313 | RCBO 6 KA
GW95118 | MDC 1P+N B20 6000A/7,5kA A/0,3 | 488.5 | 1 | 1 | 6 | NR | 8011564298996 | 85362010 | 2DN08 | Energy | 2DN | ENERGY | 2DN13G | DIN RAIL MODULAR DEV | 2DN13G18F | RCBO | 2DN13G18F313 | RCBO 6 KA
GW95119 | MDC 1P+N B25 6000A/7,5kA A/0,3 | 488.5 | 1 | 1 | 6 | NR | 8011564299009 | 85362010 | 2DN08 | Energy | 2DN | ENERGY | 2DN13G | DIN RAIL MODULAR DEV | 2DN13G18F | RCBO | 2DN13G18F313 | RCBO 6 KA
GW95120 | MDC 1P+N B32 6000A/7,5kA A/0,3 | 488.5 | 1 | 1 | 6 | NR | 8011564299016 | 85362010 | 2DN08 | Energy | 2DN | ENERGY | 2DN13G | DIN RAIL MODULAR DEV | 2DN13G18F | RCBO | 2DN13G18F313 | RCBO 6 KA
GW95125 | MDC 2P B6 6000A/7,5kA A/0,03 | 559.5 | 1 | 1 | 6 | NR | 8011564299023 | 85362010 | 2DN08 | Energy | 2DN | ENERGY | 2DN13G | DIN RAIL MODULAR DEV | 2DN13G18F | RCBO | 2DN13G18F313 | RCBO 6 KA
GW95126 | MDC 2P B10 6000A/7,5kA A/0,03 | 559.5 | 1 | 1 | 6 | NR | 8011564299030 | 85362010 | 2DN08 | Energy | 2DN | ENERGY | 2DN13G | DIN RAIL MODULAR DEV | 2DN13G18F | RCBO | 2DN13G18F313 | RCBO 6 KA
GW95127 | MDC 2P B16 6000A/7,5kA A/0,03 | 559.5 | 1 | 1 | 6 | NR | 8011564299047 | 85362010 | 2DN08 | Energy | 2DN | ENERGY | 2DN13G | DIN RAIL MODULAR DEV | 2DN13G18F | RCBO | 2DN13G18F313 | RCBO 6 KA
GW95128 | MDC 2P B20 6000A/7,5kA A/0,03 | 559.5 | 1 | 1 | 6 | NR | 8011564299054 | 85362010 | 2DN08 | Energy | 2DN | ENERGY | 2DN13G | DIN RAIL MODULAR DEV | 2DN13G18F | RCBO | 2DN13G18F313 | RCBO 6 KA
GW95129 | MDC 2P B25 6000A/7,5kA A/0,03 | 559.5 | 1 | 1 | 6 | NR | 8011564299061 | 85362010 | 2DN08 | Energy | 2DN | ENERGY | 2DN13G | DIN RAIL MODULAR DEV | 2DN13G18F | RCBO | 2DN13G18F313 | RCBO 6 KA
GW95130 | MDC 2P B32 6000A/7,5kA A/0,03 | 559.5 | 1 | 1 | 6 | NR | 8011564299078 | 85362010 | 2DN08 | Energy | 2DN | ENERGY | 2DN13G | DIN RAIL MODULAR DEV | 2DN13G18F | RCBO | 2DN13G18F313 | RCBO 6 KA
GW95131 | MDC 2P B13 6000A/7,5kA A/0,03 | 559.5 | 1 | 1 | 6 | NR | 8011564299085 | 85362010 | 2DN08 | Energy | 2DN | ENERGY | 2DN13G | DIN RAIL MODULAR DEV | 2DN13G18F | RCBO | 2DN13G18F313 | RCBO 6 KA
GW95135 | MDC 2P B6 6000A/7,5kA A/0,3 | 528.5 | 1 | 1 | 6 | NR | 8011564299092 | 85362010 | 2DN08 | Energy | 2DN | ENERGY | 2DN13G | DIN RAIL MODULAR DEV | 2DN13G18F | RCBO | 2DN13G18F313 | RCBO 6 KA
GW95136 | MDC 2P B10 6000A/7,5kA A/0,3 | 528.5 | 1 | 1 | 6 | NR | 8011564299108 | 85362010 | 2DN08 | Energy | 2DN | ENERGY | 2DN13G | DIN RAIL MODULAR DEV | 2DN13G18F | RCBO | 2DN13G18F313 | RCBO 6 KA
GW95137 | MDC 2P B16 6000A/7,5kA A/0,3 | 528.5 | 1 | 1 | 6 | NR | 8011564299115 | 85362010 | 2DN08 | Energy | 2DN | ENERGY | 2DN13G | DIN RAIL MODULAR DEV | 2DN13G18F | RCBO | 2DN13G18F313 | RCBO 6 KA
GW95138 | MDC 2P B20 6000A/7,5kA A/0,3 | 528.5 | 1 | 1 | 6 | NR | 8011564299122 | 85362010 | 2DN08 | Energy | 2DN | ENERGY | 2DN13G | DIN RAIL MODULAR DEV | 2DN13G18F | RCBO | 2DN13G18F313 | RCBO 6 KA
GW95139 | MDC 2P B25 6000A/7,5kA A/0,3 | 528.5 | 1 | 1 | 6 | NR | 8011564299139 | 85362010 | 2DN08 | Energy | 2DN | ENERGY | 2DN13G | DIN RAIL MODULAR DEV | 2DN13G18F | RCBO | 2DN13G18F313 | RCBO 6 KA
GW95140 | MDC 2P B32 6000A/7,5kA A/0,3 | 528.5 | 1 | 1 | 6 | NR | 8011564299146 | 85362010 | 2DN08 | Energy | 2DN | ENERGY | 2DN13G | DIN RAIL MODULAR DEV | 2DN13G18F | RCBO | 2DN13G18F313 | RCBO 6 KA
GW95145 | MDC 3P B6 6000A/6kA A/0,03 | 1027 | 1 | 1 | 4 | NR | 8011564420007 | 85362010 | 2DN08 | Energy | 2DN | ENERGY | 2DN13G | DIN RAIL MODULAR DEV | 2DN13G18F | RCBO | 2DN13G18F313 | RCBO 6 KA
GW95146 | MDC 3P B10 6000A/6kA A/0,03 | 1027 | 1 | 1 | 4 | NR | 8011564420014 | 85362010 | 2DN08 | Energy | 2DN | ENERGY | 2DN13G | DIN RAIL MODULAR DEV | 2DN13G18F | RCBO | 2DN13G18F313 | RCBO 6 KA
GW95147 | MDC 3P B16 6000A/6kA A/0,03 | 1027 | 1 | 1 | 4 | NR | 8011564420021 | 85362010 | 2DN08 | Energy | 2DN | ENERGY | 2DN13G | DIN RAIL MODULAR DEV | 2DN13G18F | RCBO | 2DN13G18F313 | RCBO 6 KA
GW95148 | MDC 3P B20 6000A/6kA A/0,03 | 1027 | 1 | 1 | 4 | NR | 8011564420038 | 85362010 | 2DN08 | Energy | 2DN | ENERGY | 2DN13G | DIN RAIL MODULAR DEV | 2DN13G18F | RCBO | 2DN13G18F313 | RCBO 6 KA
GW95149 | MDC 3P B25 6000A/6kA A/0,03 | 1027 | 1 | 1 | 4 | NR | 8011564420045 | 85362010 | 2DN08 | Energy | 2DN | ENERGY | 2DN13G | DIN RAIL MODULAR DEV | 2DN13G18F | RCBO | 2DN13G18F313 | RCBO 6 KA
GW95150 | MDC 3P B32 6000A/6kA A/0,03 | 1027 | 1 | 1 | 4 | NR | 8011564420052 | 85362010 | 2DN08 | Energy | 2DN | ENERGY | 2DN13G | DIN RAIL MODULAR DEV | 2DN13G18F | RCBO | 2DN13G18F313 | RCBO 6 KA
GW95151 | MDC 3P B13 6000A/6kA A/0,03 | 1027 | 1 | 1 | 4 | NR | 8011564420069 | 85362010 | 2DN08 | Energy | 2DN | ENERGY | 2DN13G | DIN RAIL MODULAR DEV | 2DN13G18F | RCBO | 2DN13G18F313 | RCBO 6 KA
GW95155 | MDC 3P B6 6000A/6kA A/0,3 | 969.5 | 1 | 1 | 4 | NR | 8011564420076 | 85362010 | 2DN08 | Energy | 2DN | ENERGY | 2DN13G | DIN RAIL MODULAR DEV | 2DN13G18F | RCBO | 2DN13G18F313 | RCBO 6 KA
GW95156 | MDC 3P B10 6000A/6kA A/0,3 | 969.5 | 1 | 1 | 4 | NR | 8011564420083 | 85362010 | 2DN08 | Energy | 2DN | ENERGY | 2DN13G | DIN RAIL MODULAR DEV | 2DN13G18F | RCBO | 2DN13G18F313 | RCBO 6 KA
GW95157 | MDC 3P B16 6000A/6kA A/0,3 | 969.5 | 1 | 1 | 4 | NR | 8011564420090 | 85362010 | 2DN08 | Energy | 2DN | ENERGY | 2DN13G | DIN RAIL MODULAR DEV | 2DN13G18F | RCBO | 2DN13G18F313 | RCBO 6 KA
GW95158 | MDC 3P B20 6000A/6kA A/0,3 | 969.5 | 1 | 1 | 4 | NR | 8011564420106 | 85362010 | 2DN08 | Energy | 2DN | ENERGY | 2DN13G | DIN RAIL MODULAR DEV | 2DN13G18F | RCBO | 2DN13G18F313 | RCBO 6 KA
GW95159 | MDC 3P B25 6000A/6kA A/0,3 | 969.5 | 1 | 1 | 4 | NR | 8011564420113 | 85362010 | 2DN08 | Energy | 2DN | ENERGY | 2DN13G | DIN RAIL MODULAR DEV | 2DN13G18F | RCBO | 2DN13G18F313 | RCBO 6 KA
GW95160 | MDC 3P B32 6000A/6kA A/0,3 | 969.5 | 1 | 1 | 4 | NR | 8011564420120 | 85362010 | 2DN08 | Energy | 2DN | ENERGY | 2DN13G | DIN RAIL MODULAR DEV | 2DN13G18F | RCBO | 2DN13G18F313 | RCBO 6 KA
GW95165 | MDC 4P B6 6000A/6kA A/0,03 | 1174 | 1 | 1 | 3 | NR | 8011564299344 | 85362010 | 2DN08 | Energy | 2DN | ENERGY | 2DN13G | DIN RAIL MODULAR DEV | 2DN13G18F | RCBO | 2DN13G18F313 | RCBO 6 KA
GW95166 | MDC 4P B10 6000A/6kA A/0,03 | 1174 | 1 | 1 | 3 | NR | 8011564299351 | 85362010 | 2DN08 | Energy | 2DN | ENERGY | 2DN13G | DIN RAIL MODULAR DEV | 2DN13G18F | RCBO | 2DN13G18F313 | RCBO 6 KA
GW95167 | MDC 4P B16 6000A/6kA A/0,03 | 1174 | 1 | 1 | 3 | NR | 8011564299368 | 85362010 | 2DN08 | Energy | 2DN | ENERGY | 2DN13G | DIN RAIL MODULAR DEV | 2DN13G18F | RCBO | 2DN13G18F313 | RCBO 6 KA
GW95168 | MDC 4P B20 6000A/6kA A/0,03 | 1174 | 1 | 1 | 3 | NR | 8011564299375 | 85362010 | 2DN08 | Energy | 2DN | ENERGY | 2DN13G | DIN RAIL MODULAR DEV | 2DN13G18F | RCBO | 2DN13G18F313 | RCBO 6 KA
GW95169 | MDC 4P B25 6000A/6kA A/0,03 | 1174 | 1 | 1 | 3 | NR | 8011564299382 | 85362010 | 2DN08 | Energy | 2DN | ENERGY | 2DN13G | DIN RAIL MODULAR DEV | 2DN13G18F | RCBO | 2DN13G18F313 | RCBO 6 KA
GW95170 | MDC 4P B32 6000A/6kA A/0,03 | 1174 | 1 | 1 | 3 | NR | 8011564299399 | 85362010 | 2DN08 | Energy | 2DN | ENERGY | 2DN13G | DIN RAIL MODULAR DEV | 2DN13G18F | RCBO | 2DN13G18F313 | RCBO 6 KA
GW95171 | MDC 4P B13 6000A/6kA A/0,03 | 1174 | 1 | 1 | 3 | NR | 8011564299405 | 85362010 | 2DN08 | Energy | 2DN | ENERGY | 2DN13G | DIN RAIL MODULAR DEV | 2DN13G18F | RCBO | 2DN13G18F313 | RCBO 6 KA
GW95175 | MDC 4P B6 6000A/6kA A/0,3 | 1123 | 1 | 1 | 3 | NR | 8011564299412 | 85362010 | 2DN08 | Energy | 2DN | ENERGY | 2DN13G | DIN RAIL MODULAR DEV | 2DN13G18F | RCBO | 2DN13G18F313 | RCBO 6 KA
GW95176 | MDC 4P B10 6000A/6kA A/0,3 | 1123 | 1 | 1 | 3 | NR | 8011564299429 | 85362010 | 2DN08 | Energy | 2DN | ENERGY | 2DN13G | DIN RAIL MODULAR DEV | 2DN13G18F | RCBO | 2DN13G18F313 | RCBO 6 KA
GW95177 | MDC 4P B16 6000A/6kA A/0,3 | 1123 | 1 | 1 | 3 | NR | 8011564299436 | 85362010 | 2DN08 | Energy | 2DN | ENERGY | 2DN13G | DIN RAIL MODULAR DEV | 2DN13G18F | RCBO | 2DN13G18F313 | RCBO 6 KA
GW95178 | MDC 4P B20 6000A/6kA A/0,3 | 1123 | 1 | 1 | 3 | NR | 8011564299443 | 85362010 | 2DN08 | Energy | 2DN | ENERGY | 2DN13G | DIN RAIL MODULAR DEV | 2DN13G18F | RCBO | 2DN13G18F313 | RCBO 6 KA
GW95179 | MDC 4P B25 6000A/6kA A/0,3 | 1123 | 1 | 1 | 3 | NR | 8011564299450 | 85362010 | 2DN08 | Energy | 2DN | ENERGY | 2DN13G | DIN RAIL MODULAR DEV | 2DN13G18F | RCBO | 2DN13G18F313 | RCBO 6 KA
GW95180 | MDC 4P B32 6000A/6kA A/0,3 | 1123 | 1 | 1 | 3 | NR | 8011564299467 | 85362010 | 2DN08 | Energy | 2DN | ENERGY | 2DN13G | DIN RAIL MODULAR DEV | 2DN13G18F | RCBO | 2DN13G18F313 | RCBO 6 KA
GW95225 | MDC 2P C 6 10.000A/10KA A/0,03 | 670.5 | 1 | 1 | 6 | NR | 8011564075153 | 85362010 | 2DN08 | Energy | 2DN | ENERGY | 2DN13G | DIN RAIL MODULAR DEV | 2DN13G18F | RCBO | 2DN13G18F315 | RCBO 10 KA
GW95225MA | MDC 2P C6 10.000A/10KA A/0,03 110V | 670.5 | 1 | 1 | 6 | NR | 8011564290259 | 85362010 | 2DN08 | Energy | 2DN | ENERGY | 2DN13G | DIN RAIL MODULAR DEV | 2DN13G18F | RCBO | 2DN13G18F315 | RCBO 10 KA
GW95226 | MDC 2P C10 10.000A/10KA A/0,03 | 670.5 | 1 | 1 | 6 | NR | 8011564075160 | 85362010 | 2DN08 | Energy | 2DN | ENERGY | 2DN13G | DIN RAIL MODULAR DEV | 2DN13G18F | RCBO | 2DN13G18F315 | RCBO 10 KA
GW95226MA | MDC 2P C10 10.000A/10KA A/0,03 110V | 670.5 | 1 | 1 | 6 | NR | 8011564290266 | 85362010 | 2DN08 | Energy | 2DN | ENERGY | 2DN13G | DIN RAIL MODULAR DEV | 2DN13G18F | RCBO | 2DN13G18F315 | RCBO 10 KA
GW95227 | MDC 2P C16 10.000A/10KA A/0,03 | 670.5 | 1 | 1 | 6 | NR | 8011564075177 | 85362010 | 2DN08 | Energy | 2DN | ENERGY | 2DN13G | DIN RAIL MODULAR DEV | 2DN13G18F | RCBO | 2DN13G18F315 | RCBO 10 KA
GW95227MA | MDC 2P C16 10.000A/10KA A/0,03 110V | 670.5 | 1 | 1 | 6 | NR | 8011564290273 | 85362010 | 2DN08 | Energy | 2DN | ENERGY | 2DN13G | DIN RAIL MODULAR DEV | 2DN13G18F | RCBO | 2DN13G18F315 | RCBO 10 KA
GW95228 | MDC 2P C20 10.000A/10KA A/0,03 | 670.5 | 1 | 1 | 6 | NR | 8011564075184 | 85362010 | 2DN08 | Energy | 2DN | ENERGY | 2DN13G | DIN RAIL MODULAR DEV | 2DN13G18F | RCBO | 2DN13G18F315 | RCBO 10 KA
GW95228MA | MDC 2P C20 10.000A/10KA A/0,03 110V | 670.5 | 1 | 1 | 6 | NR | 8011564290280 | 85362010 | 2DN08 | Energy | 2DN | ENERGY | 2DN13G | DIN RAIL MODULAR DEV | 2DN13G18F | RCBO | 2DN13G18F315 | RCBO 10 KA
GW95229 | MDC 2P C25 10.000A/10KA A/0,03 | 670.5 | 1 | 1 | 6 | NR | 8011564075191 | 85362010 | 2DN08 | Energy | 2DN | ENERGY | 2DN13G | DIN RAIL MODULAR DEV | 2DN13G18F | RCBO | 2DN13G18F315 | RCBO 10 KA
GW95229MA | MDC 2P C25 10.000A/10KA A/0,03 110V | 670.5 | 1 | 1 | 6 | NR | 8011564290297 | 85362010 | 2DN08 | Energy | 2DN | ENERGY | 2DN13G | DIN RAIL MODULAR DEV | 2DN13G18F | RCBO | 2DN13G18F315 | RCBO 10 KA
GW95230 | MDC 2P C32 10.000A/10KA A/0,03 | 670.5 | 1 | 1 | 6 | NR | 8011564075207 | 85362010 | 2DN08 | Energy | 2DN | ENERGY | 2DN13G | DIN RAIL MODULAR DEV | 2DN13G18F | RCBO | 2DN13G18F315 | RCBO 10 KA
GW95230MA | MDC 2P C32 10.000A/10KA A/0,03 110V | 670.5 | 1 | 1 | 6 | NR | 8011564290303 | 85362010 | 2DN08 | Energy | 2DN | ENERGY | 2DN13G | DIN RAIL MODULAR DEV | 2DN13G18F | RCBO | 2DN13G18F315 | RCBO 10 KA
GW95231 | MDC 2P C13 10.000A/10KA A/0,03 | 670.5 | 1 | 1 | 6 | NR | 8011564225732 | 85362010 | 2DN08 | Energy | 2DN | ENERGY | 2DN13G | DIN RAIL MODULAR DEV | 2DN13G18F | RCBO | 2DN13G18F315 | RCBO 10 KA
GW95231MA | MDC 2P C13 10.000A/10KA A/0,03 110V | 670.5 | 1 | 1 | 6 | NR | 8011564290310 | 85362010 | 2DN08 | Energy | 2DN | ENERGY | 2DN13G | DIN RAIL MODULAR DEV | 2DN13G18F | RCBO | 2DN13G18F315 | RCBO 10 KA
GW95235 | MDC 2P C 6 10.000A/10KA A/0,3 | 629.5 | 1 | 1 | 6 | NR | 8011564075214 | 85362010 | 2DN08 | Energy | 2DN | ENERGY | 2DN13G | DIN RAIL MODULAR DEV | 2DN13G18F | RCBO | 2DN13G18F315 | RCBO 10 KA
GW95236 | MDC 2P C10 10.000A/10KA A/0,3 | 629.5 | 1 | 1 | 6 | NR | 8011564075221 | 85362010 | 2DN08 | Energy | 2DN | ENERGY | 2DN13G | DIN RAIL MODULAR DEV | 2DN13G18F | RCBO | 2DN13G18F315 | RCBO 10 KA
GW95237 | MDC 2P C16 10.000A/10KA A/0,3 | 629.5 | 1 | 1 | 6 | NR | 8011564075238 | 85362010 | 2DN08 | Energy | 2DN | ENERGY | 2DN13G | DIN RAIL MODULAR DEV | 2DN13G18F | RCBO | 2DN13G18F315 | RCBO 10 KA
GW95238 | MDC 2P C20 10.000A/10KA A/0,3 | 629.5 | 1 | 1 | 6 | NR | 8011564075245 | 85362010 | 2DN08 | Energy | 2DN | ENERGY | 2DN13G | DIN RAIL MODULAR DEV | 2DN13G18F | RCBO | 2DN13G18F315 | RCBO 10 KA
GW95239 | MDC 2P C25 10.000A/10KA A/0,3 | 629.5 | 1 | 1 | 6 | NR | 8011564075252 | 85362010 | 2DN08 | Energy | 2DN | ENERGY | 2DN13G | DIN RAIL MODULAR DEV | 2DN13G18F | RCBO | 2DN13G18F315 | RCBO 10 KA
GW95240 | MDC 2P C32 10.000A/10KA A/0,3 | 629.5 | 1 | 1 | 6 | NR | 8011564075269 | 85362010 | 2DN08 | Energy | 2DN | ENERGY | 2DN13G | DIN RAIL MODULAR DEV | 2DN13G18F | RCBO | 2DN13G18F315 | RCBO 10 KA
GW95245 | MDC 3P C6 10.000A/10KA A/0,03 230V | 1205.5 | 1 | 1 | 4 | NR | 8011564825116 | 85362010 | 2DN08 | Energy | 2DN | ENERGY | 2DN13G | DIN RAIL MODULAR DEV | 2DN13G18F | RCBO | 2DN13G18F315 | RCBO 10 KA
GW95246 | MDC 3P C10 10.000A/10KA A/0,03 230V | 1205.5 | 1 | 1 | 4 | NR | 8011564825123 | 85362010 | 2DN08 | Energy | 2DN | ENERGY | 2DN13G | DIN RAIL MODULAR DEV | 2DN13G18F | RCBO | 2DN13G18F315 | RCBO 10 KA
GW95247 | MDC 3P C16 10.000A/10KA A/0,03 230V | 1205.5 | 1 | 1 | 4 | NR | 8011564825130 | 85362010 | 2DN08 | Energy | 2DN | ENERGY | 2DN13G | DIN RAIL MODULAR DEV | 2DN13G18F | RCBO | 2DN13G18F315 | RCBO 10 KA
GW95248 | MDC 3P C20 10.000A/10KA A/0,03 230V | 1205.5 | 1 | 1 | 4 | NR | 8011564825147 | 85362010 | 2DN08 | Energy | 2DN | ENERGY | 2DN13G | DIN RAIL MODULAR DEV | 2DN13G18F | RCBO | 2DN13G18F315 | RCBO 10 KA
GW95249 | MDC 3P C25 10.000A/10KA A/0,03 230V | 1205.5 | 1 | 1 | 4 | NR | 8011564825154 | 85362010 | 2DN08 | Energy | 2DN | ENERGY | 2DN13G | DIN RAIL MODULAR DEV | 2DN13G18F | RCBO | 2DN13G18F315 | RCBO 10 KA
GW95250 | MDC 3P C32 10.000A/10KA A/0,03 230V | 1205.5 | 1 | 1 | 4 | NR | 8011564825161 | 85362010 | 2DN08 | Energy | 2DN | ENERGY | 2DN13G | DIN RAIL MODULAR DEV | 2DN13G18F | RCBO | 2DN13G18F315 | RCBO 10 KA
GW95325 | MDC 2P B6 10000A/10kA A/0,03 | 670.5 | 1 | 1 | 6 | NR | 8011564299214 | 85362010 | 2DN08 | Energy | 2DN | ENERGY | 2DN13G | DIN RAIL MODULAR DEV | 2DN13G18F | RCBO | 2DN13G18F315 | RCBO 10 KA
GW95326 | MDC 2P B10 10000A/10kA A/0,03 | 670.5 | 1 | 1 | 6 | NR | 8011564299221 | 85362010 | 2DN08 | Energy | 2DN | ENERGY | 2DN13G | DIN RAIL MODULAR DEV | 2DN13G18F | RCBO | 2DN13G18F315 | RCBO 10 KA
GW95327 | MDC 2P B16 10000A/10kA A/0,03 | 670.5 | 1 | 1 | 6 | NR | 8011564299238 | 85362010 | 2DN08 | Energy | 2DN | ENERGY | 2DN13G | DIN RAIL MODULAR DEV | 2DN13G18F | RCBO | 2DN13G18F315 | RCBO 10 KA
GW95328 | MDC 2P B20 10000A/10kA A/0,03 | 670.5 | 1 | 1 | 6 | NR | 8011564299245 | 85362010 | 2DN08 | Energy | 2DN | ENERGY | 2DN13G | DIN RAIL MODULAR DEV | 2DN13G18F | RCBO | 2DN13G18F315 | RCBO 10 KA
GW95329 | MDC 2P B25 10000A/10kA A/0,03 | 670.5 | 1 | 1 | 6 | NR | 8011564299252 | 85362010 | 2DN08 | Energy | 2DN | ENERGY | 2DN13G | DIN RAIL MODULAR DEV | 2DN13G18F | RCBO | 2DN13G18F315 | RCBO 10 KA
GW95330 | MDC 2P B32 10000A/10kA A/0,03 | 670.5 | 1 | 1 | 6 | NR | 8011564299269 | 85362010 | 2DN08 | Energy | 2DN | ENERGY | 2DN13G | DIN RAIL MODULAR DEV | 2DN13G18F | RCBO | 2DN13G18F315 | RCBO 10 KA
GW95331 | MDC 2P B13 10000A/10kA A/0,03 | 670.5 | 1 | 1 | 6 | NR | 8011564299276 | 85362010 | 2DN08 | Energy | 2DN | ENERGY | 2DN13G | DIN RAIL MODULAR DEV | 2DN13G18F | RCBO | 2DN13G18F315 | RCBO 10 KA
GW95335 | MDC 2P B6 10000A/10kA A/0,3 | 629.5 | 1 | 1 | 6 | NR | 8011564299283 | 85362010 | 2DN08 | Energy | 2DN | ENERGY | 2DN13G | DIN RAIL MODULAR DEV | 2DN13G18F | RCBO | 2DN13G18F315 | RCBO 10 KA
GW95336 | MDC 2P B10 10000A/10kA A/0,3 | 629.5 | 1 | 1 | 6 | NR | 8011564299290 | 85362010 | 2DN08 | Energy | 2DN | ENERGY | 2DN13G | DIN RAIL MODULAR DEV | 2DN13G18F | RCBO | 2DN13G18F315 | RCBO 10 KA
GW95337 | MDC 2P B16 10000A/10kA A/0,3 | 629.5 | 1 | 1 | 6 | NR | 8011564299306 | 85362010 | 2DN08 | Energy | 2DN | ENERGY | 2DN13G | DIN RAIL MODULAR DEV | 2DN13G18F | RCBO | 2DN13G18F315 | RCBO 10 KA
GW95338 | MDC 2P B20 10000A/10kA A/0,3 | 629.5 | 1 | 1 | 6 | NR | 8011564299313 | 85362010 | 2DN08 | Energy | 2DN | ENERGY | 2DN13G | DIN RAIL MODULAR DEV | 2DN13G18F | RCBO | 2DN13G18F315 | RCBO 10 KA
GW95339 | MDC 2P B25 10000A/10kA A/0,3 | 629.5 | 1 | 1 | 6 | NR | 8011564299320 | 85362010 | 2DN08 | Energy | 2DN | ENERGY | 2DN13G | DIN RAIL MODULAR DEV | 2DN13G18F | RCBO | 2DN13G18F315 | RCBO 10 KA
GW95340 | MDC 2P B32 10000A/10kA A/0,3 | 629.5 | 1 | 1 | 6 | NR | 8011564299337 | 85362010 | 2DN08 | Energy | 2DN | ENERGY | 2DN13G | DIN RAIL MODULAR DEV | 2DN13G18F | RCBO | 2DN13G18F315 | RCBO 10 KA
GW95408 | BDHP 2P In<100A INSTANT.AC/0,3 4M | 296.5 | 1 | 1 | 2 | NR | 8011564116092 | 85362090 | 2DN06 | Energy | 2DN | ENERGY | 2DN13G | DIN RAIL MODULAR DEV | 2DN13G20F | BLOQ DIFERENC. | 2DN13G20F326 | ADD-ON RCD TYP.AC HP
GW95416 | BDHP 3P In<100A INSTANT.AC/0,03 6M | 540 | 1 | 1 | 2 | NR | 8011564116313 | 85362090 | 2DN06 | Energy | 2DN | ENERGY | 2DN13G | DIN RAIL MODULAR DEV | 2DN13G20F | BLOQ DIFERENC. | 2DN13G20F326 | ADD-ON RCD TYP.AC HP
GW95418 | BDHP 3P In<100A INSTANT.AC/0,3 6M | 432.5 | 1 | 1 | 2 | NR | 8011564116337 | 85362090 | 2DN06 | Energy | 2DN | ENERGY | 2DN13G | DIN RAIL MODULAR DEV | 2DN13G20F | BLOQ DIFERENC. | 2DN13G20F326 | ADD-ON RCD TYP.AC HP
GW95426 | BDHP 4P In<100A INSTANT.AC/0,03 6M | 555.5 | 1 | 1 | 2 | NR | 8011564116375 | 85362090 | 2DN06 | Energy | 2DN | ENERGY | 2DN13G | DIN RAIL MODULAR DEV | 2DN13G20F | BLOQ DIFERENC. | 2DN13G20F326 | ADD-ON RCD TYP.AC HP
GW95428 | BDHP 4P In<100A INSTANT.AC/0,3 6M | 444 | 1 | 1 | 2 | NR | 8011564116399 | 85362090 | 2DN06 | Energy | 2DN | ENERGY | 2DN13G | DIN RAIL MODULAR DEV | 2DN13G20F | BLOQ DIFERENC. | 2DN13G20F326 | ADD-ON RCD TYP.AC HP
GW95438 | BDHP 2P In<100A INSTANT.A /0,3 4M | 389.5 | 1 | 1 | 2 | NR | 8011564116467 | 85362090 | 2DN06 | Energy | 2DN | ENERGY | 2DN13G | DIN RAIL MODULAR DEV | 2DN13G20F | BLOQ DIFERENC. | 2DN13G20F327 | ADD-ON RCD TYPE A HP
GW95446 | BDHP 3P In<100A INSTANT.A /0,03 6M | 733.5 | 1 | 1 | 2 | NR | 8011564116511 | 85362090 | 2DN06 | Energy | 2DN | ENERGY | 2DN13G | DIN RAIL MODULAR DEV | 2DN13G20F | BLOQ DIFERENC. | 2DN13G20F327 | ADD-ON RCD TYPE A HP
GW95448 | BDHP 3P In<100A INSTANT.A /0,3 6M | 585 | 1 | 1 | 2 | NR | 8011564116535 | 85362090 | 2DN06 | Energy | 2DN | ENERGY | 2DN13G | DIN RAIL MODULAR DEV | 2DN13G20F | BLOQ DIFERENC. | 2DN13G20F327 | ADD-ON RCD TYPE A HP
GW95456 | BDHP 4P In<100A INSTANT.A /0,03 6M | 776 | 1 | 1 | 2 | NR | 8011564116573 | 85362090 | 2DN06 | Energy | 2DN | ENERGY | 2DN13G | DIN RAIL MODULAR DEV | 2DN13G20F | BLOQ DIFERENC. | 2DN13G20F327 | ADD-ON RCD TYPE A HP
GW95458 | BDHP 4P In<100A INSTANT.A /0,3 6M | 626.5 | 1 | 1 | 2 | NR | 8011564116580 | 85362090 | 2DN06 | Energy | 2DN | ENERGY | 2DN13G | DIN RAIL MODULAR DEV | 2DN13G20F | BLOQ DIFERENC. | 2DN13G20F327 | ADD-ON RCD TYPE A HP
GW95468 | BDHP 2P In<100A SEL.A/0,3 4M | 544 | 1 | 1 | 2 | NR | 8011564116610 | 85362090 | 2DN06 | Energy | 2DN | ENERGY | 2DN13G | DIN RAIL MODULAR DEV | 2DN13G20F | BLOQ DIFERENC. | 2DN13G20F328 | ADD-ON RCD TY.SEL HP
GW95470 | BDHP 2P In<100A SEL.A/1 4M | 544 | 1 | 1 | 2 | NR | 8011564116627 | 85362090 | 2DN06 | Energy | 2DN | ENERGY | 2DN13G | DIN RAIL MODULAR DEV | 2DN13G20F | BLOQ DIFERENC. | 2DN13G20F328 | ADD-ON RCD TY.SEL HP
GW95478 | BDHP 3P In<100A SEL.A/0,3 6M | 822 | 1 | 1 | 2 | NR | 8011564116658 | 85362090 | 2DN06 | Energy | 2DN | ENERGY | 2DN13G | DIN RAIL MODULAR DEV | 2DN13G20F | BLOQ DIFERENC. | 2DN13G20F328 | ADD-ON RCD TY.SEL HP
GW95480 | BDHP 3P In<100A SEL.A/1 6M | 822 | 1 | 1 | 2 | NR | 8011564116665 | 85362090 | 2DN06 | Energy | 2DN | ENERGY | 2DN13G | DIN RAIL MODULAR DEV | 2DN13G20F | BLOQ DIFERENC. | 2DN13G20F328 | ADD-ON RCD TY.SEL HP
GW95488 | BDHP 4P In<100A SEL.A/0,3 6M | 875.5 | 1 | 1 | 2 | NR | 8011564116696 | 85362090 | 2DN06 | Energy | 2DN | ENERGY | 2DN13G | DIN RAIL MODULAR DEV | 2DN13G20F | BLOQ DIFERENC. | 2DN13G20F328 | ADD-ON RCD TY.SEL HP
GW95490 | BDHP 4P In<100A SEL.A/1 6M | 875.5 | 1 | 1 | 2 | NR | 8011564116702 | 85362090 | 2DN06 | Energy | 2DN | ENERGY | 2DN13G | DIN RAIL MODULAR DEV | 2DN13G20F | BLOQ DIFERENC. | 2DN13G20F328 | ADD-ON RCD TY.SEL HP
GW95512 | BDHP 4P In<125A REG.A 0,3/3 6M | 1205.5 | 1 | 1 | 2 | NR | 8011564126121 | 85362090 | 2DN06 | Energy | 2DN | ENERGY | 2DN13G | DIN RAIL MODULAR DEV | 2DN13G20F | BLOQ DIFERENC. | 2DN13G20F327 | ADD-ON RCD TYPE A HP
GW95521 | BASE CON INT. DIF. 16A 10MA IP21 | 557.5 | 1 | 1 | 2 | NR | 8034035127748 | 85362010 | 2DN08 | Energy | 2DN | ENERGY | 2DN31G | ENERGY MANAG. OTHERS | 2DN31G81F | SOCKETS WITH RCCB | 2DN31G81F289 | SOCKETS WITH RCCB
GW95521N | BASE CON INT. DIF. 16A 10MA IP21 NEGRO | 557.5 | 1 | 1 | 2 | NR | 8034035140983 | 85362010 | 2DN08 | Energy | 2DN | ENERGY | 2DN31G | ENERGY MANAG. OTHERS | 2DN31G81F | SOCKETS WITH RCCB | 2DN31G81F289 | SOCKETS WITH RCCB
GW95522 | BASE CON INT. DIF. 16A 30MA IP21 | 448.5 | 1 | 1 | 2 | NR | 8034035127755 | 85362010 | 2DN08 | Energy | 2DN | ENERGY | 2DN31G | ENERGY MANAG. OTHERS | 2DN31G81F | SOCKETS WITH RCCB | 2DN31G81F289 | SOCKETS WITH RCCB
GW95522N | BASE CON INT. DIF. 16A 30MA IP21 NEGRO | 448.5 | 1 | 1 | 2 | NR | 8034035140990 | 85362010 | 2DN08 | Energy | 2DN | ENERGY | 2DN31G | ENERGY MANAG. OTHERS | 2DN31G81F | SOCKETS WITH RCCB | 2DN31G81F289 | SOCKETS WITH RCCB
GW95523 | BASE CON INT. DIF. 16A 10MA IP44 | 600.5 | 1 | 1 | 2 | NR | 8034035127762 | 85362010 | 2DN08 | Energy | 2DN | ENERGY | 2DN31G | ENERGY MANAG. OTHERS | 2DN31G81F | SOCKETS WITH RCCB | 2DN31G81F289 | SOCKETS WITH RCCB
GW95523N | BASE CON INT. DIF. 16A 10MA IP44 NEGRO | 600.5 | 1 | 1 | 2 | NR | 8034035141003 | 85362010 | 2DN08 | Energy | 2DN | ENERGY | 2DN31G | ENERGY MANAG. OTHERS | 2DN31G81F | SOCKETS WITH RCCB | 2DN31G81F289 | SOCKETS WITH RCCB
GW95524 | BASE CON INT. DIF. 16A 30MA IP44 | 480 | 1 | 1 | 2 | NR | 8034035127779 | 85362010 | 2DN08 | Energy | 2DN | ENERGY | 2DN31G | ENERGY MANAG. OTHERS | 2DN31G81F | SOCKETS WITH RCCB | 2DN31G81F289 | SOCKETS WITH RCCB
GW95524N | BASE CON INT. DIF. 16A 30MA IP44 NEGRO | 480 | 1 | 1 | 2 | NR | 8034035141010 | 85362010 | 2DN08 | Energy | 2DN | ENERGY | 2DN31G | ENERGY MANAG. OTHERS | 2DN31G81F | SOCKETS WITH RCCB | 2DN31G81F289 | SOCKETS WITH RCCB
GW95525 | INT. DIF. DE EMPOT. 16A 10MA IP41 | 519 | 1 | 1 | 2 | NR | 8034035127786 | 85044060 | 2DN08 | Energy | 2DN | ENERGY | 2DN31G | ENERGY MANAG. OTHERS | 2DN31G81F | SOCKETS WITH RCCB | 2DN31G81F289 | SOCKETS WITH RCCB
GW95525N | INT. DIF. DE EMPOT. 16A 10MA IP41 NEGRO | 519 | 1 | 1 | 2 | NR | 8034035141027 | 85044060 | 2DN08 | Energy | 2DN | ENERGY | 2DN31G | ENERGY MANAG. OTHERS | 2DN31G81F | SOCKETS WITH RCCB | 2DN31G81F289 | SOCKETS WITH RCCB
GW95526 | INT. DIF. DE EMPOT. 16A 30MA IP41 | 406 | 1 | 1 | 2 | NR | 8034035127793 | 85044060 | 2DN08 | Energy | 2DN | ENERGY | 2DN31G | ENERGY MANAG. OTHERS | 2DN31G81F | SOCKETS WITH RCCB | 2DN31G81F289 | SOCKETS WITH RCCB
GW95526N | INT. DIF. DE EMPOT. 16A 30MA IP41 NEGRO | 406 | 1 | 1 | 2 | NR | 8034035141034 | 85044060 | 2DN08 | Energy | 2DN | ENERGY | 2DN31G | ENERGY MANAG. OTHERS | 2DN31G81F | SOCKETS WITH RCCB | 2DN31G81F289 | SOCKETS WITH RCCB
GW95527 | CAJA SUP.IP44 PARA BASE CON DIF | 41.7 | 1 | 117 | 117 | NR | 8034035131127 | 85371098 | 2DN08 | Energy | 2DN | ENERGY | 2DN31G | ENERGY MANAG. OTHERS | 2DN31G81F | SOCKETS WITH RCCB | 2DN31G81F289 | SOCKETS WITH RCCB
GW95527N | CAJA SUP.IP44 PARA BASE CON DIF. NEGRO | 41.7 | 1 | 117 | 117 | NR | 8034035141041 | 85371098 | 2DN08 | Energy | 2DN | ENERGY | 2DN31G | ENERGY MANAG. OTHERS | 2DN31G81F | SOCKETS WITH RCCB | 2DN31G81F289 | SOCKETS WITH RCCB
GW95631 | IDP 4P 125A INSTANT.AC/0,03 4M | 2864 | 1 | 1 | 30 | NR | 8034035129162 | 85362090 | 2DN08 | Energy | 2DN | ENERGY | 2DN13G | DIN RAIL MODULAR DEV | 2DN13G19F | RCCB | 2DN13G19F331 | RCCB TYPE AC
GW95633 | IDP 4P 125A INSTANT.AC/0,3 4M | 2688.5 | 1 | 1 | 30 | NR | 8034035129179 | 85362090 | 2DN08 | Energy | 2DN | ENERGY | 2DN13G | DIN RAIL MODULAR DEV | 2DN13G19F | RCCB | 2DN13G19F331 | RCCB TYPE AC
GW95636 | IDP 4P 125A INSTANT A/0,03 4M | 3291.5 | 1 | 1 | 30 | NR | 8034035129186 | 85362090 | 2DN08 | Energy | 2DN | ENERGY | 2DN13G | DIN RAIL MODULAR DEV | 2DN13G19F | RCCB | 2DN13G19F333 | RCCB TYPE A
GW95638 | IDP 4P 125A INSTANT.A/0,3 4M | 3111 | 1 | 1 | 30 | NR | 8034035128882 | 85362090 | 2DN08 | Energy | 2DN | ENERGY | 2DN13G | DIN RAIL MODULAR DEV | 2DN13G19F | RCCB | 2DN13G19F333 | RCCB TYPE A
GW95639 | IDP 4P 125A INSTANT A/0,5 4M | 3111 | 1 | 1 | 30 | NR | 8034035128899 | 85362090 | 2DN08 | Energy | 2DN | ENERGY | 2DN13G | DIN RAIL MODULAR DEV | 2DN13G19F | RCCB | 2DN13G19F333 | RCCB TYPE A
GW95640 | IDP 4P 125A SELECT.A/0,3 4M | 3618 | 1 | 1 | 30 | NR | 8034035129407 | 85362090 | 2DN08 | Energy | 2DN | ENERGY | 2DN13G | DIN RAIL MODULAR DEV | 2DN13G19F | RCCB | 2DN13G19F335 | RCCB TYPE A SELECT.
GW95696K | SD 4P 100A INMUN. A/0,03 4M. | 1246.5 | 1 | 1 | 3 | NR | 8011564729674 | 85362090 | 2DN08 | Energy | 2DN | ENERGY | 2DN13G | DIN RAIL MODULAR DEV | 2DN13G19F | RCCB | 2DN13G19F337 | RCCB TYPE IR
GW95785 | MDC 2P C6 10.000A/10KA A/0,1 | 670.5 | 1 | 1 | 6 | NR | 8011564761766 | 85362010 | 2DN08 | Energy | 2DN | ENERGY | 2DN13G | DIN RAIL MODULAR DEV | 2DN13G18F | RCBO | 2DN13G18F315 | RCBO 10 KA
GW95786 | MDC 2P C10 10.000A/10KA A/0,1 | 670.5 | 1 | 1 | 6 | NR | 8011564761773 | 85362010 | 2DN08 | Energy | 2DN | ENERGY | 2DN13G | DIN RAIL MODULAR DEV | 2DN13G18F | RCBO | 2DN13G18F315 | RCBO 10 KA
GW95787 | MDC 2P C16 10.000A/10KA A/0,1 | 670.5 | 1 | 1 | 6 | NR | 8011564761803 | 85362010 | 2DN08 | Energy | 2DN | ENERGY | 2DN13G | DIN RAIL MODULAR DEV | 2DN13G18F | RCBO | 2DN13G18F315 | RCBO 10 KA
GW95788 | MDC 2P C20 10.000A/10KA A/0,1 | 670.5 | 1 | 1 | 6 | NR | 8011564762114 | 85362010 | 2DN08 | Energy | 2DN | ENERGY | 2DN13G | DIN RAIL MODULAR DEV | 2DN13G18F | RCBO | 2DN13G18F315 | RCBO 10 KA
GW95789 | MDC 2P C25 10.000A/10KA A/0,1 | 670.5 | 1 | 1 | 6 | NR | 8011564762121 | 85362010 | 2DN08 | Energy | 2DN | ENERGY | 2DN13G | DIN RAIL MODULAR DEV | 2DN13G18F | RCBO | 2DN13G18F315 | RCBO 10 KA
GW95790 | MDC 2P C32 10.000A/10KA A/0,1 | 670.5 | 1 | 1 | 6 | NR | 8011564762138 | 85362010 | 2DN08 | Energy | 2DN | ENERGY | 2DN13G | DIN RAIL MODULAR DEV | 2DN13G18F | RCBO | 2DN13G18F315 | RCBO 10 KA
GW95791 | MDC 2P C13 10.000A/10KA A/0,1 | 670.5 | 1 | 1 | 6 | NR | 8011564761780 | 85362010 | 2DN08 | Energy | 2DN | ENERGY | 2DN13G | DIN RAIL MODULAR DEV | 2DN13G18F | RCBO | 2DN13G18F315 | RCBO 10 KA
GW95795 | MDC 2P B6 10.000A/10kA A/01 | 670.5 | 1 | 1 | 6 | NR | 8011564762145 | 85362010 | 2DN08 | Energy | 2DN | ENERGY | 2DN13G | DIN RAIL MODULAR DEV | 2DN13G18F | RCBO | 2DN13G18F315 | RCBO 10 KA
GW95796 | MDC 2P B10 10.000A/10kA A/01 | 670.5 | 1 | 1 | 6 | NR | 8011564762152 | 85362010 | 2DN08 | Energy | 2DN | ENERGY | 2DN13G | DIN RAIL MODULAR DEV | 2DN13G18F | RCBO | 2DN13G18F315 | RCBO 10 KA
GW95797 | MDC 2P B16 10.000A/10kA A/01 | 670.5 | 1 | 1 | 6 | NR | 8011564762183 | 85362010 | 2DN08 | Energy | 2DN | ENERGY | 2DN13G | DIN RAIL MODULAR DEV | 2DN13G18F | RCBO | 2DN13G18F315 | RCBO 10 KA
GW95798 | MDC 2P B20 10.000A/10kA A/01 | 670.5 | 1 | 1 | 6 | NR | 8011564762190 | 85362010 | 2DN08 | Energy | 2DN | ENERGY | 2DN13G | DIN RAIL MODULAR DEV | 2DN13G18F | RCBO | 2DN13G18F315 | RCBO 10 KA
GW95799 | MDC 2P B25 10.000A/10kA A/01 | 670.5 | 1 | 1 | 6 | NR | 8011564762206 | 85362010 | 2DN08 | Energy | 2DN | ENERGY | 2DN13G | DIN RAIL MODULAR DEV | 2DN13G18F | RCBO | 2DN13G18F315 | RCBO 10 KA
GW95800 | MDC 2P B32 10.000A/10kA A/01 | 670.5 | 1 | 1 | 6 | NR | 8011564762213 | 85362010 | 2DN08 | Energy | 2DN | ENERGY | 2DN13G | DIN RAIL MODULAR DEV | 2DN13G18F | RCBO | 2DN13G18F315 | RCBO 10 KA
GW95801 | MDC 2P B13 10.000A/10kA A/01 | 670.5 | 1 | 1 | 6 | NR | 8011564762169 | 85362010 | 2DN08 | Energy | 2DN | ENERGY | 2DN13G | DIN RAIL MODULAR DEV | 2DN13G18F | RCBO | 2DN13G18F315 | RCBO 10 KA
GW95805 | MDC 2P C6 6000A/7,5KA INMUN.A/0,03 | 594.5 | 1 | 1 | 6 | NR | 8011564762220 | 85362010 | 2DN08 | Energy | 2DN | ENERGY | 2DN13G | DIN RAIL MODULAR DEV | 2DN13G18F | RCBO | 2DN13G18F313 | RCBO 6 KA
GW95806 | MDC 2P C10 6000A/7,5KA INMUN.A/0,03 | 468.5 | 1 | 1 | 6 | NR | 8011564762237 | 85362010 | 2DN08 | Energy | 2DN | ENERGY | 2DN13G | DIN RAIL MODULAR DEV | 2DN13G18F | RCBO | 2DN13G18F313 | RCBO 6 KA
GW95807 | MDC 2P C16 6000A/7,5KA INMUN.A/0,03 | 468.5 | 1 | 1 | 6 | NR | 8011564762251 | 85362010 | 2DN08 | Energy | 2DN | ENERGY | 2DN13G | DIN RAIL MODULAR DEV | 2DN13G18F | RCBO | 2DN13G18F313 | RCBO 6 KA
GW95808 | MDC 2P C20 6000A/7,5KA INMUN.A/0,03 | 474 | 1 | 1 | 6 | NR | 8011564762268 | 85362010 | 2DN08 | Energy | 2DN | ENERGY | 2DN13G | DIN RAIL MODULAR DEV | 2DN13G18F | RCBO | 2DN13G18F313 | RCBO 6 KA
GW95809 | MDC 2P C25 6000A/7,5KA INMUN.A/0,03 | 478 | 1 | 1 | 6 | NR | 8011564762275 | 85362010 | 2DN08 | Energy | 2DN | ENERGY | 2DN13G | DIN RAIL MODULAR DEV | 2DN13G18F | RCBO | 2DN13G18F313 | RCBO 6 KA
GW95810 | MDC 2P C32 6000A/7,5KA INMUN.A/0,03 | 493.5 | 1 | 1 | 6 | NR | 8011564762282 | 85362010 | 2DN08 | Energy | 2DN | ENERGY | 2DN13G | DIN RAIL MODULAR DEV | 2DN13G18F | RCBO | 2DN13G18F313 | RCBO 6 KA
GW95811 | MDC 2P C13 6000A/7,5KA INMUN.A/0,03 | 648 | 1 | 1 | 6 | NR | 8011564762244 | 85362010 | 2DN08 | Energy | 2DN | ENERGY | 2DN13G | DIN RAIL MODULAR DEV | 2DN13G18F | RCBO | 2DN13G18F313 | RCBO 6 KA
GW95815 | MDC 4P C6 6000A/6KA INMUN.A/0,03 | 891 | 1 | 1 | 3 | NR | 8011564762299 | 85362010 | 2DN08 | Energy | 2DN | ENERGY | 2DN13G | DIN RAIL MODULAR DEV | 2DN13G18F | RCBO | 2DN13G18F313 | RCBO 6 KA
GW95816 | MDC 4P C10 6000A/6KA INMUN.A/0,03 | 891 | 1 | 1 | 3 | NR | 8011564762305 | 85362010 | 2DN08 | Energy | 2DN | ENERGY | 2DN13G | DIN RAIL MODULAR DEV | 2DN13G18F | RCBO | 2DN13G18F313 | RCBO 6 KA
GW95817 | MDC 4P C16 6000A/6KA INMUN.A/0,03 | 891 | 1 | 1 | 3 | NR | 8011564762329 | 85362010 | 2DN08 | Energy | 2DN | ENERGY | 2DN13G | DIN RAIL MODULAR DEV | 2DN13G18F | RCBO | 2DN13G18F313 | RCBO 6 KA
GW95818 | MDC 4P C20 6000A/6KA INMUN.A/0,03 | 891 | 1 | 1 | 3 | NR | 8011564762336 | 85362010 | 2DN08 | Energy | 2DN | ENERGY | 2DN13G | DIN RAIL MODULAR DEV | 2DN13G18F | RCBO | 2DN13G18F313 | RCBO 6 KA
GW95819 | MDC 4P C25 6000A/6KA INMUN.A/0,03 | 891 | 1 | 1 | 3 | NR | 8011564762343 | 85362010 | 2DN08 | Energy | 2DN | ENERGY | 2DN13G | DIN RAIL MODULAR DEV | 2DN13G18F | RCBO | 2DN13G18F313 | RCBO 6 KA
GW95820 | MDC 4P C32 6000A/6KA INMUN.A/0,03 | 891 | 1 | 1 | 3 | NR | 8011564762350 | 85362010 | 2DN08 | Energy | 2DN | ENERGY | 2DN13G | DIN RAIL MODULAR DEV | 2DN13G18F | RCBO | 2DN13G18F313 | RCBO 6 KA
GW95821 | MDC 4P C13 6000A/6KA INMUN.A/0,03 | 1113 | 1 | 1 | 3 | NR | 8011564762312 | 85362010 | 2DN08 | Energy | 2DN | ENERGY | 2DN13G | DIN RAIL MODULAR DEV | 2DN13G18F | RCBO | 2DN13G18F313 | RCBO 6 KA
GW95825 | MDC 2P C6 10000A/10KA INMUN.A/0,03 | 801.5 | 1 | 1 | 6 | NR | 8011564762367 | 85362010 | 2DN08 | Energy | 2DN | ENERGY | 2DN13G | DIN RAIL MODULAR DEV | 2DN13G18F | RCBO | 2DN13G18F315 | RCBO 10 KA
GW95826 | MDC 2P C10 10000A/10KA INMUN.A/0,03 | 801.5 | 1 | 1 | 6 | NR | 8011564762374 | 85362010 | 2DN08 | Energy | 2DN | ENERGY | 2DN13G | DIN RAIL MODULAR DEV | 2DN13G18F | RCBO | 2DN13G18F315 | RCBO 10 KA
GW95827 | MDC 2P C16 10000A/10KA INMUN.A/0,03 | 801.5 | 1 | 1 | 6 | NR | 8011564762404 | 85362010 | 2DN08 | Energy | 2DN | ENERGY | 2DN13G | DIN RAIL MODULAR DEV | 2DN13G18F | RCBO | 2DN13G18F315 | RCBO 10 KA
GW95828 | MDC 2P C20 10000A/10KA INMUN.A/0,03 | 801.5 | 1 | 1 | 6 | NR | 8011564762411 | 85362010 | 2DN08 | Energy | 2DN | ENERGY | 2DN13G | DIN RAIL MODULAR DEV | 2DN13G18F | RCBO | 2DN13G18F315 | RCBO 10 KA
GW95829 | MDC 2P C25 10000A/10KA INMUN.A/0,03 | 801.5 | 1 | 1 | 6 | NR | 8011564762428 | 85362010 | 2DN08 | Energy | 2DN | ENERGY | 2DN13G | DIN RAIL MODULAR DEV | 2DN13G18F | RCBO | 2DN13G18F315 | RCBO 10 KA
GW95830 | MDC 2P C32 10000A/10KA INMUN.A/0,03 | 801.5 | 1 | 1 | 6 | NR | 8011564762435 | 85362010 | 2DN08 | Energy | 2DN | ENERGY | 2DN13G | DIN RAIL MODULAR DEV | 2DN13G18F | RCBO | 2DN13G18F315 | RCBO 10 KA
GW95831 | MDC 2P C13 10000A/10KA INMUN.A/0,03 | 801.5 | 1 | 1 | 6 | NR | 8011564762381 | 85362010 | 2DN08 | Energy | 2DN | ENERGY | 2DN13G | DIN RAIL MODULAR DEV | 2DN13G18F | RCBO | 2DN13G18F315 | RCBO 10 KA
GW95835 | MDC 2P B6 10000A/10KA INMUN.A/0,03 | 801.5 | 1 | 1 | 6 | NR | 8011564762442 | 85362010 | 2DN08 | Energy | 2DN | ENERGY | 2DN13G | DIN RAIL MODULAR DEV | 2DN13G18F | RCBO | 2DN13G18F315 | RCBO 10 KA
GW95836 | MDC 2P B10 10000A/10KA INMUN.A/0,03 | 801.5 | 1 | 1 | 6 | NR | 8011564762459 | 85362010 | 2DN08 | Energy | 2DN | ENERGY | 2DN13G | DIN RAIL MODULAR DEV | 2DN13G18F | RCBO | 2DN13G18F315 | RCBO 10 KA
GW95837 | MDC 2P B16 10000A/10KA INMUN.A/0,03 | 801.5 | 1 | 1 | 6 | NR | 8011564762480 | 85362010 | 2DN08 | Energy | 2DN | ENERGY | 2DN13G | DIN RAIL MODULAR DEV | 2DN13G18F | RCBO | 2DN13G18F315 | RCBO 10 KA
GW95838 | MDC 2P B20 10000A/10KA INMUN.A/0,03 | 801.5 | 1 | 1 | 6 | NR | 8011564762497 | 85362010 | 2DN08 | Energy | 2DN | ENERGY | 2DN13G | DIN RAIL MODULAR DEV | 2DN13G18F | RCBO | 2DN13G18F315 | RCBO 10 KA
GW95839 | MDC 2P B25 10000A/10KA INMUN.A/0,03 | 801.5 | 1 | 1 | 6 | NR | 8011564762503 | 85362010 | 2DN08 | Energy | 2DN | ENERGY | 2DN13G | DIN RAIL MODULAR DEV | 2DN13G18F | RCBO | 2DN13G18F315 | RCBO 10 KA
GW95840 | MDC 2P B32 10000A/10KA INMUN.A/0,03 | 801.5 | 1 | 1 | 6 | NR | 8011564762510 | 85362010 | 2DN08 | Energy | 2DN | ENERGY | 2DN13G | DIN RAIL MODULAR DEV | 2DN13G18F | RCBO | 2DN13G18F315 | RCBO 10 KA
GW95841 | MDC 2P B13 10000A/10KA INMUN.A/0,03 | 801.5 | 1 | 1 | 6 | NR | 8011564762466 | 85362010 | 2DN08 | Energy | 2DN | ENERGY | 2DN13G | DIN RAIL MODULAR DEV | 2DN13G18F | RCBO | 2DN13G18F315 | RCBO 10 KA
GW95847 | MDC 2P C16 6000A/7,5KA SELECT.A/0,3 | 725.5 | 1 | 1 | 6 | NR | 8011564762008 | 85362010 | 2DN08 | Energy | 2DN | ENERGY | 2DN13G | DIN RAIL MODULAR DEV | 2DN13G18F | RCBO | 2DN13G18F313 | RCBO 6 KA
GW95848 | MDC 2P C20 6000A/7,5KA SELECT.A/0,3 | 725.5 | 1 | 1 | 6 | NR | 8011564762015 | 85362010 | 2DN08 | Energy | 2DN | ENERGY | 2DN13G | DIN RAIL MODULAR DEV | 2DN13G18F | RCBO | 2DN13G18F313 | RCBO 6 KA
GW95849 | MDC 2P C25 6000A/7,5KA SELECT.A/0,3 | 725.5 | 1 | 1 | 6 | NR | 8011564762022 | 85362010 | 2DN08 | Energy | 2DN | ENERGY | 2DN13G | DIN RAIL MODULAR DEV | 2DN13G18F | RCBO | 2DN13G18F313 | RCBO 6 KA
GW95850 | MDC 2P C32 6000A/7,5KA SELECT.A/0,3 | 725.5 | 1 | 1 | 6 | NR | 8011564762039 | 85362010 | 2DN08 | Energy | 2DN | ENERGY | 2DN13G | DIN RAIL MODULAR DEV | 2DN13G18F | RCBO | 2DN13G18F313 | RCBO 6 KA
GW95857 | MDC 4P C16 6000A/6KA SELECT.A/0,3 | 1545.5 | 1 | 1 | 3 | NR | 8011564762046 | 85362010 | 2DN08 | Energy | 2DN | ENERGY | 2DN13G | DIN RAIL MODULAR DEV | 2DN13G18F | RCBO | 2DN13G18F313 | RCBO 6 KA
GW95858 | MDC 4P C20 6000A/6KA SELECT.A/0,3 | 1545.5 | 1 | 1 | 3 | NR | 8011564762053 | 85362010 | 2DN08 | Energy | 2DN | ENERGY | 2DN13G | DIN RAIL MODULAR DEV | 2DN13G18F | RCBO | 2DN13G18F313 | RCBO 6 KA
GW95859 | MDC 4P C25 6000A/6KA SELECT.A/0,3 | 1545.5 | 1 | 1 | 3 | NR | 8011564762060 | 85362010 | 2DN08 | Energy | 2DN | ENERGY | 2DN13G | DIN RAIL MODULAR DEV | 2DN13G18F | RCBO | 2DN13G18F313 | RCBO 6 KA
GW95860 | MDC 4P C32 6000A/6KA SELECT.A/0,3 | 1545.5 | 1 | 1 | 3 | NR | 8011564762077 | 85362010 | 2DN08 | Energy | 2DN | ENERGY | 2DN13G | DIN RAIL MODULAR DEV | 2DN13G18F | RCBO | 2DN13G18F313 | RCBO 6 KA
GW95935 | MDC 2P C6 6000A/10KA F/0,03 | 594.5 | 1 | 1 | 6 | NR | 8034035020001 | 85362010 | 2DN08 | Energy | 2DN | ENERGY | 2DN13G | DIN RAIL MODULAR DEV | 2DN13G18F | RCBO | 2DN13G18F313 | RCBO 6 KA
GW95936 | MDC 2P C10 6000A/10KA F/0,03 | 468.5 | 1 | 1 | 6 | NR | 8034035020018 | 85362010 | 2DN08 | Energy | 2DN | ENERGY | 2DN13G | DIN RAIL MODULAR DEV | 2DN13G18F | RCBO | 2DN13G18F313 | RCBO 6 KA
GW95937 | MDC 2P C16 6000A/10KA F/0,03 | 468.5 | 1 | 1 | 6 | NR | 8034035020025 | 85362010 | 2DN08 | Energy | 2DN | ENERGY | 2DN13G | DIN RAIL MODULAR DEV | 2DN13G18F | RCBO | 2DN13G18F313 | RCBO 6 KA
GW95938 | MDC 2P C20 6000A/10KA F/0,03 | 474 | 1 | 1 | 6 | NR | 8034035020032 | 85362010 | 2DN08 | Energy | 2DN | ENERGY | 2DN13G | DIN RAIL MODULAR DEV | 2DN13G18F | RCBO | 2DN13G18F313 | RCBO 6 KA
GW95939 | MDC 2P C25 6000A/10KA F/0,03 | 478 | 1 | 1 | 6 | NR | 8034035020049 | 85362010 | 2DN08 | Energy | 2DN | ENERGY | 2DN13G | DIN RAIL MODULAR DEV | 2DN13G18F | RCBO | 2DN13G18F313 | RCBO 6 KA
GW95940 | MDC 2P C32 6000A/10KA F/0,03 | 493.5 | 1 | 1 | 6 | NR | 8034035020056 | 85362010 | 2DN08 | Energy | 2DN | ENERGY | 2DN13G | DIN RAIL MODULAR DEV | 2DN13G18F | RCBO | 2DN13G18F313 | RCBO 6 KA
GW95941 | MDC 2P C13 6000A/10KA F/0,03 | 648 | 1 | 1 | 6 | NR | 8034035020063 | 85362010 | 2DN08 | Energy | 2DN | ENERGY | 2DN13G | DIN RAIL MODULAR DEV | 2DN13G18F | RCBO | 2DN13G18F313 | RCBO 6 KA
GW95955 | MDC 2P C6 10000A/10KA F/0,03 | 801.5 | 1 | 1 | 6 | NR | 8034035020148 | 85362010 | 2DN08 | Energy | 2DN | ENERGY | 2DN13G | DIN RAIL MODULAR DEV | 2DN13G18F | RCBO | 2DN13G18F315 | RCBO 10 KA
GW95956 | MDC 2P C10 10000A/10KA F/0,03 | 801.5 | 1 | 1 | 6 | NR | 8034035020155 | 85362010 | 2DN08 | Energy | 2DN | ENERGY | 2DN13G | DIN RAIL MODULAR DEV | 2DN13G18F | RCBO | 2DN13G18F315 | RCBO 10 KA
GW95957 | MDC 2P C16 10000A/10KA F/0,03 | 801.5 | 1 | 1 | 6 | NR | 8034035020162 | 85362010 | 2DN08 | Energy | 2DN | ENERGY | 2DN13G | DIN RAIL MODULAR DEV | 2DN13G18F | RCBO | 2DN13G18F315 | RCBO 10 KA
GW95958 | MDC 2P C20 10000A/10KA F/0,03 | 801.5 | 1 | 1 | 6 | NR | 8034035020179 | 85362010 | 2DN08 | Energy | 2DN | ENERGY | 2DN13G | DIN RAIL MODULAR DEV | 2DN13G18F | RCBO | 2DN13G18F315 | RCBO 10 KA
GW95959 | MDC 2P C25 10000A/10KA F/0,03 | 801.5 | 1 | 1 | 6 | NR | 8034035020186 | 85362010 | 2DN08 | Energy | 2DN | ENERGY | 2DN13G | DIN RAIL MODULAR DEV | 2DN13G18F | RCBO | 2DN13G18F315 | RCBO 10 KA
GW95960 | MDC 2P C32 10000A/10KA F/0,03 | 801.5 | 1 | 1 | 6 | NR | 8034035020193 | 85362010 | 2DN08 | Energy | 2DN | ENERGY | 2DN13G | DIN RAIL MODULAR DEV | 2DN13G18F | RCBO | 2DN13G18F315 | RCBO 10 KA
GW95961 | MDC 2P C13 10000A/10KA F/0,03 | 801.5 | 1 | 1 | 6 | NR | 8034035020209 | 85362010 | 2DN08 | Energy | 2DN | ENERGY | 2DN13G | DIN RAIL MODULAR DEV | 2DN13G18F | RCBO | 2DN13G18F315 | RCBO 10 KA
GW95965 | MDC 2P B6 10000A/10KA F/0,03 | 801.5 | 1 | 1 | 6 | NR | 8034035020216 | 85362010 | 2DN08 | Energy | 2DN | ENERGY | 2DN13G | DIN RAIL MODULAR DEV | 2DN13G18F | RCBO | 2DN13G18F315 | RCBO 10 KA
GW95966 | MDC 2P B10 10000A/10KA F/0,03 | 801.5 | 1 | 1 | 6 | NR | 8034035020223 | 85362010 | 2DN08 | Energy | 2DN | ENERGY | 2DN13G | DIN RAIL MODULAR DEV | 2DN13G18F | RCBO | 2DN13G18F315 | RCBO 10 KA
GW95967 | MDC 2P B16 10000A/10KA F/0,03 | 801.5 | 1 | 1 | 6 | NR | 8034035020230 | 85362010 | 2DN08 | Energy | 2DN | ENERGY | 2DN13G | DIN RAIL MODULAR DEV | 2DN13G18F | RCBO | 2DN13G18F315 | RCBO 10 KA
GW95968 | MDC 2P B20 10000A/10KA F/0,03 | 801.5 | 1 | 1 | 6 | NR | 8034035020247 | 85362010 | 2DN08 | Energy | 2DN | ENERGY | 2DN13G | DIN RAIL MODULAR DEV | 2DN13G18F | RCBO | 2DN13G18F315 | RCBO 10 KA
GW95969 | MDC 2P B25 10000A/10KA F/0,03 | 801.5 | 1 | 1 | 6 | NR | 8034035020254 | 85362010 | 2DN08 | Energy | 2DN | ENERGY | 2DN13G | DIN RAIL MODULAR DEV | 2DN13G18F | RCBO | 2DN13G18F315 | RCBO 10 KA
GW95970 | MDC 2P B32 10000A/10KA F/0,03 | 801.5 | 1 | 1 | 6 | NR | 8034035020261 | 85362010 | 2DN08 | Energy | 2DN | ENERGY | 2DN13G | DIN RAIL MODULAR DEV | 2DN13G18F | RCBO | 2DN13G18F315 | RCBO 10 KA
GW95971 | MDC 2P B13 10000A/10KA F/0,03 | 801.5 | 1 | 1 | 6 | NR | 8034035020278 | 85362010 | 2DN08 | Energy | 2DN | ENERGY | 2DN13G | DIN RAIL MODULAR DEV | 2DN13G18F | RCBO | 2DN13G18F315 | RCBO 10 KA
GW95975 | MDC 2P B6 6000A/6KA F/0,03 | 699.5 | 1 | 1 | 6 | NR | 8034035027161 | 85362010 | 2DN08 | Energy | 2DN | ENERGY | 2DN13G | DIN RAIL MODULAR DEV | 2DN13G18F | RCBO | 2DN13G18F313 | RCBO 6 KA
GW95976 | MDC 2P B10 6000A/6KA F/0,03 | 699.5 | 1 | 1 | 6 | NR | 8034035027178 | 85362010 | 2DN08 | Energy | 2DN | ENERGY | 2DN13G | DIN RAIL MODULAR DEV | 2DN13G18F | RCBO | 2DN13G18F313 | RCBO 6 KA
GW95977 | MDC 2P B16 6000A/6KA F/0,03 | 699.5 | 1 | 1 | 6 | NR | 8034035027185 | 85362010 | 2DN08 | Energy | 2DN | ENERGY | 2DN13G | DIN RAIL MODULAR DEV | 2DN13G18F | RCBO | 2DN13G18F313 | RCBO 6 KA
GW95978 | MDC 2P B20 6000A/6KA F/0,03 | 699.5 | 1 | 1 | 6 | NR | 8034035027192 | 85362010 | 2DN08 | Energy | 2DN | ENERGY | 2DN13G | DIN RAIL MODULAR DEV | 2DN13G18F | RCBO | 2DN13G18F313 | RCBO 6 KA
GW95979 | MDC 2P B25 6000A/6KA F/0,03 | 699.5 | 1 | 1 | 6 | NR | 8034035027208 | 85362010 | 2DN08 | Energy | 2DN | ENERGY | 2DN13G | DIN RAIL MODULAR DEV | 2DN13G18F | RCBO | 2DN13G18F313 | RCBO 6 KA
GW95980 | MDC 2P B32 6000A/6KA F/0,03 | 699.5 | 1 | 1 | 6 | NR | 8034035027215 | 85362010 | 2DN08 | Energy | 2DN | ENERGY | 2DN13G | DIN RAIL MODULAR DEV | 2DN13G18F | RCBO | 2DN13G18F313 | RCBO 6 KA
GW95981 | MDC 2P B13 6000A/6KA F/0,03 | 699.5 | 1 | 1 | 6 | NR | 8034035027222 | 85362010 | 2DN08 | Energy | 2DN | ENERGY | 2DN13G | DIN RAIL MODULAR DEV | 2DN13G18F | RCBO | 2DN13G18F313 | RCBO 6 KA
GW96001 | CONT. AUX. MANIOBRA | 41.1 | 1 | 1 | 16 | NR | 8011564062474 | 85389099 | 2DN04 | Energy | 2DN | ENERGY | 2DN13G | DIN RAIL MODULAR DEV | 2DN13G21F | ACC. MODULARES | 2DN13G21F341 | AUX CONT./OPEN. REL.
GW96003 | CONT. AUX. ABIERTO/CERRADO IDP 4P 3M | 48.7 | 1 | 1 | 12 | NR | 8011564204843 | 85308000 | 2DN04 | Energy | 2DN | ENERGY | 2DN13G | DIN RAIL MODULAR DEV | 2DN13G21F | ACC. MODULARES | 2DN13G21F341 | AUX CONT./OPEN. REL.
GW96004 | CONT. AUX. DISPARO RELE IDP 4P 3M | 54.5 | 1 | 1 | 12 | NR | 8011564204850 | 85308000 | 2DN04 | Energy | 2DN | ENERGY | 2DN13G | DIN RAIL MODULAR DEV | 2DN13G21F | ACC. MODULARES | 2DN13G21F341 | AUX CONT./OPEN. REL.
GW96006 | CONT. AUX. DEFECTO | 44.4 | 1 | 1 | 16 | NR | 8011564062481 | 85389099 | 2DN04 | Energy | 2DN | ENERGY | 2DN13G | DIN RAIL MODULAR DEV | 2DN13G21F | ACC. MODULARES | 2DN13G21F341 | AUX CONT./OPEN. REL.
GW96008 | CONT. AUX POSICIÓN IDP 125A 0,5M | 100 | 1 | 1 | 12 | NR | 8034035129414 | 85389099 | 2DN04 | Energy | 2DN | ENERGY | 2DN13G | DIN RAIL MODULAR DEV | 2DN13G21F | ACC. MODULARES | 2DN13G21F341 | AUX CONT./OPEN. REL.
GW96009 | CONT. AUX. DISPARO RELE | 53.5 | 1 | 1 | 16 | NR | 8011564099463 | 85389099 | 2DN04 | Energy | 2DN | ENERGY | 2DN13G | DIN RAIL MODULAR DEV | 2DN13G21F | ACC. MODULARES | 2DN13G21F341 | AUX CONT./OPEN. REL.
GW96011 | BOBINA DE DISPARO 12/48V | 65 | 1 | 1 | 8 | NR | 8011564062504 | 85389099 | 2DN04 | Energy | 2DN | ENERGY | 2DN13G | DIN RAIL MODULAR DEV | 2DN13G21F | ACC. MODULARES | 2DN13G21F341 | AUX CONT./OPEN. REL.
GW96012 | BOBINA DE DISPARO 110/415V | 54.5 | 1 | 1 | 10 | NR | 8011564062528 | 85389099 | 2DN04 | Energy | 2DN | ENERGY | 2DN13G | DIN RAIL MODULAR DEV | 2DN13G21F | ACC. MODULARES | 2DN13G21F341 | AUX CONT./OPEN. REL.
GW96014 | BOBINA DISPARO 230Vac REARME SIM. | 68 | 1 | 1 | 6 | NR | 8011564761506 | 85389099 | 2DN02 | Energy | 2DN | ENERGY | 2DN13G | DIN RAIL MODULAR DEV | 2DN13G13F | RESTART/AUTOTEST | 2DN13G13F361 | RESTART ACCESSORIES
GW96015 | BOBINA DISPARO PARA IDP 4P 3M | 67 | 1 | 1 | 12 | NR | 8011564204874 | 85389099 | 2DN04 | Energy | 2DN | ENERGY | 2DN13G | DIN RAIL MODULAR DEV | 2DN13G21F | ACC. MODULARES | 2DN13G21F341 | AUX CONT./OPEN. REL.
GW96016 | BOBINA DE MINIMA (RETARDADO) 230V | 144 | 1 | 1 | 8 | NR | 8011564062566 | 85389099 | 2DN04 | Energy | 2DN | ENERGY | 2DN13G | DIN RAIL MODULAR DEV | 2DN13G21F | ACC. MODULARES | 2DN13G21F341 | AUX CONT./OPEN. REL.
GW96017 | BOBINA DE MINIMA (RETARDADO) 24 | 156.5 | 1 | 1 | 8 | NR | 8011564062573 | 85389099 | 2DN04 | Energy | 2DN | ENERGY | 2DN13G | DIN RAIL MODULAR DEV | 2DN13G21F | ACC. MODULARES | 2DN13G21F341 | AUX CONT./OPEN. REL.
GW96018 | BOBINA DE MINIMA (RETARDADO) 48 | 160.5 | 1 | 1 | 8 | NR | 8011564089204 | 85389099 | 2DN04 | Energy | 2DN | ENERGY | 2DN13G | DIN RAIL MODULAR DEV | 2DN13G21F | ACC. MODULARES | 2DN13G21F341 | AUX CONT./OPEN. REL.
GW96022 | CUBRE-TORNILLOS PRECINTABLES 1 M. | 1.58 | 1 | 10 | 100 | NR | 8011564059276 | 85389099 | 2DN04 | Energy | 2DN | ENERGY | 2DN13G | DIN RAIL MODULAR DEV | 2DN13G21F | ACC. MODULARES | 2DN13G21F343 | BUSBARS/ACC.CIRC.BR.
GW96026 | CUBRE-TORNILLOS PRECINTABLES 1,5 M. | 9.05 | 1 | 10 | 100 | NR | 8011564116719 | 85389099 | 2DN04 | Energy | 2DN | ENERGY | 2DN13G | DIN RAIL MODULAR DEV | 2DN13G21F | ACC. MODULARES | 2DN13G21F343 | BUSBARS/ACC.CIRC.BR.
GW96038 | CUBRETORNILLOS IDP 4P.3M. | 11.4 | 1 | 1 | 10 | NR | 8011564217942 | 85389099 | 2DN04 | Energy | 2DN | ENERGY | 2DN13G | DIN RAIL MODULAR DEV | 2DN13G21F | ACC. MODULARES | 2DN13G21F343 | BUSBARS/ACC.CIRC.BR.
GW96041 | ENCLAVAMIENTO DE MANETA POR CANDADO | 13 | 1 | 10 | 100 | NR | 8011564059306 | 85389099 | 2DN04 | Energy | 2DN | ENERGY | 2DN13G | DIN RAIL MODULAR DEV | 2DN13G21F | ACC. MODULARES | 2DN13G21F343 | BUSBARS/ACC.CIRC.BR.
GW96042 | SEPARADOR POLOS | 2.55 | 1 | 10 | 100 | NR | 8011564089228 | 85389099 | 2DN04 | Energy | 2DN | ENERGY | 2DN13G | DIN RAIL MODULAR DEV | 2DN13G21F | ACC. MODULARES | 2DN13G21F343 | BUSBARS/ACC.CIRC.BR.
GW96104 | INT. SECC. 1P 32A AC23B 1M | 24.25 | 1 | 6 | 24 | NR | 8011564110250 | 85363030 | 2DN04 | Energy | 2DN | ENERGY | 2DN13G | DIN RAIL MODULAR DEV | 2DN13G21F | ACC. MODULARES | 2DN13G21F349 | ISOLAT./ON-OFF SWIT.
GW96105 | INT. SECC. 1P 40A AC23B 1M | 24.25 | 1 | 6 | 24 | NR | 8011564113695 | 85363030 | 2DN04 | Energy | 2DN | ENERGY | 2DN13G | DIN RAIL MODULAR DEV | 2DN13G21F | ACC. MODULARES | 2DN13G21F349 | ISOLAT./ON-OFF SWIT.
GW96106 | INT. SECC. 1P 63A AC22B 1M | 37.7 | 1 | 6 | 24 | NR | 8034035118678 | 85363030 | 2DN04 | Energy | 2DN | ENERGY | 2DN13G | DIN RAIL MODULAR DEV | 2DN13G21F | ACC. MODULARES | 2DN13G21F349 | ISOLAT./ON-OFF SWIT.
GW96114 | INT. SECC. 2P 32A AC23B 2M | 44.4 | 1 | 3 | 12 | NR | 8011564110298 | 85363030 | 2DN04 | Energy | 2DN | ENERGY | 2DN13G | DIN RAIL MODULAR DEV | 2DN13G21F | ACC. MODULARES | 2DN13G21F349 | ISOLAT./ON-OFF SWIT.
GW96115 | INT. SECC. 2P 40A AC23B 2M | 44.4 | 1 | 3 | 12 | NR | 8011564110304 | 85363030 | 2DN04 | Energy | 2DN | ENERGY | 2DN13G | DIN RAIL MODULAR DEV | 2DN13G21F | ACC. MODULARES | 2DN13G21F349 | ISOLAT./ON-OFF SWIT.
GW96116 | INT. SECC. 2P 63A AC22B 2M | 67 | 1 | 3 | 12 | NR | 8034035118692 | 85363030 | 2DN04 | Energy | 2DN | ENERGY | 2DN13G | DIN RAIL MODULAR DEV | 2DN13G21F | ACC. MODULARES | 2DN13G21F349 | ISOLAT./ON-OFF SWIT.
GW96124 | INT. SECC. 3P 32A AC23B 3M | 67 | 1 | 2 | 8 | NR | 8011564110373 | 85363030 | 2DN04 | Energy | 2DN | ENERGY | 2DN13G | DIN RAIL MODULAR DEV | 2DN13G21F | ACC. MODULARES | 2DN13G21F349 | ISOLAT./ON-OFF SWIT.
GW96125 | INT. SECC. 3P 40A AC23B 3M | 67 | 1 | 2 | 8 | NR | 8011564110380 | 85363030 | 2DN04 | Energy | 2DN | ENERGY | 2DN13G | DIN RAIL MODULAR DEV | 2DN13G21F | ACC. MODULARES | 2DN13G21F349 | ISOLAT./ON-OFF SWIT.
GW96126 | INTER.MANOVRA-SEZIONATORE 3P 63A | 134 | 1 | 2 | 8 | NR | 8034035118807 | 85363030 | 2DN04 | Energy | 2DN | ENERGY | 2DN13G | DIN RAIL MODULAR DEV | 2DN13G21F | ACC. MODULARES | 2DN13G21F349 | ISOLAT./ON-OFF SWIT.
GW96134 | INT. SECC. 4P 32A AC23B 4M | 87 | 1 | 1 | 3 | NR | 8011564110458 | 85363030 | 2DN04 | Energy | 2DN | ENERGY | 2DN13G | DIN RAIL MODULAR DEV | 2DN13G21F | ACC. MODULARES | 2DN13G21F349 | ISOLAT./ON-OFF SWIT.
GW96135 | INT. SECC. 4P 40A AC23B 4M | 87 | 1 | 1 | 3 | NR | 8011564110465 | 85363030 | 2DN04 | Energy | 2DN | ENERGY | 2DN13G | DIN RAIL MODULAR DEV | 2DN13G21F | ACC. MODULARES | 2DN13G21F349 | ISOLAT./ON-OFF SWIT.
GW96136 | INT. SECC. 4P 63A AC22B 4M | 133 | 1 | 1 | 3 | NR | 8034035118661 | 85363030 | 2DN04 | Energy | 2DN | ENERGY | 2DN13G | DIN RAIL MODULAR DEV | 2DN13G21F | ACC. MODULARES | 2DN13G21F349 | ISOLAT./ON-OFF SWIT.
GW96147 | INT. SECC. 1P 80A AC22B 1M | 37.7 | 1 | 6 | 24 | NR | 8011564131620 | 85363030 | 2DN04 | Energy | 2DN | ENERGY | 2DN13G | DIN RAIL MODULAR DEV | 2DN13G21F | ACC. MODULARES | 2DN13G21F349 | ISOLAT./ON-OFF SWIT.
GW96148 | INT. SECC. 1P100A AC22B 1M | 43.55 | 1 | 6 | 24 | NR | 8011564131637 | 85363030 | 2DN04 | Energy | 2DN | ENERGY | 2DN13G | DIN RAIL MODULAR DEV | 2DN13G21F | ACC. MODULARES | 2DN13G21F349 | ISOLAT./ON-OFF SWIT.
GW96149 | INT. SECC. 1P 125A AC22B 1M | 72 | 1 | 6 | 24 | NR | 8011564131644 | 85363030 | 2DN04 | Energy | 2DN | ENERGY | 2DN13G | DIN RAIL MODULAR DEV | 2DN13G21F | ACC. MODULARES | 2DN13G21F349 | ISOLAT./ON-OFF SWIT.
GW96157 | INT. SECC. 2P 80A AC22B 2M | 67 | 1 | 3 | 12 | NR | 8011564131668 | 85363030 | 2DN04 | Energy | 2DN | ENERGY | 2DN13G | DIN RAIL MODULAR DEV | 2DN13G21F | ACC. MODULARES | 2DN13G21F349 | ISOLAT./ON-OFF SWIT.
GW96158 | INT. SECC. 2P 100A AC22B 2M | 79.5 | 1 | 3 | 12 | NR | 8011564131675 | 85363030 | 2DN04 | Energy | 2DN | ENERGY | 2DN13G | DIN RAIL MODULAR DEV | 2DN13G21F | ACC. MODULARES | 2DN13G21F349 | ISOLAT./ON-OFF SWIT.
GW96159 | INT. SECC. 2P 125A AC22B 2M | 101 | 1 | 3 | 12 | NR | 8011564131682 | 85363030 | 2DN04 | Energy | 2DN | ENERGY | 2DN13G | DIN RAIL MODULAR DEV | 2DN13G21F | ACC. MODULARES | 2DN13G21F349 | ISOLAT./ON-OFF SWIT.
GW96167 | INT. SECC. 3P 80A AC22B 3M | 94.5 | 1 | 2 | 8 | NR | 8011564131705 | 85363030 | 2DN04 | Energy | 2DN | ENERGY | 2DN13G | DIN RAIL MODULAR DEV | 2DN13G21F | ACC. MODULARES | 2DN13G21F349 | ISOLAT./ON-OFF SWIT.
GW96168 | INT. SECC. 3P 100A AC22B 3M | 109 | 1 | 2 | 8 | NR | 8011564131712 | 85363030 | 2DN04 | Energy | 2DN | ENERGY | 2DN13G | DIN RAIL MODULAR DEV | 2DN13G21F | ACC. MODULARES | 2DN13G21F349 | ISOLAT./ON-OFF SWIT.
GW96169 | INT. SECC. 3P 125A AC22B 3M | 144 | 1 | 2 | 8 | NR | 8011564131729 | 85363030 | 2DN04 | Energy | 2DN | ENERGY | 2DN13G | DIN RAIL MODULAR DEV | 2DN13G21F | ACC. MODULARES | 2DN13G21F349 | ISOLAT./ON-OFF SWIT.
GW96177 | INT. SECC. 4P 80A AC22B 4M | 133 | 1 | 1 | 3 | NR | 8011564131750 | 85363030 | 2DN04 | Energy | 2DN | ENERGY | 2DN13G | DIN RAIL MODULAR DEV | 2DN13G21F | ACC. MODULARES | 2DN13G21F349 | ISOLAT./ON-OFF SWIT.
GW96178 | INT. SECC. 4P 100A AC22B 4M | 150.5 | 1 | 1 | 3 | NR | 8011564131767 | 85363030 | 2DN04 | Energy | 2DN | ENERGY | 2DN13G | DIN RAIL MODULAR DEV | 2DN13G21F | ACC. MODULARES | 2DN13G21F349 | ISOLAT./ON-OFF SWIT.
GW96179 | INT. SECC. 4P 125A AC22B 4M | 186.5 | 1 | 1 | 3 | NR | 8011564131774 | 85363030 | 2DN04 | Energy | 2DN | ENERGY | 2DN13G | DIN RAIL MODULAR DEV | 2DN13G21F | ACC. MODULARES | 2DN13G21F349 | ISOLAT./ON-OFF SWIT.
GW96183 | INT. SECC. 2P 63A ACC. AC22B 2M | 113 | 1 | 1 | 6 | NR | 8034035085321 | 85363090 | 2DN04 | Energy | 2DN | ENERGY | 2DN13G | DIN RAIL MODULAR DEV | 2DN13G21F | ACC. MODULARES | 2DN13G21F349 | ISOLAT./ON-OFF SWIT.
GW96186 | INTER.MANIOBRA-SECCIONADOR 25A 600V DC | 116.5 | 1 | 1 | 1 | NR | 8011564775473 | 85363030 | 2DN04 | Energy | 2DN | ENERGY | 2DN13G | DIN RAIL MODULAR DEV | 2DN13G21F | ACC. MODULARES | 2DN13G21F349 | ISOLAT./ON-OFF SWIT.
GW96187 | INTER.MANIOBRA-SECCIONADOR 32A 1000V DC | 169 | 1 | 1 | 1 | NR | 8011564775480 | 85363030 | 2DN04 | Energy | 2DN | ENERGY | 2DN13G | DIN RAIL MODULAR DEV | 2DN13G21F | ACC. MODULARES | 2DN13G21F349 | ISOLAT./ON-OFF SWIT.
GW96193 | INT. SECC. 4P 63A ACC. AC22B 4M | 335.5 | 1 | 1 | 3 | NR | 8034035085352 | 85363090 | 2DN04 | Energy | 2DN | ENERGY | 2DN13G | DIN RAIL MODULAR DEV | 2DN13G21F | ACC. MODULARES | 2DN13G21F349 | ISOLAT./ON-OFF SWIT.
GW96194 | INT. SECC. 4P 80A ACC. AC22B 4M | 382.5 | 1 | 1 | 3 | NR | 8034035140792 | 85363090 | 2DN04 | Energy | 2DN | ENERGY | 2DN13G | DIN RAIL MODULAR DEV | 2DN13G21F | ACC. MODULARES | 2DN13G21F349 | ISOLAT./ON-OFF SWIT.
GW96205 | PORTAFUS.SECC.1P 10,3X38 690V 32A | 10.3 | 1 | 12 | 108 | NR | 8011564062658 | 85361050 | 2DN04 | Energy | 2DN | ENERGY | 2DN13G | DIN RAIL MODULAR DEV | 2DN13G21F | ACC. MODULARES | 2DN13G21F345 | FUSE-HOLDERS/ FUSES
GW96206 | PORTAFUS.SECC.1P 8,5X31,5 400V 20A | 10.3 | 1 | 12 | 108 | NR | 8011564113701 | 85361050 | 2DN04 | Energy | 2DN | ENERGY | 2DN13G | DIN RAIL MODULAR DEV | 2DN13G21F | ACC. MODULARES | 2DN13G21F345 | FUSE-HOLDERS/ FUSES
GW96207 | PORTAFUS.SECC.1P 14X51 690V 50A | 18.95 | 1 | 12 | 96 | NR | 8011564113718 | 85361050 | 2DN04 | Energy | 2DN | ENERGY | 2DN13G | DIN RAIL MODULAR DEV | 2DN13G21F | ACC. MODULARES | 2DN13G21F345 | FUSE-HOLDERS/ FUSES
GW96215 | PORTAFUS.SECC.1P+N 10,3X38 690V 32A | 19.9 | 1 | 6 | 54 | NR | 8011564062733 | 85361050 | 2DN04 | Energy | 2DN | ENERGY | 2DN13G | DIN RAIL MODULAR DEV | 2DN13G21F | ACC. MODULARES | 2DN13G21F345 | FUSE-HOLDERS/ FUSES
GW96216 | PORTAFUS.SECC.1P+N 8,5X31,5 400V 20A | 19.9 | 1 | 6 | 54 | NR | 8011564113725 | 85361050 | 2DN04 | Energy | 2DN | ENERGY | 2DN13G | DIN RAIL MODULAR DEV | 2DN13G21F | ACC. MODULARES | 2DN13G21F345 | FUSE-HOLDERS/ FUSES
GW96217 | PORTAFUS.SECC.1P+N 14X51 690V 50A | 39.15 | 1 | 6 | 48 | NR | 8011564113732 | 85361050 | 2DN04 | Energy | 2DN | ENERGY | 2DN13G | DIN RAIL MODULAR DEV | 2DN13G21F | ACC. MODULARES | 2DN13G21F345 | FUSE-HOLDERS/ FUSES
GW96218 | PORTAFUS.SECC. 1P+N 22X58 690V | 67.5 | 1 | 2 | 48 | NR | 8011564775503 | 85361050 | 2DN04 | Energy | 2DN | ENERGY | 2DN13G | DIN RAIL MODULAR DEV | 2DN13G21F | ACC. MODULARES | 2DN13G21F345 | FUSE-HOLDERS/ FUSES
GW96220 | PORTAFUS.SECC. COMP. 1P+N 10,3X38 690V | 14.45 | 1 | 12 | 108 | NR | 8011564775510 | 85361050 | 2DN04 | Energy | 2DN | ENERGY | 2DN13G | DIN RAIL MODULAR DEV | 2DN13G21F | ACC. MODULARES | 2DN13G21F345 | FUSE-HOLDERS/ FUSES
GW96226 | PORTAFUS.SECC.1P 10,3X38 1000V DC | 10.3 | 1 | 12 | 108 | NR | 8011564775527 | 85361050 | 2DN04 | Energy | 2DN | ENERGY | 2DN13G | DIN RAIL MODULAR DEV | 2DN13G21F | ACC. MODULARES | 2DN13G21F345 | FUSE-HOLDERS/ FUSES
GW96227 | PORTAFUS.SECC2P 10,3X38 1000V DC | 19.9 | 1 | 6 | 54 | NR | 8011564775534 | 85361050 | 2DN04 | Energy | 2DN | ENERGY | 2DN13G | DIN RAIL MODULAR DEV | 2DN13G21F | ACC. MODULARES | 2DN13G21F345 | FUSE-HOLDERS/ FUSES
GW96301 | PORTAFUS.SECC.2P 8,5X31,5 400V 20A | 19.9 | 1 | 6 | 54 | NR | 8011564113749 | 85361050 | 2DN04 | Energy | 2DN | ENERGY | 2DN13G | DIN RAIL MODULAR DEV | 2DN13G21F | ACC. MODULARES | 2DN13G21F345 | FUSE-HOLDERS/ FUSES
GW96302 | PORTAFUS.SECC.2P 10,3X38 690V 32A | 19.9 | 1 | 6 | 54 | NR | 8011564113756 | 85361050 | 2DN04 | Energy | 2DN | ENERGY | 2DN13G | DIN RAIL MODULAR DEV | 2DN13G21F | ACC. MODULARES | 2DN13G21F345 | FUSE-HOLDERS/ FUSES
GW96303 | PORTAFUS.SECC.2P 14X51 690V 50A | 39.15 | 1 | 6 | 48 | NR | 8011564113763 | 85361050 | 2DN04 | Energy | 2DN | ENERGY | 2DN13G | DIN RAIL MODULAR DEV | 2DN13G21F | ACC. MODULARES | 2DN13G21F345 | FUSE-HOLDERS/ FUSES
GW96306 | PORTAFUS.SECC.3P 8,5X31,5 400V 20A | 29.8 | 1 | 4 | 36 | NR | 8011564113770 | 85361050 | 2DN04 | Energy | 2DN | ENERGY | 2DN13G | DIN RAIL MODULAR DEV | 2DN13G21F | ACC. MODULARES | 2DN13G21F345 | FUSE-HOLDERS/ FUSES
GW96307 | PORTAFUS.SECC.3P 10,3X38 690V 32A | 29.8 | 1 | 4 | 36 | NR | 8011564113787 | 85361050 | 2DN04 | Energy | 2DN | ENERGY | 2DN13G | DIN RAIL MODULAR DEV | 2DN13G21F | ACC. MODULARES | 2DN13G21F345 | FUSE-HOLDERS/ FUSES
GW96308 | PORTAFUS.SECC.3P 14X51 690V 50A | 58 | 1 | 4 | 32 | NR | 8011564113794 | 85361050 | 2DN04 | Energy | 2DN | ENERGY | 2DN13G | DIN RAIL MODULAR DEV | 2DN13G21F | ACC. MODULARES | 2DN13G21F345 | FUSE-HOLDERS/ FUSES
GW96311 | PORTAFUS.SECC.3P+N 8,5X31,5 400V 20A | 43.45 | 1 | 3 | 27 | NR | 8011564113800 | 85361050 | 2DN04 | Energy | 2DN | ENERGY | 2DN13G | DIN RAIL MODULAR DEV | 2DN13G21F | ACC. MODULARES | 2DN13G21F345 | FUSE-HOLDERS/ FUSES
GW96312 | PORTAFUS.SECC.3P+N 10,3X38 690V 32A | 43.45 | 1 | 3 | 27 | NR | 8011564113817 | 85361050 | 2DN04 | Energy | 2DN | ENERGY | 2DN13G | DIN RAIL MODULAR DEV | 2DN13G21F | ACC. MODULARES | 2DN13G21F345 | FUSE-HOLDERS/ FUSES
GW96313 | PORTAFUS.SECC.3P+N 14X51 690V 50A | 83.5 | 1 | 3 | 24 | NR | 8011564113824 | 85361050 | 2DN04 | Energy | 2DN | ENERGY | 2DN13G | DIN RAIL MODULAR DEV | 2DN13G21F | ACC. MODULARES | 2DN13G21F345 | FUSE-HOLDERS/ FUSES
GW96314 | PORTAFUS.SECC. 3P+N 22X58 690V | 135 | 1 | 1 | 24 | NR | 8011564775541 | 85361050 | 2DN04 | Energy | 2DN | ENERGY | 2DN13G | DIN RAIL MODULAR DEV | 2DN13G21F | ACC. MODULARES | 2DN13G21F345 | FUSE-HOLDERS/ FUSES
GW96321 | TRANSF. SEGURIDAD 15 VA | 67 | 1 | 4 | 4 | NR | 8011564178717 | 85043121 | 2DN04 | Energy | 2DN | ENERGY | 2DN13G | DIN RAIL MODULAR DEV | 2DN13G21F | ACC. MODULARES | 2DN13G21F352 | TRANSFORMERS
GW96322 | TRANSF. SEGURIDAD 25 VA | 85.5 | 1 | 4 | 4 | NR | 8011564177062 | 85043121 | 2DN04 | Energy | 2DN | ENERGY | 2DN13G | DIN RAIL MODULAR DEV | 2DN13G21F | ACC. MODULARES | 2DN13G21F352 | TRANSFORMERS
GW96323 | TRANSF. SEGURIDAD 40 VA | 101 | 1 | 1 | 1 | NR | 8011564176980 | 85043121 | 2DN04 | Energy | 2DN | ENERGY | 2DN13G | DIN RAIL MODULAR DEV | 2DN13G21F | ACC. MODULARES | 2DN13G21F352 | TRANSFORMERS
GW96324 | TRANSF. SEGURIDAD 63 VA | 156.5 | 1 | 1 | 1 | NR | 8011564177079 | 85043121 | 2DN04 | Energy | 2DN | ENERGY | 2DN13G | DIN RAIL MODULAR DEV | 2DN13G21F | ACC. MODULARES | 2DN13G21F352 | TRANSFORMERS
GW96331 | RELE DIFERENCIAL DE TIERRA | 290.5 | 1 | 1 | 4 | NR | 8011564177093 | 85364900 | 2DN04 | Energy | 2DN | ENERGY | 2DN13G | DIN RAIL MODULAR DEV | 2DN13G21F | ACC. MODULARES | 2DN13G21F359 | RCD SEPARATE TOROID
GW96331B | RESIDUAL CURRENT RELAY TYPE B 3M | 713.5 | 1 | 1 | 7 | NR | 8034035135200 | 85364900 | 2DN04 | Energy | 2DN | ENERGY | 2DN13G | DIN RAIL MODULAR DEV | 2DN13G21F | ACC. MODULARES | 2DN13G21F359 | RCD SEPARATE TOROID
GW96332 | TOROIDAL CERR.DIAM.35 MM | 125.5 | 1 | 1 | 30 | NR | 8011564176836 | 85043129 | 2DN04 | Energy | 2DN | ENERGY | 2DN13G | DIN RAIL MODULAR DEV | 2DN13G21F | ACC. MODULARES | 2DN13G21F359 | RCD SEPARATE TOROID
GW96332B | TOROID TYPE B DIAM. 35mm Imax 160A | 162 | 1 | 1 | 8 | NR | 8034035135217 | 85043129 | 2DN04 | Energy | 2DN | ENERGY | 2DN13G | DIN RAIL MODULAR DEV | 2DN13G21F | ACC. MODULARES | 2DN13G21F359 | RCD SEPARATE TOROID
GW96333 | TOROIDAL CERR.DIAM.80 MM | 184.5 | 1 | 1 | 30 | NR | 8011564176843 | 85043129 | 2DN04 | Energy | 2DN | ENERGY | 2DN13G | DIN RAIL MODULAR DEV | 2DN13G21F | ACC. MODULARES | 2DN13G21F359 | RCD SEPARATE TOROID
GW96333B | TOROID TYPE B DIAM. 80mm Imax 320A | 276.5 | 1 | 1 | 8 | NR | 8034035135224 | 85043129 | 2DN04 | Energy | 2DN | ENERGY | 2DN13G | DIN RAIL MODULAR DEV | 2DN13G21F | ACC. MODULARES | 2DN13G21F359 | RCD SEPARATE TOROID
GW96334 | TOROIDAL CERR.DIAM.110 MM | 226.5 | 1 | 1 | 6 | NR | 8011564176850 | 85043129 | 2DN04 | Energy | 2DN | ENERGY | 2DN13G | DIN RAIL MODULAR DEV | 2DN13G21F | ACC. MODULARES | 2DN13G21F359 | RCD SEPARATE TOROID
GW96334B | TOROID TYPE B DIAM. 110mm Imax 450A | 490.5 | 1 | 1 | 6 | NR | 8034035135231 | 85043129 | 2DN04 | Energy | 2DN | ENERGY | 2DN13G | DIN RAIL MODULAR DEV | 2DN13G21F | ACC. MODULARES | 2DN13G21F359 | RCD SEPARATE TOROID
GW96335 | TOROIDAL CERR.DIAM.210 MM | 420.5 | 1 | 1 | 4 | NR | 8011564176867 | 85043129 | 2DN04 | Energy | 2DN | ENERGY | 2DN13G | DIN RAIL MODULAR DEV | 2DN13G21F | ACC. MODULARES | 2DN13G21F359 | RCD SEPARATE TOROID
GW96335B | TOROID TYPE B DIAM. 210mm Imax 720A | 1386 | 1 | 1 | 4 | NR | 8034035135248 | 85043129 | 2DN04 | Energy | 2DN | ENERGY | 2DN13G | DIN RAIL MODULAR DEV | 2DN13G21F | ACC. MODULARES | 2DN13G21F359 | RCD SEPARATE TOROID
GW96339 | INT.DESCONEXIÓN BIOCOMFORT | 299 | 1 | 1 | 2 | NR | 8011564189928 | 85389099 | 2DN04 | Energy | 2DN | ENERGY | 2DN13G | DIN RAIL MODULAR DEV | 2DN13G21F | ACC. MODULARES | 2DN13G21F349 | ISOLAT./ON-OFF SWIT.
GW96340 | CARGA BASE BIOCOMFORT | 25.25 | 1 | 1 | 5 | NR | 8011564189935 | 85389099 | 2DN04 | Energy | 2DN | ENERGY | 2DN13G | DIN RAIL MODULAR DEV | 2DN13G21F | ACC. MODULARES | 2DN13G21F349 | ISOLAT./ON-OFF SWIT.
GW96401 | TIMBRE 12V CA 1M. | 30.6 | 1 | 1 | 12 | NR | 8011564063624 | 85318040 | 2DN04 | Energy | 2DN | ENERGY | 2DN13G | DIN RAIL MODULAR DEV | 2DN13G21F | ACC. MODULARES | 2DN13G21F351 | BELLS/BUZZERS
GW96402 | TIMBRE 230V 1M. | 32.05 | 1 | 1 | 12 | NR | 8011564063631 | 85318040 | 2DN04 | Energy | 2DN | ENERGY | 2DN13G | DIN RAIL MODULAR DEV | 2DN13G21F | ACC. MODULARES | 2DN13G21F351 | BELLS/BUZZERS
GW96403 | TIMBRE 230V 2M.CON TRANSF. | 59.5 | 1 | 1 | 6 | NR | 8011564063655 | 85318040 | 2DN04 | Energy | 2DN | ENERGY | 2DN13G | DIN RAIL MODULAR DEV | 2DN13G21F | ACC. MODULARES | 2DN13G21F351 | BELLS/BUZZERS
GW96406 | ZUMBADOR 12V CA 1M. | 28 | 1 | 1 | 12 | NR | 8011564063662 | 85318040 | 2DN04 | Energy | 2DN | ENERGY | 2DN13G | DIN RAIL MODULAR DEV | 2DN13G21F | ACC. MODULARES | 2DN13G21F351 | BELLS/BUZZERS
GW96407 | ZUMBADOR 230V 1M. | 31.8 | 1 | 1 | 12 | NR | 8011564063679 | 85318040 | 2DN04 | Energy | 2DN | ENERGY | 2DN13G | DIN RAIL MODULAR DEV | 2DN13G21F | ACC. MODULARES | 2DN13G21F351 | BELLS/BUZZERS
GW96408 | ZUMBADOR 230V 2M.CON TRANSF. | 62 | 1 | 1 | 6 | NR | 8011564063686 | 85318040 | 2DN04 | Energy | 2DN | ENERGY | 2DN13G | DIN RAIL MODULAR DEV | 2DN13G21F | ACC. MODULARES | 2DN13G21F351 | BELLS/BUZZERS
GW96411 | TIMBRE/ZUMBADOR 230V 2M. TRANSFORMADOR | 73.5 | 1 | 1 | 4 | NR | 8011564063693 | 85318040 | 2DN04 | Energy | 2DN | ENERGY | 2DN13G | DIN RAIL MODULAR DEV | 2DN13G21F | ACC. MODULARES | 2DN13G21F351 | BELLS/BUZZERS
GW96421 | TRANS.PARA TIMBRES 5VA T.P.230V T.S.12V | 42.15 | 1 | 1 | 6 | NR | 8011564063709 | 85043121 | 2DN04 | Energy | 2DN | ENERGY | 2DN13G | DIN RAIL MODULAR DEV | 2DN13G21F | ACC. MODULARES | 2DN13G21F352 | TRANSFORMERS
GW96422 | TRANS.PARA TIMBRES 5VA T.P.230V T.S.24V | 42.15 | 1 | 1 | 6 | NR | 8011564063716 | 85043121 | 2DN04 | Energy | 2DN | ENERGY | 2DN13G | DIN RAIL MODULAR DEV | 2DN13G21F | ACC. MODULARES | 2DN13G21F352 | TRANSFORMERS
GW96423 | TRANS.PARA TIMBRES 10VA T.P.230V T.S.12V | 40.5 | 1 | 1 | 6 | NR | 8011564063723 | 85043121 | 2DN04 | Energy | 2DN | ENERGY | 2DN13G | DIN RAIL MODULAR DEV | 2DN13G21F | ACC. MODULARES | 2DN13G21F352 | TRANSFORMERS
GW96424 | TRANS.PARA TIMBRES 10VA T.P.230V T.S.24V | 40.5 | 1 | 1 | 6 | NR | 8011564063730 | 85043121 | 2DN04 | Energy | 2DN | ENERGY | 2DN13G | DIN RAIL MODULAR DEV | 2DN13G21F | ACC. MODULARES | 2DN13G21F352 | TRANSFORMERS
GW96425 | TRANS.PARA TIMBRES 15VA T.P.230V T.S.12V | 43.25 | 1 | 1 | 6 | NR | 8011564063747 | 85043121 | 2DN04 | Energy | 2DN | ENERGY | 2DN13G | DIN RAIL MODULAR DEV | 2DN13G21F | ACC. MODULARES | 2DN13G21F352 | TRANSFORMERS
GW96426 | TRANS.PARA TIMBRES 15VA T.P.230V T.S.24V | 43.25 | 1 | 1 | 6 | NR | 8011564063754 | 85043121 | 2DN04 | Energy | 2DN | ENERGY | 2DN13G | DIN RAIL MODULAR DEV | 2DN13G21F | ACC. MODULARES | 2DN13G21F352 | TRANSFORMERS
GW96431 | TRANS.PARA TIMBRES 30VA T.P.230V T.S.12V | 47.8 | 1 | 1 | 4 | NR | 8011564063761 | 85043121 | 2DN04 | Energy | 2DN | ENERGY | 2DN13G | DIN RAIL MODULAR DEV | 2DN13G21F | ACC. MODULARES | 2DN13G21F352 | TRANSFORMERS
GW96432 | TRANS.PARA TIMBRES 30VA T.P.230V T.S.24V | 47.8 | 1 | 1 | 4 | NR | 8011564063778 | 85043121 | 2DN04 | Energy | 2DN | ENERGY | 2DN13G | DIN RAIL MODULAR DEV | 2DN13G21F | ACC. MODULARES | 2DN13G21F352 | TRANSFORMERS
GW96433 | TRANS.PARA TIMBRES 40VA T.P.230V T.S.12V | 54.5 | 1 | 1 | 4 | NR | 8011564063785 | 85043121 | 2DN04 | Energy | 2DN | ENERGY | 2DN13G | DIN RAIL MODULAR DEV | 2DN13G21F | ACC. MODULARES | 2DN13G21F352 | TRANSFORMERS
GW96434 | TRANS.PARA TIMBRES 40VA T.P.230V T.S.24V | 54.5 | 1 | 1 | 4 | NR | 8011564063792 | 85043121 | 2DN04 | Energy | 2DN | ENERGY | 2DN13G | DIN RAIL MODULAR DEV | 2DN13G21F | ACC. MODULARES | 2DN13G21F352 | TRANSFORMERS
GW96441 | TRANSF.INTENSIDAD 15A | 96.5 | 1 | 1 | 6 | NR | 8011564064799 | 85043129 | 2DN04 | Energy | 2DN | ENERGY | 2DN13G | DIN RAIL MODULAR DEV | 2DN13G21F | ACC. MODULARES | 2DN13G21F352 | TRANSFORMERS
GW96442 | TRANSF.INTENSIDAD 25A | 96.5 | 1 | 1 | 6 | NR | 8011564064805 | 85043129 | 2DN04 | Energy | 2DN | ENERGY | 2DN13G | DIN RAIL MODULAR DEV | 2DN13G21F | ACC. MODULARES | 2DN13G21F352 | TRANSFORMERS
GW96443 | TRANSF.INTENSIDAD 40A | 46.75 | 1 | 1 | 6 | NR | 8011564064812 | 85043129 | 2DN04 | Energy | 2DN | ENERGY | 2DN13G | DIN RAIL MODULAR DEV | 2DN13G21F | ACC. MODULARES | 2DN13G21F352 | TRANSFORMERS
GW96444 | TRANSF.INTENSIDAD 50A | 46.75 | 1 | 1 | 6 | NR | 8011564064829 | 85043129 | 2DN04 | Energy | 2DN | ENERGY | 2DN13G | DIN RAIL MODULAR DEV | 2DN13G21F | ACC. MODULARES | 2DN13G21F352 | TRANSFORMERS
GW96445 | TRANSF.INTENSIDAD 60A | 46.75 | 1 | 1 | 6 | NR | 8011564064836 | 85043129 | 2DN04 | Energy | 2DN | ENERGY | 2DN13G | DIN RAIL MODULAR DEV | 2DN13G21F | ACC. MODULARES | 2DN13G21F352 | TRANSFORMERS
GW96446 | TRANSF.INTENSIDAD 100A | 46.75 | 1 | 1 | 6 | NR | 8011564064928 | 85043129 | 2DN04 | Energy | 2DN | ENERGY | 2DN13G | DIN RAIL MODULAR DEV | 2DN13G21F | ACC. MODULARES | 2DN13G21F352 | TRANSFORMERS
GW96447 | TRANSF.INTENSIDAD 150A | 47.9 | 1 | 1 | 6 | NR | 8011564064935 | 85043129 | 2DN04 | Energy | 2DN | ENERGY | 2DN13G | DIN RAIL MODULAR DEV | 2DN13G21F | ACC. MODULARES | 2DN13G21F352 | TRANSFORMERS
GW96448 | TRANSF.INTENSIDAD 250A | 47.9 | 1 | 1 | 6 | NR | 8011564064942 | 85043129 | 2DN04 | Energy | 2DN | ENERGY | 2DN13G | DIN RAIL MODULAR DEV | 2DN13G21F | ACC. MODULARES | 2DN13G21F352 | TRANSFORMERS
GW96449 | TRANSF.INTENSIDAD 400A | 51.5 | 1 | 1 | 6 | NR | 8011564064959 | 85043129 | 2DN04 | Energy | 2DN | ENERGY | 2DN13G | DIN RAIL MODULAR DEV | 2DN13G21F | ACC. MODULARES | 2DN13G21F352 | TRANSFORMERS
GW96450 | TRANSF.INTENSIDAD 600A | 55.5 | 1 | 1 | 6 | NR | 8011564064966 | 85043129 | 2DN04 | Energy | 2DN | ENERGY | 2DN13G | DIN RAIL MODULAR DEV | 2DN13G21F | ACC. MODULARES | 2DN13G21F352 | TRANSFORMERS
GW96451 | TRANSF.INTENSIDAD 1000A | 123.5 | 1 | 1 | 3 | NR | 8011564064973 | 85043129 | 2DN04 | Energy | 2DN | ENERGY | 2DN13G | DIN RAIL MODULAR DEV | 2DN13G21F | ACC. MODULARES | 2DN13G21F352 | TRANSFORMERS
GW96452 | TRANSF.INTENSIDAD 1200A | 123.5 | 1 | 1 | 3 | NR | 8011564133518 | 85043129 | 2DN04 | Energy | 2DN | ENERGY | 2DN13G | DIN RAIL MODULAR DEV | 2DN13G21F | ACC. MODULARES | 2DN13G21F352 | TRANSFORMERS
GW96453 | TRANSF.INTENSIDAD 1500A | 133 | 1 | 1 | 3 | NR | 8011564133525 | 85043129 | 2DN04 | Energy | 2DN | ENERGY | 2DN13G | DIN RAIL MODULAR DEV | 2DN13G21F | ACC. MODULARES | 2DN13G21F352 | TRANSFORMERS
GW96500 | PEINE 1P PASO 1 GRIS 13 COLL. | 7.8 | 1 | 25 | 25 | NR | 8011564228153 | 85369010 | 2DN04 | Energy | 2DN | ENERGY | 2DN13G | DIN RAIL MODULAR DEV | 2DN13G21F | ACC. MODULARES | 2DN13G21F343 | BUSBARS/ACC.CIRC.BR.
GW96501 | PEINE 1P PASO 1 BLU 13 COLL. | 7.8 | 1 | 25 | 25 | NR | 8011564210868 | 85369010 | 2DN04 | Energy | 2DN | ENERGY | 2DN13G | DIN RAIL MODULAR DEV | 2DN13G21F | ACC. MODULARES | 2DN13G21F343 | BUSBARS/ACC.CIRC.BR.
GW96503 | TERMINAL AISLADO PARA PEINES DE CONEXIÓN | 7.05 | 1 | 50 | 50 | NR | 8011564210899 | 85389099 | 2DN04 | Energy | 2DN | ENERGY | 2DN13G | DIN RAIL MODULAR DEV | 2DN13G21F | ACC. MODULARES | 2DN13G21F343 | BUSBARS/ACC.CIRC.BR.
GW96507F | PEINE MONOBLOQUE 1IDP+11MTC 13M | 28.55 | 1 | 1 | 10 | NR | 8011564866805 | 85369010 | 2DN04 | Energy | 2DN | ENERGY | 2DN13G | DIN RAIL MODULAR DEV | 2DN13G21F | ACC. MODULARES | 2DN13G21F343 | BUSBARS/ACC.CIRC.BR.
GW96522 | BASE 2P+T 16A DIN EST DE 2,5M | 13.2 | 1 | 2 | 8 | NR | 8011564441729 | 85366990 | 2DN04 | Energy | 2DN | ENERGY | 2DN13G | DIN RAIL MODULAR DEV | 2DN13G21F | ACC. MODULARES | 2DN13G21F344 | DIN RAIL SOCKETS
GW96523 | BASE 2P+T 16A DIN EST DE IP40 2,5M | 27.5 | 1 | 2 | 8 | NR | 8011564441736 | 85366990 | 2DN04 | Energy | 2DN | ENERGY | 2DN13G | DIN RAIL MODULAR DEV | 2DN13G21F | ACC. MODULARES | 2DN13G21F344 | DIN RAIL SOCKETS
GW96524 | BASE 2P+T 16 DIN EST FR 2,5M | 21.5 | 1 | 2 | 8 | NR | 8011564441743 | 85366990 | 2DN04 | Energy | 2DN | ENERGY | 2DN13G | DIN RAIL MODULAR DEV | 2DN13G21F | ACC. MODULARES | 2DN13G21F344 | DIN RAIL SOCKETS
GW96525 | BASE 2P+T 10/16 DIN EST IT/DE 2,5M | 21.5 | 1 | 2 | 8 | NR | 8011564441750 | 85366990 | 2DN04 | Energy | 2DN | ENERGY | 2DN13G | DIN RAIL MODULAR DEV | 2DN13G21F | ACC. MODULARES | 2DN13G21F344 | DIN RAIL SOCKETS
GW96526 | BASE 2P+T 16A DIN EST DK 2,5M | 21.5 | 1 | 2 | 8 | NR | 8011564441767 | 85366990 | 2DN04 | Energy | 2DN | ENERGY | 2DN13G | DIN RAIL MODULAR DEV | 2DN13G21F | ACC. MODULARES | 2DN13G21F344 | DIN RAIL SOCKETS
GW96531 | INT.SECCIONADOR 1P 16A 250V 1M | 22.55 | 1 | 3 | 12 | NR | 8011564447707 | 85362010 | 2DN04 | Energy | 2DN | ENERGY | 2DN13G | DIN RAIL MODULAR DEV | 2DN13G21F | ACC. MODULARES | 2DN13G21F349 | ISOLAT./ON-OFF SWIT.
GW96532 | INT.SECCIONADOR 1P 32A 250V 1M | 24.75 | 1 | 3 | 12 | NR | 8011564447714 | 85362010 | 2DN04 | Energy | 2DN | ENERGY | 2DN13G | DIN RAIL MODULAR DEV | 2DN13G21F | ACC. MODULARES | 2DN13G21F349 | ISOLAT./ON-OFF SWIT.
GW96533 | INT.SECCIONADOR 2P 16A 415V 1M | 28 | 1 | 3 | 12 | NR | 8011564447721 | 85362010 | 2DN04 | Energy | 2DN | ENERGY | 2DN13G | DIN RAIL MODULAR DEV | 2DN13G21F | ACC. MODULARES | 2DN13G21F349 | ISOLAT./ON-OFF SWIT.
GW96534 | INT.SECCIONADOR 2P 32A 415V 1M | 28.85 | 1 | 3 | 12 | NR | 8011564447738 | 85362010 | 2DN04 | Energy | 2DN | ENERGY | 2DN13G | DIN RAIL MODULAR DEV | 2DN13G21F | ACC. MODULARES | 2DN13G21F349 | ISOLAT./ON-OFF SWIT.
GW96535 | INT.SECCIONADOR 3P 16A 415V 1M | 39.25 | 1 | 1 | 12 | NR | 8011564448537 | 85362010 | 2DN04 | Energy | 2DN | ENERGY | 2DN13G | DIN RAIL MODULAR DEV | 2DN13G21F | ACC. MODULARES | 2DN13G21F349 | ISOLAT./ON-OFF SWIT.
GW96536 | INT.SECCIONADOR 3P 32A 415V 1M | 43.25 | 1 | 1 | 12 | NR | 8011564447868 | 85362010 | 2DN04 | Energy | 2DN | ENERGY | 2DN13G | DIN RAIL MODULAR DEV | 2DN13G21F | ACC. MODULARES | 2DN13G21F349 | ISOLAT./ON-OFF SWIT.
GW96537 | INT.SECCIONADOR 4P 16A 415V 1M | 46.15 | 1 | 1 | 12 | NR | 8011564447875 | 85362010 | 2DN04 | Energy | 2DN | ENERGY | 2DN13G | DIN RAIL MODULAR DEV | 2DN13G21F | ACC. MODULARES | 2DN13G21F349 | ISOLAT./ON-OFF SWIT.
GW96538 | INT.SECCIONADOR 4P 32A 415V 1M | 49.65 | 1 | 1 | 12 | NR | 8011564447882 | 85362010 | 2DN04 | Energy | 2DN | ENERGY | 2DN13G | DIN RAIL MODULAR DEV | 2DN13G21F | ACC. MODULARES | 2DN13G21F349 | ISOLAT./ON-OFF SWIT.
GW96539 | INT.NO AUTOMÁTICO 1P 16A + SEÑ 230V | 32.05 | 1 | 3 | 12 | NR | 8011564447745 | 85363010 | 2DN04 | Energy | 2DN | ENERGY | 2DN13G | DIN RAIL MODULAR DEV | 2DN13G21F | ACC. MODULARES | 2DN13G21F349 | ISOLAT./ON-OFF SWIT.
GW96540 | INT.NO AUTOMÁTICO 1P 32A + SEÑ 230V | 43.55 | 1 | 1 | 12 | NR | 8011564447899 | 85363030 | 2DN04 | Energy | 2DN | ENERGY | 2DN13G | DIN RAIL MODULAR DEV | 2DN13G21F | ACC. MODULARES | 2DN13G21F349 | ISOLAT./ON-OFF SWIT.
GW96541 | INT.NO AUTOMÁTICO 2P 16A + SEÑ 230V | 43.55 | 1 | 1 | 12 | NR | 8011564447905 | 85363010 | 2DN04 | Energy | 2DN | ENERGY | 2DN13G | DIN RAIL MODULAR DEV | 2DN13G21F | ACC. MODULARES | 2DN13G21F349 | ISOLAT./ON-OFF SWIT.
GW96542 | INT.NO AUTOMÁTICO 2P 32A + SEÑ 230V | 43.9 | 1 | 1 | 12 | NR | 8011564447912 | 85363030 | 2DN04 | Energy | 2DN | ENERGY | 2DN13G | DIN RAIL MODULAR DEV | 2DN13G21F | ACC. MODULARES | 2DN13G21F349 | ISOLAT./ON-OFF SWIT.
GW96551 | CONMUTADOR (1 2) 1P 16A 250V 1M | 31.3 | 1 | 3 | 12 | NR | 8011564447752 | 85365080 | 2DN04 | Energy | 2DN | ENERGY | 2DN13G | DIN RAIL MODULAR DEV | 2DN13G21F | ACC. MODULARES | 2DN13G21F349 | ISOLAT./ON-OFF SWIT.
GW96552 | CONMUTADOR (1 2) 2P 16A 250V 1M | 56 | 1 | 1 | 12 | NR | 8011564447929 | 85365080 | 2DN04 | Energy | 2DN | ENERGY | 2DN13G | DIN RAIL MODULAR DEV | 2DN13G21F | ACC. MODULARES | 2DN13G21F349 | ISOLAT./ON-OFF SWIT.
GW96553 | CONMUTADOR (1 0 2) 1P 16A 250V 1M | 25.75 | 1 | 3 | 12 | NR | 8011564447769 | 85365080 | 2DN04 | Energy | 2DN | ENERGY | 2DN13G | DIN RAIL MODULAR DEV | 2DN13G21F | ACC. MODULARES | 2DN13G21F349 | ISOLAT./ON-OFF SWIT.
GW96554 | CONMUTADOR (1 0 2) 2P 16A 250V 1M | 62.5 | 1 | 1 | 12 | NR | 8011564447936 | 85365080 | 2DN04 | Energy | 2DN | ENERGY | 2DN13G | DIN RAIL MODULAR DEV | 2DN13G21F | ACC. MODULARES | 2DN13G21F349 | ISOLAT./ON-OFF SWIT.
GW96555 | CONMUTADOR (1 2) 1NA+1NC 16A 250V 1M | 37.1 | 1 | 3 | 12 | NR | 8011564447776 | 85365080 | 2DN04 | Energy | 2DN | ENERGY | 2DN13G | DIN RAIL MODULAR DEV | 2DN13G21F | ACC. MODULARES | 2DN13G21F349 | ISOLAT./ON-OFF SWIT.
GW96556 | CONMUTADOR (1 2) 1NA+1NC 32A 250V 1M | 39.25 | 1 | 1 | 12 | NR | 8011564447943 | 85365080 | 2DN04 | Energy | 2DN | ENERGY | 2DN13G | DIN RAIL MODULAR DEV | 2DN13G21F | ACC. MODULARES | 2DN13G21F349 | ISOLAT./ON-OFF SWIT.
GW96561 | PULSADOR ÚNICO 1NA 16A 250V 1M | 21.95 | 1 | 3 | 12 | NR | 8011564447783 | 85365080 | 2DN04 | Energy | 2DN | ENERGY | 2DN13G | DIN RAIL MODULAR DEV | 2DN13G21F | ACC. MODULARES | 2DN13G21F350 | INDIC.LIGHT/PUSH-BU.
GW96562 | PULSADOR ÚNICO 1NC 16A 250V 1M | 21.95 | 1 | 3 | 12 | NR | 8011564447790 | 85365080 | 2DN04 | Energy | 2DN | ENERGY | 2DN13G | DIN RAIL MODULAR DEV | 2DN13G21F | ACC. MODULARES | 2DN13G21F350 | INDIC.LIGHT/PUSH-BU.
GW96563 | PULSADOR ÚNICO 1NA+1NC 16A 250V 1M | 33.6 | 1 | 1 | 12 | NR | 8011564447950 | 85365080 | 2DN04 | Energy | 2DN | ENERGY | 2DN13G | DIN RAIL MODULAR DEV | 2DN13G21F | ACC. MODULARES | 2DN13G21F350 | INDIC.LIGHT/PUSH-BU.
GW96564 | PULSADOR DOBLE GR/GR 2NA 16A 250V 1M | 36.65 | 1 | 1 | 12 | NR | 8011564447967 | 85365080 | 2DN04 | Energy | 2DN | ENERGY | 2DN13G | DIN RAIL MODULAR DEV | 2DN13G21F | ACC. MODULARES | 2DN13G21F350 | INDIC.LIGHT/PUSH-BU.
GW96565 | PULSADOR DOBLE VE/RO 1NA+1NC 16A250V 1M | 36.65 | 1 | 1 | 12 | NR | 8011564447974 | 85365080 | 2DN04 | Energy | 2DN | ENERGY | 2DN13G | DIN RAIL MODULAR DEV | 2DN13G21F | ACC. MODULARES | 2DN13G21F350 | INDIC.LIGHT/PUSH-BU.
GW96566 | PULSADOR 1NA 16A 230V SEÑ VER.1M | 39.25 | 1 | 1 | 12 | NR | 8011564447981 | 85365080 | 2DN04 | Energy | 2DN | ENERGY | 2DN13G | DIN RAIL MODULAR DEV | 2DN13G21F | ACC. MODULARES | 2DN13G21F350 | INDIC.LIGHT/PUSH-BU.
GW96567 | PULSADOR 1NC 16A 230V SEÑ ROJO 1M | 39.25 | 1 | 1 | 12 | NR | 8011564447998 | 85365080 | 2DN04 | Energy | 2DN | ENERGY | 2DN13G | DIN RAIL MODULAR DEV | 2DN13G21F | ACC. MODULARES | 2DN13G21F350 | INDIC.LIGHT/PUSH-BU.
GW96568 | PULSADOR 1NA+1NC 16A 230V SEÑ VER.1M | 43.25 | 1 | 1 | 12 | NR | 8011564448001 | 85365080 | 2DN04 | Energy | 2DN | ENERGY | 2DN13G | DIN RAIL MODULAR DEV | 2DN13G21F | ACC. MODULARES | 2DN13G21F350 | INDIC.LIGHT/PUSH-BU.
GW96569 | PULSADOR 1NA+1NC 16A 230V SEÑ ROJO 1M | 43.25 | 1 | 1 | 12 | NR | 8011564448025 | 85365080 | 2DN04 | Energy | 2DN | ENERGY | 2DN13G | DIN RAIL MODULAR DEV | 2DN13G21F | ACC. MODULARES | 2DN13G21F350 | INDIC.LIGHT/PUSH-BU.
GW96570 | PULSADOR 1NA 16A 12-48V AC/DC SEÑ VER.1M | 39.25 | 1 | 1 | 12 | NR | 8011564448032 | 85365080 | 2DN04 | Energy | 2DN | ENERGY | 2DN13G | DIN RAIL MODULAR DEV | 2DN13G21F | ACC. MODULARES | 2DN13G21F350 | INDIC.LIGHT/PUSH-BU.
GW96571 | PULSADOR 1NC 16A 12-48V SEÑ ROJO1M | 39.25 | 1 | 1 | 12 | NR | 8011564448049 | 85365080 | 2DN04 | Energy | 2DN | ENERGY | 2DN13G | DIN RAIL MODULAR DEV | 2DN13G21F | ACC. MODULARES | 2DN13G21F350 | INDIC.LIGHT/PUSH-BU.
GW96581 | LÁMPARA DE SEÑAL.ÚNICO ROJO 230V 1M | 11.85 | 1 | 3 | 12 | NR | 8011564447806 | 85308000 | 2DN04 | Energy | 2DN | ENERGY | 2DN13G | DIN RAIL MODULAR DEV | 2DN13G21F | ACC. MODULARES | 2DN13G21F350 | INDIC.LIGHT/PUSH-BU.
GW96582 | LÁMPARA DE SEÑAL.ÚNICO VERDE 230V 1M | 11.85 | 1 | 3 | 12 | NR | 8011564447813 | 85308000 | 2DN04 | Energy | 2DN | ENERGY | 2DN13G | DIN RAIL MODULAR DEV | 2DN13G21F | ACC. MODULARES | 2DN13G21F350 | INDIC.LIGHT/PUSH-BU.
GW96583 | LÁMPARA DE SEÑAL.ÚNICO AMARILLO 230V 1M | 11.85 | 1 | 3 | 12 | NR | 8011564447820 | 85308000 | 2DN04 | Energy | 2DN | ENERGY | 2DN13G | DIN RAIL MODULAR DEV | 2DN13G21F | ACC. MODULARES | 2DN13G21F350 | INDIC.LIGHT/PUSH-BU.
GW96584 | LÁMPARA DE SEÑAL.ÚNICO AZUL 230V 1M | 28 | 1 | 3 | 12 | NR | 8011564447837 | 85308000 | 2DN04 | Energy | 2DN | ENERGY | 2DN13G | DIN RAIL MODULAR DEV | 2DN13G21F | ACC. MODULARES | 2DN13G21F350 | INDIC.LIGHT/PUSH-BU.
GW96585 | LÁMPARA DE SEÑAL.ÚNICO BLANCO 230V 1M | 28 | 1 | 3 | 12 | NR | 8011564447844 | 85308000 | 2DN04 | Energy | 2DN | ENERGY | 2DN13G | DIN RAIL MODULAR DEV | 2DN13G21F | ACC. MODULARES | 2DN13G21F350 | INDIC.LIGHT/PUSH-BU.
GW96586 | LÁMPARA DE SEÑAL.ÚN.ROJO 12-48V AC/DC 1M | 31.3 | 1 | 1 | 12 | NR | 8011564448056 | 85308000 | 2DN04 | Energy | 2DN | ENERGY | 2DN13G | DIN RAIL MODULAR DEV | 2DN13G21F | ACC. MODULARES | 2DN13G21F350 | INDIC.LIGHT/PUSH-BU.
GW96587 | LÁMPARA DE SEÑAL.ÚN.VERDE 12-48V AC/DC1M | 31.3 | 1 | 1 | 12 | NR | 8011564448063 | 85308000 | 2DN04 | Energy | 2DN | ENERGY | 2DN13G | DIN RAIL MODULAR DEV | 2DN13G21F | ACC. MODULARES | 2DN13G21F350 | INDIC.LIGHT/PUSH-BU.
GW96588 | LÁMPARA DE SEÑAL.ÚN.AMAR.12-48V AC/DC 1M | 31.3 | 1 | 1 | 12 | NR | 8011564448070 | 85308000 | 2DN04 | Energy | 2DN | ENERGY | 2DN13G | DIN RAIL MODULAR DEV | 2DN13G21F | ACC. MODULARES | 2DN13G21F350 | INDIC.LIGHT/PUSH-BU.
GW96589 | LÁMPARA DE SEÑAL.ÚN.AZUL 12-48V AC/DC 1M | 31.3 | 1 | 1 | 12 | NR | 8011564448087 | 85308000 | 2DN04 | Energy | 2DN | ENERGY | 2DN13G | DIN RAIL MODULAR DEV | 2DN13G21F | ACC. MODULARES | 2DN13G21F350 | INDIC.LIGHT/PUSH-BU.
GW96590 | LÁMPARA DE SEÑAL.ÚN.BLA.12-48V AC/DC 1M | 31.3 | 1 | 1 | 12 | NR | 8011564448094 | 85308000 | 2DN04 | Energy | 2DN | ENERGY | 2DN13G | DIN RAIL MODULAR DEV | 2DN13G21F | ACC. MODULARES | 2DN13G21F350 | INDIC.LIGHT/PUSH-BU.
GW96591 | LÁMPARA DE SEÑAL.DOBLE VER/ROS.230V 1M | 37.1 | 1 | 1 | 12 | NR | 8011564448100 | 85308000 | 2DN04 | Energy | 2DN | ENERGY | 2DN13G | DIN RAIL MODULAR DEV | 2DN13G21F | ACC. MODULARES | 2DN13G21F350 | INDIC.LIGHT/PUSH-BU.
GW96592 | LÁMPARA DE SEÑAL.TRIPLE ROJO 230V 1M | 44.65 | 1 | 1 | 12 | NR | 8011564447851 | 85308000 | 2DN04 | Energy | 2DN | ENERGY | 2DN13G | DIN RAIL MODULAR DEV | 2DN13G21F | ACC. MODULARES | 2DN13G21F350 | INDIC.LIGHT/PUSH-BU.
GW96598 | LÁMPARA DE SEÑAL.TRICOLOR 230V 1M | 44.65 | 1 | 1 | 12 | NR | 8011564897717 | 85308000 | 2DN04 | Energy | 2DN | ENERGY | 2DN13G | DIN RAIL MODULAR DEV | 2DN13G21F | ACC. MODULARES | 2DN13G21F350 | INDIC.LIGHT/PUSH-BU.
GW96809 | TEMP. LUZ ESCALERAS | 51.5 | 1 | 1 | 8 | NR | 8011564728554 | 85389099 | 2DN04 | Energy | 2DN | ENERGY | 2DN13G | DIN RAIL MODULAR DEV | 2DN13G21F | ACC. MODULARES | 2DN13G21F355 | TIMERS
GW96814 | TEMPORIZADOR MULTIFUNCIÓN | 173 | 1 | 1 | 8 | NR | 8011564443105 | 91070000 | 2DN04 | Energy | 2DN | ENERGY | 2DN13G | DIN RAIL MODULAR DEV | 2DN13G21F | ACC. MODULARES | 2DN13G21F355 | TIMERS
GW96815 | TEMPORIZADOR CICLO ASIMETRICO | 173 | 1 | 1 | 8 | NR | 8011564760028 | 91070000 | 2DN04 | Energy | 2DN | ENERGY | 2DN13G | DIN RAIL MODULAR DEV | 2DN13G21F | ACC. MODULARES | 2DN13G21F355 | TIMERS
GW96851 | COMMUT. VOLT. 4 POS.FASE NEUTRO | 80.5 | 1 | 1 | 4 | NR | 8011564114012 | 85365080 | 2DN04 | Energy | 2DN | ENERGY | 2DN13G | DIN RAIL MODULAR DEV | 2DN13G21F | ACC. MODULARES | 2DN13G21F349 | ISOLAT./ON-OFF SWIT.
GW96852 | COMMUT. VOLT. 4 POS.FASE FASE | 88.5 | 1 | 1 | 4 | NR | 8011564114029 | 85365080 | 2DN04 | Energy | 2DN | ENERGY | 2DN13G | DIN RAIL MODULAR DEV | 2DN13G21F | ACC. MODULARES | 2DN13G21F349 | ISOLAT./ON-OFF SWIT.
GW96853 | COMMUT. VOLT. 7 POS. | 97 | 1 | 1 | 4 | NR | 8011564114036 | 85365080 | 2DN04 | Energy | 2DN | ENERGY | 2DN13G | DIN RAIL MODULAR DEV | 2DN13G21F | ACC. MODULARES | 2DN13G21F349 | ISOLAT./ON-OFF SWIT.
GW96856 | CONMUT. AMPER. 4 POSIC. | 92.5 | 1 | 1 | 4 | NR | 8011564114043 | 85365080 | 2DN04 | Energy | 2DN | ENERGY | 2DN13G | DIN RAIL MODULAR DEV | 2DN13G21F | ACC. MODULARES | 2DN13G21F349 | ISOLAT./ON-OFF SWIT.
GW96867 | VOLTIMETRO DIGITAL 0-500V 2MOD. | 213 | 1 | 1 | 4 | NR | 8011564425118 | 90308900 | 2DN04 | Energy | 2DN | ENERGY | 2DN13G | DIN RAIL MODULAR DEV | 2DN13G21F | ACC. MODULARES | 2DN13G21F358 | MEASUREMENT DEVICES
GW96879 | AMPERIMETRO DIGITAL 15-999V 2MOD. | 213 | 1 | 1 | 4 | NR | 8011564425125 | 90308900 | 2DN04 | Energy | 2DN | ENERGY | 2DN13G | DIN RAIL MODULAR DEV | 2DN13G21F | ACC. MODULARES | 2DN13G21F358 | MEASUREMENT DEVICES
GW96897 | MULTIMETRO 2MOD. | 368 | 1 | 1 | 4 | NR | 8011564425101 | 90303100 | 2DN04 | Energy | 2DN | ENERGY | 2DN13G | DIN RAIL MODULAR DEV | 2DN13G21F | ACC. MODULARES | 2DN13G21F358 | MEASUREMENT DEVICES
GW96899 | ANALIZADOR DE RED 4 MOD. | 613 | 1 | 1 | 2 | NR | 8011564425132 | 90303100 | 2DN04 | Energy | 2DN | ENERGY | 2DN13G | DIN RAIL MODULAR DEV | 2DN13G21F | ACC. MODULARES | 2DN13G21F358 | MEASUREMENT DEVICES
GW96906 | RELE CONTROL CORRIENTE AC MONOFASICA | 212 | 1 | 1 | 8 | NR | 8011564760035 | 85364900 | 2DN04 | Energy | 2DN | ENERGY | 2DN13G | DIN RAIL MODULAR DEV | 2DN13G21F | ACC. MODULARES | 2DN13G21F354 | MONITORING RELAYS
GW96907 | RELE CONTROL ASIMETRIA/FALTA FASES | 212 | 1 | 1 | 8 | NR | 8011564760042 | 85364900 | 2DN04 | Energy | 2DN | ENERGY | 2DN13G | DIN RAIL MODULAR DEV | 2DN13G21F | ACC. MODULARES | 2DN13G21F354 | MONITORING RELAYS
GW96908 | RELE CONTROL MINIMA TENSION MONOFASICA | 212 | 1 | 1 | 8 | NR | 8011564760059 | 85364900 | 2DN04 | Energy | 2DN | ENERGY | 2DN13G | DIN RAIL MODULAR DEV | 2DN13G21F | ACC. MODULARES | 2DN13G21F354 | MONITORING RELAYS
GW96909 | RELE CONTROL MINIMA TENSION TRIFASICA | 212 | 1 | 1 | 8 | NR | 8011564760066 | 85364900 | 2DN04 | Energy | 2DN | ENERGY | 2DN13G | DIN RAIL MODULAR DEV | 2DN13G21F | ACC. MODULARES | 2DN13G21F354 | MONITORING RELAYS
GW96951 | CONMUT. 2 POS. | 119.5 | 1 | 1 | 4 | NR | 8011564162617 | 85365080 | 2DN04 | Energy | 2DN | ENERGY | 2DN13G | DIN RAIL MODULAR DEV | 2DN13G21F | ACC. MODULARES | 2DN13G21F349 | ISOLAT./ON-OFF SWIT.
GW96952 | CONMUT. 3 POS. | 119.5 | 1 | 1 | 4 | NR | 8011564162624 | 85365080 | 2DN04 | Energy | 2DN | ENERGY | 2DN13G | DIN RAIL MODULAR DEV | 2DN13G21F | ACC. MODULARES | 2DN13G21F349 | ISOLAT./ON-OFF SWIT.
GW96953 | CONMUT. 3 POS. RETORNO A 0 | 119.5 | 1 | 1 | 4 | NR | 8011564124813 | 85365080 | 2DN04 | Energy | 2DN | ENERGY | 2DN13G | DIN RAIL MODULAR DEV | 2DN13G21F | ACC. MODULARES | 2DN13G21F349 | ISOLAT./ON-OFF SWIT.
GW96961 | TERMINAL DE CONEXIÓN PUNTAL CORTO | 4.03 | 1 | 50 | 50 | NR | 8011564279285 | 85389099 | 2DN04 | Energy | 2DN | ENERGY | 2DN13G | DIN RAIL MODULAR DEV | 2DN13G21F | ACC. MODULARES | 2DN13G21F343 | BUSBARS/ACC.CIRC.BR.
GW96962 | TERMINAL DE CONEXIÓN PUNTAL LARGO | 4.28 | 1 | 50 | 50 | NR | 8011564279278 | 85389099 | 2DN04 | Energy | 2DN | ENERGY | 2DN13G | DIN RAIL MODULAR DEV | 2DN13G21F | ACC. MODULARES | 2DN13G21F343 | BUSBARS/ACC.CIRC.BR.
GW96963 | TAPA DE CIERRE PEINE 1P | 82 | 100 | 10 | 500 | NR | 8011564276512 | 85389099 | 2DN04 | Energy | 2DN | ENERGY | 2DN13G | DIN RAIL MODULAR DEV | 2DN13G21F | ACC. MODULARES | 2DN13G21F343 | BUSBARS/ACC.CIRC.BR.
GW96964 | TAPA DE CIERRE PEINE 2P | 94.5 | 100 | 10 | 500 | NR | 8011564276529 | 85389099 | 2DN04 | Energy | 2DN | ENERGY | 2DN13G | DIN RAIL MODULAR DEV | 2DN13G21F | ACC. MODULARES | 2DN13G21F343 | BUSBARS/ACC.CIRC.BR.
GW96965 | TAPA DE CIERRE PEINE 3P | 107 | 100 | 10 | 500 | NR | 8011564276536 | 85389099 | 2DN04 | Energy | 2DN | ENERGY | 2DN13G | DIN RAIL MODULAR DEV | 2DN13G21F | ACC. MODULARES | 2DN13G21F343 | BUSBARS/ACC.CIRC.BR.
GW96966 | TAPA DE CIERRE PEINE 4P | 118.5 | 100 | 10 | 500 | NR | 8011564276543 | 85389099 | 2DN04 | Energy | 2DN | ENERGY | 2DN13G | DIN RAIL MODULAR DEV | 2DN13G21F | ACC. MODULARES | 2DN13G21F343 | BUSBARS/ACC.CIRC.BR.
GW96967 | FILA CUBREDIENTES (5 TAPAS) | 3.26 | 1 | 10 | 10 | NR | 8011564276550 | 85389099 | 2DN04 | Energy | 2DN | ENERGY | 2DN13G | DIN RAIL MODULAR DEV | 2DN13G21F | ACC. MODULARES | 2DN13G21F343 | BUSBARS/ACC.CIRC.BR.
GW96984 | PEINE DE PUNTA 1P 12 MOD. | 7.25 | 1 | 50 | 50 | NR | 8011564276345 | 85369010 | 2DN04 | Energy | 2DN | ENERGY | 2DN13G | DIN RAIL MODULAR DEV | 2DN13G21F | ACC. MODULARES | 2DN13G21F343 | BUSBARS/ACC.CIRC.BR.
GW96985 | PEINE DE PUNTA 2P 12 MOD. | 11.3 | 1 | 25 | 25 | NR | 8011564276352 | 85369010 | 2DN04 | Energy | 2DN | ENERGY | 2DN13G | DIN RAIL MODULAR DEV | 2DN13G21F | ACC. MODULARES | 2DN13G21F343 | BUSBARS/ACC.CIRC.BR.
GW96986 | PEINE DE PUNTA 3P 12 MOD. | 13.8 | 1 | 25 | 25 | NR | 8011564276369 | 85369010 | 2DN04 | Energy | 2DN | ENERGY | 2DN13G | DIN RAIL MODULAR DEV | 2DN13G21F | ACC. MODULARES | 2DN13G21F343 | BUSBARS/ACC.CIRC.BR.
GW96987 | PEINE DE PUNTA 4P 12 MOD. | 28 | 1 | 20 | 20 | NR | 8011564276376 | 85369010 | 2DN04 | Energy | 2DN | ENERGY | 2DN13G | DIN RAIL MODULAR DEV | 2DN13G21F | ACC. MODULARES | 2DN13G21F343 | BUSBARS/ACC.CIRC.BR.
GW96988 | PEINE DE PUNTA 1P 56 MOD. | 21.3 | 1 | 50 | 50 | NR | 8011564276383 | 85369010 | 2DN04 | Energy | 2DN | ENERGY | 2DN13G | DIN RAIL MODULAR DEV | 2DN13G21F | ACC. MODULARES | 2DN13G21F343 | BUSBARS/ACC.CIRC.BR.
GW96989 | PEINE DE PUNTA 2P 56 MOD. | 39.35 | 1 | 20 | 20 | NR | 8011564276390 | 85369010 | 2DN04 | Energy | 2DN | ENERGY | 2DN13G | DIN RAIL MODULAR DEV | 2DN13G21F | ACC. MODULARES | 2DN13G21F343 | BUSBARS/ACC.CIRC.BR.
GW96990 | PEINE DE PUNTA 3P 56 MOD. | 52 | 1 | 20 | 20 | NR | 8011564276406 | 85369010 | 2DN04 | Energy | 2DN | ENERGY | 2DN13G | DIN RAIL MODULAR DEV | 2DN13G21F | ACC. MODULARES | 2DN13G21F343 | BUSBARS/ACC.CIRC.BR.
GW96991 | PEINE DE PUNTA 4P 56 MOD. | 73.5 | 1 | 15 | 15 | NR | 8011564276413 | 85369010 | 2DN04 | Energy | 2DN | ENERGY | 2DN13G | DIN RAIL MODULAR DEV | 2DN13G21F | ACC. MODULARES | 2DN13G21F343 | BUSBARS/ACC.CIRC.BR.
GW96992 | PEINE DE HORQUILLA 1P 12 MOD. | 7.25 | 1 | 50 | 50 | NR | 8011564276420 | 85369010 | 2DN04 | Energy | 2DN | ENERGY | 2DN13G | DIN RAIL MODULAR DEV | 2DN13G21F | ACC. MODULARES | 2DN13G21F343 | BUSBARS/ACC.CIRC.BR.
GW96993 | PEINE DE HORQUILLA 2P 12 MOD. | 12.35 | 1 | 25 | 25 | NR | 8011564276437 | 85369010 | 2DN04 | Energy | 2DN | ENERGY | 2DN13G | DIN RAIL MODULAR DEV | 2DN13G21F | ACC. MODULARES | 2DN13G21F343 | BUSBARS/ACC.CIRC.BR.
GW96994 | PEINE DE HORQUILLA 3P 12 MOD. | 13 | 1 | 25 | 25 | NR | 8011564276444 | 85369010 | 2DN04 | Energy | 2DN | ENERGY | 2DN13G | DIN RAIL MODULAR DEV | 2DN13G21F | ACC. MODULARES | 2DN13G21F343 | BUSBARS/ACC.CIRC.BR.
GW96995 | PEINE DE HORQUILLA 4P 12 MOD. | 28 | 1 | 20 | 20 | NR | 8011564276451 | 85369010 | 2DN04 | Energy | 2DN | ENERGY | 2DN13G | DIN RAIL MODULAR DEV | 2DN13G21F | ACC. MODULARES | 2DN13G21F343 | BUSBARS/ACC.CIRC.BR.
GW96996 | PEINE DE HORQUILLA 1P 56 MOD. | 27.5 | 1 | 50 | 50 | NR | 8011564276468 | 85369010 | 2DN04 | Energy | 2DN | ENERGY | 2DN13G | DIN RAIL MODULAR DEV | 2DN13G21F | ACC. MODULARES | 2DN13G21F343 | BUSBARS/ACC.CIRC.BR.
GW96997 | PEINE DE HORQUILLA 2P 56 MOD. | 48.4 | 1 | 20 | 20 | NR | 8011564276475 | 85369010 | 2DN04 | Energy | 2DN | ENERGY | 2DN13G | DIN RAIL MODULAR DEV | 2DN13G21F | ACC. MODULARES | 2DN13G21F343 | BUSBARS/ACC.CIRC.BR.
GW96998 | PEINE DE HORQUILLA 3P 56 MOD. | 58.5 | 1 | 20 | 20 | NR | 8011564276482 | 85369010 | 2DN04 | Energy | 2DN | ENERGY | 2DN13G | DIN RAIL MODULAR DEV | 2DN13G21F | ACC. MODULARES | 2DN13G21F343 | BUSBARS/ACC.CIRC.BR.
GW96999 | PEINE DE HORQUILLA 4P 56 MOD. | 114.5 | 1 | 15 | 15 | NR | 8011564276499 | 85369010 | 2DN04 | Energy | 2DN | ENERGY | 2DN13G | DIN RAIL MODULAR DEV | 2DN13G21F | ACC. MODULARES | 2DN13G21F343 | BUSBARS/ACC.CIRC.BR.
GW97721 | MSS 125 3P 63A | 118.5 | 1 | 1 | 1 | NR | 8011564211414 | 85365080 | 2DN04 | Energy | 2DN | ENERGY | 2DN16G | MCCB/CUADROS DISTR. | 2DN16G22F | INT CAJA MOLD/SECC. | 2DN16G22F437 | ROTARY SWITCH DISC.
GW97722 | MSS 125 3P 100A | 161.5 | 1 | 1 | 1 | NR | 8011564211421 | 85365080 | 2DN04 | Energy | 2DN | ENERGY | 2DN16G | MCCB/CUADROS DISTR. | 2DN16G22F | INT CAJA MOLD/SECC. | 2DN16G22F437 | ROTARY SWITCH DISC.
GW97723 | MSS 125 3P 125A | 190.5 | 1 | 1 | 1 | NR | 8011564211438 | 85365080 | 2DN04 | Energy | 2DN | ENERGY | 2DN16G | MCCB/CUADROS DISTR. | 2DN16G22F | INT CAJA MOLD/SECC. | 2DN16G22F437 | ROTARY SWITCH DISC.
GW97724 | MSS 125 4P 63A | 137 | 1 | 1 | 1 | NR | 8011564211445 | 85365080 | 2DN04 | Energy | 2DN | ENERGY | 2DN16G | MCCB/CUADROS DISTR. | 2DN16G22F | INT CAJA MOLD/SECC. | 2DN16G22F437 | ROTARY SWITCH DISC.
GW97725 | MSS 125 4P 100A | 181.5 | 1 | 1 | 1 | NR | 8011564211452 | 85365080 | 2DN04 | Energy | 2DN | ENERGY | 2DN16G | MCCB/CUADROS DISTR. | 2DN16G22F | INT CAJA MOLD/SECC. | 2DN16G22F437 | ROTARY SWITCH DISC.
GW97726 | MSS 125 4P 125A | 208 | 1 | 1 | 1 | NR | 8011564211469 | 85365080 | 2DN04 | Energy | 2DN | ENERGY | 2DN16G | MCCB/CUADROS DISTR. | 2DN16G22F | INT CAJA MOLD/SECC. | 2DN16G22F437 | ROTARY SWITCH DISC.
GW97727 | MSS 160 3P 160A | 231 | 1 | 1 | 1 | NR | 8011564211476 | 85365080 | 2DN04 | Energy | 2DN | ENERGY | 2DN16G | MCCB/CUADROS DISTR. | 2DN16G22F | INT CAJA MOLD/SECC. | 2DN16G22F437 | ROTARY SWITCH DISC.
GW97728 | MSS 160 4P 160A | 237 | 1 | 1 | 1 | NR | 8011564211483 | 85365080 | 2DN04 | Energy | 2DN | ENERGY | 2DN16G | MCCB/CUADROS DISTR. | 2DN16G22F | INT CAJA MOLD/SECC. | 2DN16G22F437 | ROTARY SWITCH DISC.
GW97729 | MSS 250 3P 250A | 282.5 | 1 | 1 | 1 | NR | 8011564211490 | 85365080 | 2DN04 | Energy | 2DN | ENERGY | 2DN16G | MCCB/CUADROS DISTR. | 2DN16G22F | INT CAJA MOLD/SECC. | 2DN16G22F437 | ROTARY SWITCH DISC.
GW97730 | MSS 250 4P 250A | 334 | 1 | 1 | 1 | NR | 8011564211506 | 85365080 | 2DN04 | Energy | 2DN | ENERGY | 2DN16G | MCCB/CUADROS DISTR. | 2DN16G22F | INT CAJA MOLD/SECC. | 2DN16G22F437 | ROTARY SWITCH DISC.
GW97731 | MSS 630 3P 400A | 524.5 | 1 | 1 | 1 | NR | 8011564211513 | 85365080 | 2DN04 | Energy | 2DN | ENERGY | 2DN16G | MCCB/CUADROS DISTR. | 2DN16G22F | INT CAJA MOLD/SECC. | 2DN16G22F437 | ROTARY SWITCH DISC.
GW97732 | MSS 630 3P 630A | 726.5 | 1 | 1 | 1 | NR | 8011564211520 | 85365080 | 2DN04 | Energy | 2DN | ENERGY | 2DN16G | MCCB/CUADROS DISTR. | 2DN16G22F | INT CAJA MOLD/SECC. | 2DN16G22F437 | ROTARY SWITCH DISC.
GW97733 | MSS 630 4P 400A | 617 | 1 | 1 | 1 | NR | 8011564211537 | 85365080 | 2DN04 | Energy | 2DN | ENERGY | 2DN16G | MCCB/CUADROS DISTR. | 2DN16G22F | INT CAJA MOLD/SECC. | 2DN16G22F437 | ROTARY SWITCH DISC.
GW97734 | MSS 630 4P 630A | 818 | 1 | 1 | 1 | NR | 8011564211544 | 85365080 | 2DN04 | Energy | 2DN | ENERGY | 2DN16G | MCCB/CUADROS DISTR. | 2DN16G22F | INT CAJA MOLD/SECC. | 2DN16G22F437 | ROTARY SWITCH DISC.
GW97758 | CONMUTADOR I O II 4P 63A | 302 | 1 | 1 | 1 | NR | 8034035024740 | 85365080 | 2DN04 | Energy | 2DN | ENERGY | 2DN16G | MCCB/CUADROS DISTR. | 2DN16G22F | INT CAJA MOLD/SECC. | 2DN16G22F437 | ROTARY SWITCH DISC.
GW97760 | CONMUTADOR I O II 4P 100A | 380 | 1 | 1 | 1 | NR | 8034035024757 | 85365080 | 2DN04 | Energy | 2DN | ENERGY | 2DN16G | MCCB/CUADROS DISTR. | 2DN16G22F | INT CAJA MOLD/SECC. | 2DN16G22F437 | ROTARY SWITCH DISC.
GW97761 | CONMUTADOR I O II 4P 125A | 486 | 1 | 1 | 1 | NR | 8011564211551 | 85365080 | 2DN04 | Energy | 2DN | ENERGY | 2DN16G | MCCB/CUADROS DISTR. | 2DN16G22F | INT CAJA MOLD/SECC. | 2DN16G22F437 | ROTARY SWITCH DISC.
GW97762 | MSS ATS 63A 4P | 2225.5 | 1 | 1 | 1 | NR | 8034035024764 | 85363030 | 2DN04 | Energy | 2DN | ENERGY | 2DN16G | MCCB/CUADROS DISTR. | 2DN16G22F | INT CAJA MOLD/SECC. | 2DN16G22F437 | ROTARY SWITCH DISC.
GW97764 | MSS ATS 100A 4P | 2761 | 1 | 1 | 1 | NR | 8034035024771 | 85363030 | 2DN04 | Energy | 2DN | ENERGY | 2DN16G | MCCB/CUADROS DISTR. | 2DN16G22F | INT CAJA MOLD/SECC. | 2DN16G22F437 | ROTARY SWITCH DISC.
GW97767 | MSS ATS 160A 4P | 3894.5 | 1 | 1 | 1 | NR | 8011564764637 | 85363030 | 2DN04 | Energy | 2DN | ENERGY | 2DN16G | MCCB/CUADROS DISTR. | 2DN16G22F | INT CAJA MOLD/SECC. | 2DN16G22F437 | ROTARY SWITCH DISC.
GW97772 | BARRA PUNTO COMÚN MSS ATS 160A | 362.5 | 1 | 1 | 1 | NR | 8011564764644 | 85389099 | 2DN04 | Energy | 2DN | ENERGY | 2DN16G | MCCB/CUADROS DISTR. | 2DN16G22F | INT CAJA MOLD/SECC. | 2DN16G22F437 | ROTARY SWITCH DISC.
GW97773 | CUBRETERMINALES ATS MSS 100A 160A | 27.1 | 1 | 1 | 1 | NR | 8011564764651 | 85389099 | 2DN04 | Energy | 2DN | ENERGY | 2DN16G | MCCB/CUADROS DISTR. | 2DN16G22F | INT CAJA MOLD/SECC. | 2DN16G22F437 | ROTARY SWITCH DISC.
GW97774 | CONTACTO AUX ATS 100A 160A | 187.5 | 1 | 1 | 1 | NR | 8011564764668 | 85389099 | 2DN04 | Energy | 2DN | ENERGY | 2DN16G | MCCB/CUADROS DISTR. | 2DN16G22F | INT CAJA MOLD/SECC. | 2DN16G22F437 | ROTARY SWITCH DISC.
GW97775 | CONECTOR TENSIÓN 2X1,5MM2 | 85 | 1 | 1 | 1 | NR | 8011564764675 | 85369010 | 2DN04 | Energy | 2DN | ENERGY | 2DN16G | MCCB/CUADROS DISTR. | 2DN16G22F | INT CAJA MOLD/SECC. | 2DN16G22F437 | ROTARY SWITCH DISC.
GW98508 | CUBREBORNAS MSS 160 | 17.9 | 1 | 1 | 30 | NR | 8011564211636 | 85389099 | 2DN04 | Energy | 2DN | ENERGY | 2DN16G | MCCB/CUADROS DISTR. | 2DN16G22F | INT CAJA MOLD/SECC. | 2DN16G22F437 | ROTARY SWITCH DISC.
GW98509 | CUBREBORNAS MSS 250 3P | 81.5 | 1 | 1 | 10 | NR | 8011564211643 | 85389099 | 2DN04 | Energy | 2DN | ENERGY | 2DN16G | MCCB/CUADROS DISTR. | 2DN16G22F | INT CAJA MOLD/SECC. | 2DN16G22F437 | ROTARY SWITCH DISC.
GW98510 | CUBREBORNAS MSS 250 4P | 88 | 1 | 1 | 10 | NR | 8011564211650 | 85389099 | 2DN04 | Energy | 2DN | ENERGY | 2DN16G | MCCB/CUADROS DISTR. | 2DN16G22F | INT CAJA MOLD/SECC. | 2DN16G22F437 | ROTARY SWITCH DISC.
GW98511 | CUBREBORNAS MSS 630 3P | 80.5 | 1 | 1 | 5 | NR | 8011564211667 | 85389099 | 2DN04 | Energy | 2DN | ENERGY | 2DN16G | MCCB/CUADROS DISTR. | 2DN16G22F | INT CAJA MOLD/SECC. | 2DN16G22F437 | ROTARY SWITCH DISC.
GW98512 | CUBREBORNAS MSS 630 4P | 115.5 | 1 | 1 | 5 | NR | 8011564211674 | 85389099 | 2DN04 | Energy | 2DN | ENERGY | 2DN16G | MCCB/CUADROS DISTR. | 2DN16G22F | INT CAJA MOLD/SECC. | 2DN16G22F437 | ROTARY SWITCH DISC.
GW98514 | CONTACTOS AUX.MSS 160 | 37.6 | 1 | 1 | 25 | NR | 8011564211698 | 85389099 | 2DN04 | Energy | 2DN | ENERGY | 2DN16G | MCCB/CUADROS DISTR. | 2DN16G22F | INT CAJA MOLD/SECC. | 2DN16G22F437 | ROTARY SWITCH DISC.
GW98515 | CONTACTOS AUX.MSS 250-630 | 37.1 | 1 | 1 | 30 | NR | 8011564211704 | 85389099 | 2DN04 | Energy | 2DN | ENERGY | 2DN16G | MCCB/CUADROS DISTR. | 2DN16G22F | INT CAJA MOLD/SECC. | 2DN16G22F437 | ROTARY SWITCH DISC.
GW98516 | CONTACTOS AUX.CONMUTADOR | 108 | 1 | 1 | 10 | NR | 8011564211711 | 85389099 | 2DN04 | Energy | 2DN | ENERGY | 2DN16G | MCCB/CUADROS DISTR. | 2DN16G22F | INT CAJA MOLD/SECC. | 2DN16G22F437 | ROTARY SWITCH DISC.
GW98517 | CONEXIÓN BORNAS A VALLE CONMUT. | 328.5 | 1 | 1 | 3 | NR | 8011564211728 | 85389099 | 2DN04 | Energy | 2DN | ENERGY | 2DN16G | MCCB/CUADROS DISTR. | 2DN16G22F | INT CAJA MOLD/SECC. | 2DN16G22F437 | ROTARY SWITCH DISC.
GW98521 | MANETA ROT.PROLONG.NEGR MSS 125-160 IP65 | 81 | 1 | 1 | 10 | NR | 8011564438149 | 85389099 | 2DN04 | Energy | 2DN | ENERGY | 2DN16G | MCCB/CUADROS DISTR. | 2DN16G22F | INT CAJA MOLD/SECC. | 2DN16G22F437 | ROTARY SWITCH DISC.
GW98522 | MANETA ROT.PROLONG.NEGR MSS 250-630 IP65 | 98 | 1 | 1 | 10 | NR | 8011564438156 | 85389099 | 2DN04 | Energy | 2DN | ENERGY | 2DN16G | MCCB/CUADROS DISTR. | 2DN16G22F | INT CAJA MOLD/SECC. | 2DN16G22F437 | ROTARY SWITCH DISC.
GW98523 | MANETA ROT.PROLONG.NEGRA COMMUT.-IP65 | 107 | 1 | 1 | 10 | NR | 8011564438163 | 85389099 | 2DN04 | Energy | 2DN | ENERGY | 2DN16G | MCCB/CUADROS DISTR. | 2DN16G22F | INT CAJA MOLD/SECC. | 2DN16G22F437 | ROTARY SWITCH DISC.
GW98524 | MANETA ROT.PROLONG.ROJA MSS 125-160 IP65 | 81 | 1 | 1 | 10 | NR | 8011564438170 | 85389099 | 2DN04 | Energy | 2DN | ENERGY | 2DN16G | MCCB/CUADROS DISTR. | 2DN16G22F | INT CAJA MOLD/SECC. | 2DN16G22F437 | ROTARY SWITCH DISC.
GW98525 | MANETA ROT.PROLONG.ROJA MSS 250-630 IP65 | 92.5 | 1 | 1 | 10 | NR | 8011564438187 | 85389099 | 2DN04 | Energy | 2DN | ENERGY | 2DN16G | MCCB/CUADROS DISTR. | 2DN16G22F | INT CAJA MOLD/SECC. | 2DN16G22F437 | ROTARY SWITCH DISC.
GWA1201 | MÓDULO DESV. AXIAL CONECTADO ZIGBEE 1M | 66 | 1 | 1 | 12 | NR | 8034035101021 | 85365080 | 1DM04 | Building | 1DM | BUILDING | 1DM06G | SYSTEMS | 1DM06G14F | SMART HOME CHORUS | 1DM06G14F149 | SH NEUTRAL DEVICES
GWA1202 | MÓDULO DESV. AXIAL CONECTADO ZIGBEE 2M | 67.5 | 1 | 1 | 6 | NR | 8034035101069 | 85365080 | 1DM04 | Building | 1DM | BUILDING | 1DM06G | SYSTEMS | 1DM06G14F | SMART HOME CHORUS | 1DM06G14F149 | SH NEUTRAL DEVICES
GWA1221 | MÓDULO DIMMER CONECTADO AXIAL 1M | 70 | 1 | 1 | 12 | NR | 8034035101038 | 85365080 | 1DM04 | Building | 1DM | BUILDING | 1DM06G | SYSTEMS | 1DM06G14F | SMART HOME CHORUS | 1DM06G14F149 | SH NEUTRAL DEVICES
GWA1222 | MÓDULO DIMMER CONECTADO AXIAL 2M | 73 | 1 | 1 | 6 | NR | 8034035101076 | 85365080 | 1DM04 | Building | 1DM | BUILDING | 1DM06G | SYSTEMS | 1DM06G14F | SMART HOME CHORUS | 1DM06G14F149 | SH NEUTRAL DEVICES
GWA1231 | MÓDULO CONECT.AXIAL PERS./VENECIANA 1M | 74.5 | 1 | 1 | 12 | NR | 8034035101045 | 85365080 | 1DM04 | Building | 1DM | BUILDING | 1DM06G | SYSTEMS | 1DM06G14F | SMART HOME CHORUS | 1DM06G14F149 | SH NEUTRAL DEVICES
GWA1232 | MÓDULO CONECT.AXIAL PERS./VENECIANA 2M | 78 | 1 | 1 | 6 | NR | 8034035101083 | 85365080 | 1DM04 | Building | 1DM | BUILDING | 1DM06G | SYSTEMS | 1DM06G14F | SMART HOME CHORUS | 1DM06G14F149 | SH NEUTRAL DEVICES
GWA1241 | MÓDULO CONTROL AXIAL CONECTADO ZIGBEE 1M | 58.5 | 1 | 1 | 12 | NR | 8034035101052 | 85389099 | 1DM04 | Building | 1DM | BUILDING | 1DM06G | SYSTEMS | 1DM06G14F | SMART HOME CHORUS | 1DM06G14F149 | SH NEUTRAL DEVICES
GWA1242 | MÓDULO DESV. AXIAL CONECTADO ZIGBEE 2M | 61 | 1 | 1 | 6 | NR | 8034035101090 | 85389099 | 1DM04 | Building | 1DM | BUILDING | 1DM06G | SYSTEMS | 1DM06G14F | SMART HOME CHORUS | 1DM06G14F149 | SH NEUTRAL DEVICES
GWA1291 | PANEL 4 BOTONES CONECT. ECO 2M | 94.5 | 1 | 1 | 16 | NR | 8034035101106 | 85389099 | 1DM04 | Building | 1DM | BUILDING | 1DM06G | SYSTEMS | 1DM06G14F | SMART HOME CHORUS | 1DM06G14F149 | SH NEUTRAL DEVICES
GWA1501 | INTERFACE ENTRADA 2C LIBRE POT. ZIGBEE | 92.5 | 1 | 1 | 4 | NR | 8011564876453 | 85389099 | 1DM04 | Building | 1DM | BUILDING | 1DM06G | SYSTEMS | 1DM06G14F | SMART HOME CHORUS | 1DM06G14F185 | SM.HOME ACCESSORIES
GWA1502 | INTERFACE ENTRADA 2C EN TENSIÓN ZIGBEE | 97 | 1 | 1 | 4 | NR | 8011564876460 | 85389099 | 1DM04 | Building | 1DM | BUILDING | 1DM06G | SYSTEMS | 1DM06G14F | SMART HOME CHORUS | 1DM06G14F185 | SM.HOME ACCESSORIES
GWA1512 | SENSOR DE HUMO ZIGBEE | 105.5 | 1 | 1 | 6 | NR | 8011564736528 | 90271010 | 1DM04 | Building | 1DM | BUILDING | 1DM06G | SYSTEMS | 1DM06G14F | SMART HOME CHORUS | 1DM06G14F185 | SM.HOME ACCESSORIES
GWA1513 | SENSOR DE PUERTA Y VENTANA ZIGBEE | 74 | 1 | 1 | 4 | NR | 8011564736535 | 90271010 | 1DM04 | Building | 1DM | BUILDING | 1DM06G | SYSTEMS | 1DM06G14F | SMART HOME CHORUS | 1DM06G14F185 | SM.HOME ACCESSORIES
GWA1514 | SENSOR DE AGUA ZIGBEE | 111.5 | 1 | 1 | 6 | NR | 8011564728516 | 90271010 | 1DM04 | Building | 1DM | BUILDING | 1DM06G | SYSTEMS | 1DM06G14F | SMART HOME CHORUS | 1DM06G14F185 | SM.HOME ACCESSORIES
GWA1521 | ACTUADOR. ON/OFF 1 CANAL 10A ZIGBEE | 94 | 1 | 1 | 4 | NR | 8011564876477 | 85389099 | 1DM04 | Building | 1DM | BUILDING | 1DM06G | SYSTEMS | 1DM06G14F | SMART HOME CHORUS | 1DM06G14F185 | SM.HOME ACCESSORIES
GWA1522 | ACTUADOR ON/OFF 2C EN TENSIÓN ZIGBEE | 111.5 | 1 | 1 | 4 | NR | 8011564876484 | 85389099 | 1DM04 | Building | 1DM | BUILDING | 1DM06G | SYSTEMS | 1DM06G14F | SMART HOME CHORUS | 1DM06G14F185 | SM.HOME ACCESSORIES
GWA1523 | ACT. ON/OFF 1 CAN Y MED. POTENCIA ZIGBEE | 109.5 | 1 | 1 | 4 | NR | 8011564876491 | 85389099 | 1DM04 | Building | 1DM | BUILDING | 1DM06G | SYSTEMS | 1DM06G14F | SMART HOME CHORUS | 1DM06G14F185 | SM.HOME ACCESSORIES
GWA1526 | ENCHUFE ZIGBEE MEDIDOR POTENCIA | 94 | 1 | 1 | 4 | NR | 8011564893436 | 85389099 | 1DM04 | Building | 1DM | BUILDING | 1DM06G | SYSTEMS | 1DM06G14F | SMART HOME CHORUS | 1DM06G14F185 | SM.HOME ACCESSORIES
GWA1531 | ACTUADOR MANDO MOTOR 1C ZIGBEE | 111.5 | 1 | 1 | 4 | NR | 8011564876507 | 85364190 | 1DM04 | Building | 1DM | BUILDING | 1DM06G | SYSTEMS | 1DM06G14F | SMART HOME CHORUS | 1DM06G14F185 | SM.HOME ACCESSORIES
GWA1541 | SOPORTE PARED PARA SENSOR DE AGUA | 43.15 | 1 | 1 | 4 | NR | 8034035005350 | 85389099 | 1DM04 | Building | 1DM | BUILDING | 1DM06G | SYSTEMS | 1DM06G14F | SMART HOME CHORUS | 1DM06G14F185 | SM.HOME ACCESSORIES
GWA1700 | UNIDAD ALIM. Y COMUNICACIÓN EGO SMART | 57.5 | 1 | 1 | 4 | NR | 8034035102820 | 85389099 | 1DM04 | Building | 1DM | BUILDING | 1DM06G | SYSTEMS | 1DM06G14F | SMART HOME CHORUS | 1DM06G14F185 | SM.HOME ACCESSORIES
GWA1911 | KIT P-COMFORT + 1 SMART PLUG ZIGBEE | 272.5 | 1 | 1 | 2 | NR | 8011564897229 | 85389099 | 1DM04 | Building | 1DM | BUILDING | 1DM06G | SYSTEMS | 1DM06G14F | SMART HOME CHORUS | 1DM06G14F185 | SM.HOME ACCESSORIES
GWA1912 | KIT P-COMFORT + 2 SMART PLUG ZIGBEE | 372 | 1 | 1 | 2 | NR | 8011564897236 | 85389099 | 1DM04 | Building | 1DM | BUILDING | 1DM06G | SYSTEMS | 1DM06G14F | SMART HOME CHORUS | 1DM06G14F185 | SM.HOME ACCESSORIES
GWA1916 | P-CONFORT GESTIÓN CARGAS ZIGBEE | 169.5 | 1 | 1 | 6 | NR | 8011564881556 | 85389099 | 1DM04 | Building | 1DM | BUILDING | 1DM06G | SYSTEMS | 1DM06G14F | SMART HOME CHORUS | 1DM06G14F185 | SM.HOME ACCESSORIES
GWA1918 | CONTADOR ENERGÍA CONECTADO CONTROL CARGA | 91 | 1 | 1 | 4 | NR | 8034035102837 | 90283019 | 1DM04 | Building | 1DM | BUILDING | 1DM06G | SYSTEMS | 1DM06G14F | SMART HOME CHORUS | 1DM06G14F185 | SM.HOME ACCESSORIES
GWA1951 | INTERFAZ DALI | 251.5 | 1 | 1 | 24 | NR | 4052899631625 | 85389099 | 1DM01 | Building | 1DM | BUILDING | 1DM04G | SYS PURA SERIE CIVIL | 1DM04G12F | BASIC SYSTEM PURA | 1DM04G12F175 | PURA SPEC.PLATES/ACC
GWA9000 | PASARELA MULTIPROTOCOLO | 615 | 1 | 1 | 4 | NR | 8011564876514 | 85389099 | 1DM03 | Building | 1DM | BUILDING | 1DM06G | SYSTEMS | 1DM06G39F | CHORUSMART KNX BUS | 1DM06G39F179 | CR BUILDING AUTOMAT.
GWA9001 | LICENCIA SMART GATEWAY LIBRE CUOTAS | 615 | 1 | 1 | 12 | NR | 8034035028342 | 85389099 | 1DM03 | Building | 1DM | BUILDING | 1DM06G | SYSTEMS | 1DM06G39F | CHORUSMART KNX BUS | 1DM06G39F179 | CR BUILDING AUTOMAT.
GWA9002 | PASARELA MULTIPROTOCOLO SIN CUOTAS | 1152 | 1 | 1 | 4 | NR | 8034035028359 | 85389099 | 1DM03 | Building | 1DM | BUILDING | 1DM06G | SYSTEMS | 1DM06G39F | CHORUSMART KNX BUS | 1DM06G39F179 | CR BUILDING AUTOMAT.
GWA9007CB | PANTALLA TACTIL 7 PULGADAS BLANCA | 736.5 | 1 | 1 | 16 | NR | 8034035021404 | 85389099 | 1DM03 | Building | 1DM | BUILDING | 1DM06G | SYSTEMS | 1DM06G39F | CHORUSMART KNX BUS | 1DM06G39F179 | CR BUILDING AUTOMAT.
GWA9103 | ACT. 3 CAN. 16AX CONTROL DE CARGA | 315 | 1 | 1 | 1 | NR | 8034035012556 | 85364190 | 1DM03 | Building | 1DM | BUILDING | 1DM06G | SYSTEMS | 1DM06G39F | CHORUSMART KNX BUS | 1DM06G39F179 | CR BUILDING AUTOMAT.
GWA9108 | ACT. 8 CAN. 10AX KNX | 486.5 | 1 | 1 | 1 | NR | 8011564865013 | 85364190 | 1DM03 | Building | 1DM | BUILDING | 1DM06G | SYSTEMS | 1DM06G39F | CHORUSMART KNX BUS | 1DM06G39F179 | CR BUILDING AUTOMAT.
GWA9126 | ACT. COMBINADO 6/12 CAN. 8AX KNX | 617.5 | 1 | 1 | 1 | NR | 8011564871410 | 85364190 | 1DM03 | Building | 1DM | BUILDING | 1DM06G | SYSTEMS | 1DM06G39F | CHORUSMART KNX BUS | 1DM06G39F179 | CR BUILDING AUTOMAT.
GWA9140 | ACTUADOR FAN COIL KNX C.DIN | 347.5 | 1 | 1 | 24 | NR | 8034035057632 | 85364190 | 1DM03 | Building | 1DM | BUILDING | 1DM06G | SYSTEMS | 1DM06G39F | CHORUSMART KNX BUS | 1DM06G39F179 | CR BUILDING AUTOMAT.
GWA9141 | ACTUADOR FAN COIL KNX 0-10V C.DIN | 347.5 | 1 | 1 | 24 | NR | 8034035057649 | 85364190 | 1DM03 | Building | 1DM | BUILDING | 1DM06G | SYSTEMS | 1DM06G39F | CHORUSMART KNX BUS | 1DM06G39F179 | CR BUILDING AUTOMAT.
GWA9145 | SENSOR DE TEMPERATURA NTC 100K | 52 | 1 | 1 | 45 | NR | 8034035066603 | 90271010 | 1DM03 | Building | 1DM | BUILDING | 1DM06G | SYSTEMS | 1DM06G39F | CHORUSMART KNX BUS | 1DM06G39F179 | CR BUILDING AUTOMAT.
GWA9301 | DIMMER UNIVERSAL KNX 1 x 500W C.DIN | 305 | 1 | 1 | 4 | NR | 8011564824997 | 85365080 | 1DM03 | Building | 1DM | BUILDING | 1DM06G | SYSTEMS | 1DM06G39F | CHORUSMART KNX BUS | 1DM06G39F179 | CR BUILDING AUTOMAT.
GWA9302 | DIMMER UNIVERSAL KNX 2 x 300W C.DIN | 393.5 | 1 | 1 | 4 | NR | 8011564825000 | 85365080 | 1DM03 | Building | 1DM | BUILDING | 1DM06G | SYSTEMS | 1DM06G39F | CHORUSMART KNX BUS | 1DM06G39F179 | CR BUILDING AUTOMAT.
GWA9303 | DIMMER UNIVERSAL KNX 2 x 400W C.DIN | 412.5 | 1 | 1 | 24 | NR | 8034035057656 | 85365080 | 1DM03 | Building | 1DM | BUILDING | 1DM06G | SYSTEMS | 1DM06G39F | CHORUSMART KNX BUS | 1DM06G39F179 | CR BUILDING AUTOMAT.
GWA9313 | DIMMER 1-10V 3 CANALES - C. DIN | 362.5 | 1 | 1 | 4 | NR | 8011564852426 | 85365080 | 1DM03 | Building | 1DM | BUILDING | 1DM06G | SYSTEMS | 1DM06G39F | CHORUSMART KNX BUS | 1DM06G39F179 | CR BUILDING AUTOMAT.
GWA9350 | ADAPTADOR DE CARGA | 54.5 | 1 | 1 | 48 | NR | 8011564885233 | 85389099 | 1DM03 | Building | 1DM | BUILDING | 1DM06G | SYSTEMS | 1DM06G39F | CHORUSMART KNX BUS | 1DM06G39F179 | CR BUILDING AUTOMAT.
GWA9421 | MULTIPULS. 6 CAN.KNX SIMB.INTERC. | 206 | 1 | 1 | 1 | NR | 8011564848641 | 85389099 | 1DM03 | Building | 1DM | BUILDING | 1DM06G | SYSTEMS | 1DM06G39F | CHORUSMART KNX BUS | 1DM06G39F179 | CR BUILDING AUTOMAT.
GWA9531A | SENSOR DE PRESENCIA KNX ALTURA 2-6M. | 277.5 | 1 | 1 | 8 | NR | 8034035043598 | 85365080 | 1DM03 | Building | 1DM | BUILDING | 1DM06G | SYSTEMS | 1DM06G39F | CHORUSMART KNX BUS | 1DM06G39F179 | CR BUILDING AUTOMAT.
GWA9543 | ACCESS. MONTAJE PARED GWA9531A | 15.15 | 1 | 1 | 3 | NR | 8034035056239 | 85389099 | 1DM03 | Building | 1DM | BUILDING | 1DM06G | SYSTEMS | 1DM06G39F | CHORUSMART KNX BUS | 1DM06G39F179 | CR BUILDING AUTOMAT.
GWA9545 | ACCESS. MONTAJE CAJA PARED GWA9531A | 28.75 | 1 | 1 | 3 | NR | 8034035056215 | 85389099 | 1DM03 | Building | 1DM | BUILDING | 1DM06G | SYSTEMS | 1DM06G39F | CHORUSMART KNX BUS | 1DM06G39F179 | CR BUILDING AUTOMAT.
GWA9705 | INTERFACE KNX/IP - DE CARRIL DIN | 379.5 | 1 | 1 | 8 | NR | 8011564892460 | 85389099 | 1DM03 | Building | 1DM | BUILDING | 1DM06G | SYSTEMS | 1DM06G39F | CHORUSMART KNX BUS | 1DM06G39F179 | CR BUILDING AUTOMAT.
GWA9707 | ROUTER KNX/IP - DE CARRIL DIN | 569 | 1 | 1 | 8 | NR | 8011564892453 | 85389099 | 1DM03 | Building | 1DM | BUILDING | 1DM06G | SYSTEMS | 1DM06G39F | CHORUSMART KNX BUS | 1DM06G39F179 | CR BUILDING AUTOMAT.
GWA9801 | MEDIDOR ENERGÍA DIRECTO 32A KNX | 215.5 | 1 | 1 | 6 | NR | 8034035008832 | 90283019 | 1DM03 | Building | 1DM | BUILDING | 1DM06G | SYSTEMS | 1DM06G39F | CHORUSMART KNX BUS | 1DM06G39F179 | CR BUILDING AUTOMAT.
GWA9916 | P-CONFORT GESTIÓN CARGAS KNX/EASY | 259 | 1 | 1 | 6 | NR | 8034035008825 | 85389099 | 1DM03 | Building | 1DM | BUILDING | 1DM06G | SYSTEMS | 1DM06G39F | CHORUSMART KNX BUS | 1DM06G39F179 | CR BUILDING AUTOMAT.
GWC20008 | TECLADO DE 2 VIAS 1P 10AX BLANCO | 46.8 | 1 | 15 | 30 | NR | 8034035178689 | 85365080 | 1DM01 | Building | 1DM | BUILDING | 1DM04G | SYS PURA SERIE CIVIL | 1DM04G12F | BASIC SYSTEM PURA | 1DM04G12F170 | PURA GLOS.WHITE DEV
GWC20024 | PULSADOR DE BOTÓN 1P 3M BLANCO - PLACA CON EL NOMBRE ILL | 15 | 1 | 20 | 40 | NR | 8034035178559 | 85365080 | 1DM01 | Building | 1DM | BUILDING | 1DM04G | SYS PURA SERIE CIVIL | 1DM04G12F | BASIC SYSTEM PURA | 1DM04G12F170 | PURA GLOS.WHITE DEV
GWC20056 | BLANCO DEL MÓDULO DE BORRADO | 1.7 | 1 | 10 | 480 | NR | 8034035177040 | 85389099 | 1DM01 | Building | 1DM | BUILDING | 1DM04G | SYS PURA SERIE CIVIL | 1DM04G12F | BASIC SYSTEM PURA | 1DM04G12F170 | PURA GLOS.WHITE DEV
GWC20058 | BLANCO DE SALIDA DEL CABLE DEL MÓDULO DE BLANKING | 1.7 | 1 | 60 | 120 | NR | 8034035179907 | 85389099 | 1DM01 | Building | 1DM | BUILDING | 1DM04G | SYS PURA SERIE CIVIL | 1DM04G12F | BASIC SYSTEM PURA | 1DM04G12F170 | PURA GLOS.WHITE DEV
GWC20073 | MÓDULO BLANKING 2M WHITE | 2.8 | 1 | 30 | 60 | NR | 8034035178566 | 85389099 | 1DM01 | Building | 1DM | BUILDING | 1DM04G | SYS PURA SERIE CIVIL | 1DM04G12F | BASIC SYSTEM PURA | 1DM04G12F170 | PURA GLOS.WHITE DEV
GWC20076 | RELÉ DE LLAMADA 1P NO/NC 12V AC/DC BLANCO | 55 | 1 | 1 | 12 | NR | 8034035180576 | 85364190 | 1DM01 | Building | 1DM | BUILDING | 1DM04G | SYS PURA SERIE CIVIL | 1DM04G12F | BASIC SYSTEM PURA | 1DM04G12F170 | PURA GLOS.WHITE DEV
GWC20201 | TOMA 2P+E 10A ITALIANA ESTÁNDAR BLANCO | 6.5 | 1 | 80 | 160 | NR | 8034035180064 | 85366990 | 1DM01 | Building | 1DM | BUILDING | 1DM04G | SYS PURA SERIE CIVIL | 1DM04G12F | BASIC SYSTEM PURA | 1DM04G12F170 | PURA GLOS.WHITE DEV
GWC20203 | TOMA 2P+E 10/16A ITALIANA ESTÁNDAR BLANCA | 7.4 | 1 | 80 | 320 | NR | 8034035180033 | 85366990 | 1DM01 | Building | 1DM | BUILDING | 1DM04G | SYS PURA SERIE CIVIL | 1DM04G12F | BASIC SYSTEM PURA | 1DM04G12F170 | PURA GLOS.WHITE DEV
GWC20203A | TOMA 2P+E 10/16A ITALIANA ESTÁNDAR BLANCA | 8.5 | 1 | 80 | 320 | NR | 8034035178856 | 85366990 | 1DM01 | Building | 1DM | BUILDING | 1DM04G | SYS PURA SERIE CIVIL | 1DM04G12F | BASIC SYSTEM PURA | 1DM04G12F170 | PURA GLOS.WHITE DEV
GWC20205 | TOMA 2P+E 16A IT/DE STD 2M BLANCO | 11.4 | 1 | 30 | 60 | NR | 8034035180071 | 85366990 | 1DM01 | Building | 1DM | BUILDING | 1DM04G | SYS PURA SERIE CIVIL | 1DM04G12F | BASIC SYSTEM PURA | 1DM04G12F170 | PURA GLOS.WHITE DEV
GWC20206 | TOMA 2P 16A FRENCH STD 2M BLANCO | 7.4 | 1 | 30 | 60 | NR | 8034035179860 | 85366990 | 1DM01 | Building | 1DM | BUILDING | 1DM04G | SYS PURA SERIE CIVIL | 1DM04G12F | BASIC SYSTEM PURA | 1DM04G12F170 | PURA GLOS.WHITE DEV
GWC20207 | TOMA 2P+E 16A FRANCESA STD 2M BLANCA | 9.6 | 1 | 30 | 60 | NR | 8034035180149 | 85366990 | 1DM01 | Building | 1DM | BUILDING | 1DM04G | SYS PURA SERIE CIVIL | 1DM04G12F | BASIC SYSTEM PURA | 1DM04G12F170 | PURA GLOS.WHITE DEV
GWC20208 | TOMA 2P+E 13A BRITISH STD 2M BLANCO | 15 | 1 | 30 | 60 | NR | 8034035178580 | 85366990 | 1DM01 | Building | 1DM | BUILDING | 1DM04G | SYS PURA SERIE CIVIL | 1DM04G12F | BASIC SYSTEM PURA | 1DM04G12F170 | PURA GLOS.WHITE DEV
GWC20209 | TOMA 2P+E 16A BRITISH STD 2M BLANCO | 15 | 1 | 30 | 60 | NR | 8034035178597 | 85366990 | 1DM01 | Building | 1DM | BUILDING | 1DM04G | SYS PURA SERIE CIVIL | 1DM04G12F | BASIC SYSTEM PURA | 1DM04G12F170 | PURA GLOS.WHITE DEV
GWC20212 | TOMA 2P+E 16A EURO/AMERICAN STD BLANCO | 5.8 | 1 | 30 | 60 | NR | 8034035179167 | 85366990 | 1DM01 | Building | 1DM | BUILDING | 1DM04G | SYS PURA SERIE CIVIL | 1DM04G12F | BASIC SYSTEM PURA | 1DM04G12F170 | PURA GLOS.WHITE DEV
GWC20213 | TOMA 2P 16A EURO/AMERICAN STD WHITE | 4.3 | 1 | 30 | 60 | NR | 8034035179358 | 85366990 | 1DM01 | Building | 1DM | BUILDING | 1DM04G | SYS PURA SERIE CIVIL | 1DM04G12F | BASIC SYSTEM PURA | 1DM04G12F170 | PURA GLOS.WHITE DEV
GWC20214 | TOMA 2P+E 15A AMERICAN STD WHITE | 6.2 | 1 | 30 | 60 | NR | 8034035179174 | 85366990 | 1DM01 | Building | 1DM | BUILDING | 1DM04G | SYS PURA SERIE CIVIL | 1DM04G12F | BASIC SYSTEM PURA | 1DM04G12F170 | PURA GLOS.WHITE DEV
GWC20220 | TOMA 2P+E 16A ISRAELÍ ESTÁNDAR 2M BLANCO | 9.1 | 1 | 40 | 80 | NR | 8034035179877 | 85366990 | 1DM01 | Building | 1DM | BUILDING | 1DM04G | SYS PURA SERIE CIVIL | 1DM04G12F | BASIC SYSTEM PURA | 1DM04G12F170 | PURA GLOS.WHITE DEV
GWC20234 | SOCKET POLARIZADO 2P 24V 6A SELV WHITE | 4.6 | 1 | 15 | 30 | NR | 8034035181115 | 85366930 | 1DM01 | Building | 1DM | BUILDING | 1DM04G | SYS PURA SERIE CIVIL | 1DM04G12F | BASIC SYSTEM PURA | 1DM04G12F170 | PURA GLOS.WHITE DEV
GWC20243 | TOMA RJ45 5E FTP BLANCO | 18.9 | 1 | 15 | 30 | NR | 8034035180156 | 85366930 | 1DM01 | Building | 1DM | BUILDING | 1DM04G | SYS PURA SERIE CIVIL | 1DM04G12F | BASIC SYSTEM PURA | 1DM04G12F170 | PURA GLOS.WHITE DEV
GWC20246 | TOMA 2P+E 10/16A IT/DE STD 2M BLANCO | 13.2 | 1 | 30 | 120 | NR | 8034035178986 | 85366990 | 1DM01 | Building | 1DM | BUILDING | 1DM04G | SYS PURA SERIE CIVIL | 1DM04G12F | BASIC SYSTEM PURA | 1DM04G12F170 | PURA GLOS.WHITE DEV
GWC20251 | TERMINAL DE TORNILLO DE VASO RJ11 BLANCO | 17.4 | 1 | 15 | 30 | NR | 8034035180163 | 85366930 | 1DM01 | Building | 1DM | BUILDING | 1DM04G | SYS PURA SERIE CIVIL | 1DM04G12F | BASIC SYSTEM PURA | 1DM04G12F170 | PURA GLOS.WHITE DEV
GWC20265 | TOMA 2P+E 16A DE STD 2M WHITE | 10.6 | 1 | 30 | 120 | NR | 8034035180057 | 85366990 | 1DM01 | Building | 1DM | BUILDING | 1DM04G | SYS PURA SERIE CIVIL | 1DM04G12F | BASIC SYSTEM PURA | 1DM04G12F170 | PURA GLOS.WHITE DEV
GWC20267 | CARCASA PARA CONECTOR COMMSCOPE BLANCO | 5.4 | 1 | 1 | 120 | NR | 8034035181122 | 85381000 | 1DM01 | Building | 1DM | BUILDING | 1DM04G | SYS PURA SERIE CIVIL | 1DM04G12F | BASIC SYSTEM PURA | 1DM04G12F170 | PURA GLOS.WHITE DEV
GWC20270 | CARCASA PARA CONECTOR KEYSTONE BLANCO | 5.4 | 1 | 1 | 120 | NR | 8034035178542 | 85381000 | 1DM01 | Building | 1DM | BUILDING | 1DM04G | SYS PURA SERIE CIVIL | 1DM04G12F | BASIC SYSTEM PURA | 1DM04G12F170 | PURA GLOS.WHITE DEV
GWC20271 | RJ45 SOCKET 5E UTP BLANCO | 14.4 | 1 | 15 | 30 | NR | 8034035180170 | 85366930 | 1DM01 | Building | 1DM | BUILDING | 1DM04G | SYS PURA SERIE CIVIL | 1DM04G12F | BASIC SYSTEM PURA | 1DM04G12F170 | PURA GLOS.WHITE DEV
GWC20272 | ENCHUFE BRITÁNICO STD BLANCO | 7.4 | 1 | 15 | 30 | NR | 8034035179921 | 85366930 | 1DM01 | Building | 1DM | BUILDING | 1DM04G | SYS PURA SERIE CIVIL | 1DM04G12F | BASIC SYSTEM PURA | 1DM04G12F170 | PURA GLOS.WHITE DEV
GWC20273 | TOMA 2P 10A EGIPCIO STD BLANCO | 3.8 | 1 | 30 | 60 | NR | 8034035179785 | 85366990 | 1DM01 | Building | 1DM | BUILDING | 1DM04G | SYS PURA SERIE CIVIL | 1DM04G12F | BASIC SYSTEM PURA | 1DM04G12F170 | PURA GLOS.WHITE DEV
GWC20281 | TOMA 2P+E 10/16A ITALIANA STD VERDE | 7.6 | 1 | 30 | 60 | NR | 8034035179839 | 85366990 | 1DM01 | Building | 1DM | BUILDING | 1DM04G | SYS PURA SERIE CIVIL | 1DM04G12F | BASIC SYSTEM PURA | 1DM04G12F170 | PURA GLOS.WHITE DEV
GWC20282 | TOMA 2P+E 10/16A IT/DE ESTÁNDAR 2M VERDE | 13.8 | 1 | 15 | 30 | NR | 8034035179006 | 85366990 | 1DM01 | Building | 1DM | BUILDING | 1DM04G | SYS PURA SERIE CIVIL | 1DM04G12F | BASIC SYSTEM PURA | 1DM04G12F170 | PURA GLOS.WHITE DEV
GWC20283 | TOMA 2P+E 16A DE STD 2M VERDE | 12.7 | 1 | 15 | 30 | NR | 8034035178740 | 85366990 | 1DM01 | Building | 1DM | BUILDING | 1DM04G | SYS PURA SERIE CIVIL | 1DM04G12F | BASIC SYSTEM PURA | 1DM04G12F170 | PURA GLOS.WHITE DEV
GWC20286 | TOMA 2P+E 10/16A ITALIANA NARANJA ESTÁNDAR | 7.6 | 1 | 30 | 60 | NR | 8034035179846 | 85366990 | 1DM01 | Building | 1DM | BUILDING | 1DM04G | SYS PURA SERIE CIVIL | 1DM04G12F | BASIC SYSTEM PURA | 1DM04G12F170 | PURA GLOS.WHITE DEV
GWC20287 | TOMA 2P+E 10/16A IT/DE ESTÁNDAR 2M NARANJA | 13.8 | 1 | 15 | 30 | NR | 8034035179853 | 85366990 | 1DM01 | Building | 1DM | BUILDING | 1DM04G | SYS PURA SERIE CIVIL | 1DM04G12F | BASIC SYSTEM PURA | 1DM04G12F170 | PURA GLOS.WHITE DEV
GWC20288 | TOMA 2P+E 16A DE STD 2M NARANJA | 12.7 | 1 | 15 | 30 | NR | 8034035180040 | 85366990 | 1DM01 | Building | 1DM | BUILDING | 1DM04G | SYS PURA SERIE CIVIL | 1DM04G12F | BASIC SYSTEM PURA | 1DM04G12F170 | PURA GLOS.WHITE DEV
GWC20295 | TOMA 2P+E 10/16A ITALIANA STD ROJO | 7.6 | 1 | 80 | 320 | NR | 8034035179945 | 85366990 | 1DM01 | Building | 1DM | BUILDING | 1DM04G | SYS PURA SERIE CIVIL | 1DM04G12F | BASIC SYSTEM PURA | 1DM04G12F170 | PURA GLOS.WHITE DEV
GWC20296 | TOMA 2P+E 10/16A IT/DE STD 2M RED | 13.8 | 1 | 30 | 60 | NR | 8034035180095 | 85366990 | 1DM01 | Building | 1DM | BUILDING | 1DM04G | SYS PURA SERIE CIVIL | 1DM04G12F | BASIC SYSTEM PURA | 1DM04G12F170 | PURA GLOS.WHITE DEV
GWC20297 | TOMA 2P+E 16A DE STD 2M RED | 12.7 | 1 | 30 | 120 | NR | 8034035179938 | 85366990 | 1DM01 | Building | 1DM | BUILDING | 1DM04G | SYS PURA SERIE CIVIL | 1DM04G12F | BASIC SYSTEM PURA | 1DM04G12F170 | PURA GLOS.WHITE DEV
GWC20298 | TOMA 2P+E 16A ISRAELÍ ESTÁNDAR 2M ROJO | 9.4 | 1 | 40 | 80 | NR | 8034035179884 | 85366990 | 1DM01 | Building | 1DM | BUILDING | 1DM04G | SYS PURA SERIE CIVIL | 1DM04G12F | BASIC SYSTEM PURA | 1DM04G12F170 | PURA GLOS.WHITE DEV
GWC20299 | TOMA 2P+E 16A ISRAELÍ STD 2M AZUL | 9.4 | 1 | 40 | 80 | NR | 8034035178788 | 85366990 | 1DM01 | Building | 1DM | BUILDING | 1DM04G | SYS PURA SERIE CIVIL | 1DM04G12F | BASIC SYSTEM PURA | 1DM04G12F170 | PURA GLOS.WHITE DEV
GWC20312 | TOMA 2P+E 16A FRANCESA ESTÁNDAR 2M ROJO | 11 | 1 | 15 | 30 | NR | 8034035180187 | 85366990 | 1DM01 | Building | 1DM | BUILDING | 1DM04G | SYS PURA SERIE CIVIL | 1DM04G12F | BASIC SYSTEM PURA | 1DM04G12F170 | PURA GLOS.WHITE DEV
GWC20320 | ENCHUFE 2P 10A ISRAELÍ STD BLANCO | 14.4 | 1 | 30 | 60 | NR | 8034035178870 | 85366990 | 1DM01 | Building | 1DM | BUILDING | 1DM04G | SYS PURA SERIE CIVIL | 1DM04G12F | BASIC SYSTEM PURA | 1DM04G12F170 | PURA GLOS.WHITE DEV
GWC20342 | DOBLE TOMA 2P+E 16A 45° DE STD 4M WH | 15.6 | 1 | 3 | 60 | NR | 8034035188572 | 85366990 | 1DM01 | Building | 1DM | BUILDING | 1DM04G | SYS PURA SERIE CIVIL | 1DM04G12F | BASIC SYSTEM PURA | 1DM04G12F170 | PURA GLOS.WHITE DEV
GWC20343 | DOBLE TOMA 2P+E 16A 45° DE STD 4M RED | 17.2 | 1 | 3 | 60 | NR | 8034035188602 | 85366990 | 1DM01 | Building | 1DM | BUILDING | 1DM04G | SYS PURA SERIE CIVIL | 1DM04G12F | BASIC SYSTEM PURA | 1DM04G12F170 | PURA GLOS.WHITE DEV
GWC20344 | DOBLE TOMA 2P+E 16A ISRAELÍ ESTÁNDAR 4M WH | 26 | 1 | 3 | 60 | NR | 8034035188619 | 85366990 | 1DM01 | Building | 1DM | BUILDING | 1DM04G | SYS PURA SERIE CIVIL | 1DM04G12F | BASIC SYSTEM PURA | 1DM04G12F170 | PURA GLOS.WHITE DEV
GWC20364 | CARGADOR USB TIPO C 30W PD BLANCO | 53.5 | 1 | 12 | 300 | NR | 8034035187162 | 85044095 | 1DM01 | Building | 1DM | BUILDING | 1DM04G | SYS PURA SERIE CIVIL | 1DM04G12F | BASIC SYSTEM PURA | 1DM04G12F170 | PURA GLOS.WHITE DEV
GWC20365 | CARGADOR DUAL USB TIPO C+C 63W PD 2M WH | 145 | 1 | 6 | 150 | NR | 8034035186462 | 85044095 | 1DM01 | Building | 1DM | BUILDING | 1DM04G | SYS PURA SERIE CIVIL | 1DM04G12F | BASIC SYSTEM PURA | 1DM04G12F170 | PURA GLOS.WHITE DEV
GWC20366 | CONECTOR TV DIRECTO IEC MACHO/F BLANCO | 9.9 | 1 | 30 | 60 | NR | 8034035181139 | 85366910 | 1DM01 | Building | 1DM | BUILDING | 1DM04G | SYS PURA SERIE CIVIL | 1DM04G12F | BASIC SYSTEM PURA | 1DM04G12F170 | PURA GLOS.WHITE DEV
GWC20367 | CONECTOR TV DIRECTO 5DB IEC MACHO/F BLANCO | 12.8 | 1 | 30 | 60 | NR | 8034035181146 | 85366910 | 1DM01 | Building | 1DM | BUILDING | 1DM04G | SYS PURA SERIE CIVIL | 1DM04G12F | BASIC SYSTEM PURA | 1DM04G12F170 | PURA GLOS.WHITE DEV
GWC20368 | TOMA DIRECTA TV/SAT HEMBRA F/F BLANCO | 8 | 1 | 1 | 180 | NR | 8034035181153 | 85366910 | 1DM01 | Building | 1DM | BUILDING | 1DM04G | SYS PURA SERIE CIVIL | 1DM04G12F | BASIC SYSTEM PURA | 1DM04G12F170 | PURA GLOS.WHITE DEV
GWC20372 | TOMA DEMIX TV + SAT, 2 SALIDAS 1M BLANCO | 19 | 1 | 15 | 30 | NR | 8034035179389 | 85366910 | 1DM01 | Building | 1DM | BUILDING | 1DM04G | SYS PURA SERIE CIVIL | 1DM04G12F | BASIC SYSTEM PURA | 1DM04G12F170 | PURA GLOS.WHITE DEV
GWC20381 | CONECTOR TV DIRECTO IEC MACHO BLANCO | 24.2 | 1 | 15 | 30 | NR | 8034035180194 | 85366910 | 1DM01 | Building | 1DM | BUILDING | 1DM04G | SYS PURA SERIE CIVIL | 1DM04G12F | BASIC SYSTEM PURA | 1DM04G12F170 | PURA GLOS.WHITE DEV
GWC20382 | CONECTOR TV DIRECTO 10DB MACHO BLANCO IEC | 30.9 | 1 | 15 | 30 | NR | 8034035180200 | 85366910 | 1DM01 | Building | 1DM | BUILDING | 1DM04G | SYS PURA SERIE CIVIL | 1DM04G12F | BASIC SYSTEM PURA | 1DM04G12F170 | PURA GLOS.WHITE DEV
GWC20386 | CONECTOR TV DIRECTO 5DB IEC MACHO BLANCO | 30.9 | 1 | 15 | 30 | NR | 8034035180217 | 85366910 | 1DM01 | Building | 1DM | BUILDING | 1DM04G | SYS PURA SERIE CIVIL | 1DM04G12F | BASIC SYSTEM PURA | 1DM04G12F170 | PURA GLOS.WHITE DEV
GWC20391 | CONECTOR TV DIRECTO/SATÉLITE HEMBRA F BLANCA | 24.9 | 1 | 15 | 30 | NR | 8034035180224 | 85366910 | 1DM01 | Building | 1DM | BUILDING | 1DM04G | SYS PURA SERIE CIVIL | 1DM04G12F | BASIC SYSTEM PURA | 1DM04G12F170 | PURA GLOS.WHITE DEV
GWC20392 | CONECTOR TV DIRECTO/SATÉLITE HEMBRA DE 10DB HEMBRA F WH | 33 | 1 | 15 | 30 | NR | 8034035178719 | 85366910 | 1DM01 | Building | 1DM | BUILDING | 1DM04G | SYS PURA SERIE CIVIL | 1DM04G12F | BASIC SYSTEM PURA | 1DM04G12F170 | PURA GLOS.WHITE DEV
GWC20396 | TOMA TV/SATÉLITE HEMBRA 5DB F/WH | 33 | 1 | 15 | 30 | NR | 8034035178733 | 85366910 | 1DM01 | Building | 1DM | BUILDING | 1DM04G | SYS PURA SERIE CIVIL | 1DM04G12F | BASIC SYSTEM PURA | 1DM04G12F170 | PURA GLOS.WHITE DEV
GWC20401 | PORTAFUSIBLES 16A BLANCO | 6.7 | 1 | 30 | 60 | NR | 8034035179952 | 85361050 | 1DM01 | Building | 1DM | BUILDING | 1DM04G | SYS PURA SERIE CIVIL | 1DM04G12F | BASIC SYSTEM PURA | 1DM04G12F170 | PURA GLOS.WHITE DEV
GWC20432 | MCB 1P C10 3KA 230V BLANCO | 68.5 | 1 | 15 | 30 | NR | 8034035180491 | 85362010 | 1DM01 | Building | 1DM | BUILDING | 1DM04G | SYS PURA SERIE CIVIL | 1DM04G12F | BASIC SYSTEM PURA | 1DM04G12F170 | PURA GLOS.WHITE DEV
GWC20433 | MCB 1P C16 3KA 230V BLANCO | 68.5 | 1 | 15 | 30 | NR | 8034035180507 | 85362010 | 1DM01 | Building | 1DM | BUILDING | 1DM04G | SYS PURA SERIE CIVIL | 1DM04G12F | BASIC SYSTEM PURA | 1DM04G12F170 | PURA GLOS.WHITE DEV
GWC20434 | MCB 1P+N C6 3KA 230V BLANCO | 90 | 1 | 15 | 30 | NR | 8034035180514 | 85362010 | 1DM01 | Building | 1DM | BUILDING | 1DM04G | SYS PURA SERIE CIVIL | 1DM04G12F | BASIC SYSTEM PURA | 1DM04G12F170 | PURA GLOS.WHITE DEV
GWC20435 | MCB 1P+N C10 3KA 230V BLANCO | 90 | 1 | 15 | 30 | NR | 8034035180521 | 85362010 | 1DM01 | Building | 1DM | BUILDING | 1DM04G | SYS PURA SERIE CIVIL | 1DM04G12F | BASIC SYSTEM PURA | 1DM04G12F170 | PURA GLOS.WHITE DEV
GWC20436 | MCB 1P+N C16 3KA 230V BLANCO | 90 | 1 | 15 | 30 | NR | 8034035180538 | 85362010 | 1DM01 | Building | 1DM | BUILDING | 1DM04G | SYS PURA SERIE CIVIL | 1DM04G12F | BASIC SYSTEM PURA | 1DM04G12F170 | PURA GLOS.WHITE DEV
GWC20437 | RCBO 1P+N C6 IDN 10MA 230V 3KA 2M BLANCO | 241.5 | 1 | 1 | 15 | NR | 8034035180590 | 85362010 | 1DM01 | Building | 1DM | BUILDING | 1DM04G | SYS PURA SERIE CIVIL | 1DM04G12F | BASIC SYSTEM PURA | 1DM04G12F170 | PURA GLOS.WHITE DEV
GWC20438 | RCBO 1P+N C10 IDN 10MA 230V 3KA 2M BLANCO | 241.5 | 1 | 1 | 15 | NR | 8034035180408 | 85362010 | 1DM01 | Building | 1DM | BUILDING | 1DM04G | SYS PURA SERIE CIVIL | 1DM04G12F | BASIC SYSTEM PURA | 1DM04G12F170 | PURA GLOS.WHITE DEV
GWC20439 | RCBO 1P+N C16 IDN 10MA 230V 3KA 2M BLANCO | 241.5 | 1 | 1 | 15 | NR | 8034035180415 | 85362010 | 1DM01 | Building | 1DM | BUILDING | 1DM04G | SYS PURA SERIE CIVIL | 1DM04G12F | BASIC SYSTEM PURA | 1DM04G12F170 | PURA GLOS.WHITE DEV
GWC20448 | RCBO 1P+N C6 IDN 30MA 230V 3KA 2M BLANCO | 241.5 | 1 | 1 | 15 | NR | 8034035180422 | 85362010 | 1DM01 | Building | 1DM | BUILDING | 1DM04G | SYS PURA SERIE CIVIL | 1DM04G12F | BASIC SYSTEM PURA | 1DM04G12F170 | PURA GLOS.WHITE DEV
GWC20449 | RCBO 1P+N C10 IDN 30MA 230V 3KA 2M BLANCO | 241.5 | 1 | 1 | 15 | NR | 8034035180439 | 85362010 | 1DM01 | Building | 1DM | BUILDING | 1DM04G | SYS PURA SERIE CIVIL | 1DM04G12F | BASIC SYSTEM PURA | 1DM04G12F170 | PURA GLOS.WHITE DEV
GWC20450 | RCBO 1P+N C16 IDN 30MA 230V 3KA 2M BLANCO | 241.5 | 1 | 1 | 15 | NR | 8034035180446 | 85362010 | 1DM01 | Building | 1DM | BUILDING | 1DM04G | SYS PURA SERIE CIVIL | 1DM04G12F | BASIC SYSTEM PURA | 1DM04G12F170 | PURA GLOS.WHITE DEV
GWC20454 | MCB 1P+N C6 3KA 230V RED | 92.5 | 1 | 15 | 30 | NR | 8034035180453 | 85362010 | 1DM01 | Building | 1DM | BUILDING | 1DM04G | SYS PURA SERIE CIVIL | 1DM04G12F | BASIC SYSTEM PURA | 1DM04G12F170 | PURA GLOS.WHITE DEV
GWC20455 | MCB 1P+N C10 3KA 230V ROJO | 92.5 | 1 | 15 | 30 | NR | 8034035180460 | 85362010 | 1DM01 | Building | 1DM | BUILDING | 1DM04G | SYS PURA SERIE CIVIL | 1DM04G12F | BASIC SYSTEM PURA | 1DM04G12F170 | PURA GLOS.WHITE DEV
GWC20456 | MCB 1P+N C16 3KA 230V ROJO | 92.5 | 1 | 15 | 30 | NR | 8034035180477 | 85362010 | 1DM01 | Building | 1DM | BUILDING | 1DM04G | SYS PURA SERIE CIVIL | 1DM04G12F | BASIC SYSTEM PURA | 1DM04G12F170 | PURA GLOS.WHITE DEV
GWC20503 | INTERRUPTOR DE 1 VIA 2P 16AX BLANCO | 9.7 | 1 | 30 | 60 | NR | 8034035178948 | 85365080 | 1DM01 | Building | 1DM | BUILDING | 1DM04G | SYS PURA SERIE CIVIL | 1DM04G12F | BASIC SYSTEM PURA | 1DM04G12F170 | PURA GLOS.WHITE DEV
GWC20504 | INTERRUPTOR DE 1 VIA 2P 16AX BLANCO - LED BLANCO | 13.5 | 1 | 24 | 96 | NR | 8034035179143 | 85365080 | 1DM01 | Building | 1DM | BUILDING | 1DM04G | SYS PURA SERIE CIVIL | 1DM04G12F | BASIC SYSTEM PURA | 1DM04G12F170 | PURA GLOS.WHITE DEV
GWC20510 | BOTÓN PULSADOR 1P NO 10A BLANCO | 6 | 1 | 80 | 160 | NR | 8034035180088 | 85365080 | 1DM01 | Building | 1DM | BUILDING | 1DM04G | SYS PURA SERIE CIVIL | 1DM04G12F | BASIC SYSTEM PURA | 1DM04G12F170 | PURA GLOS.WHITE DEV
GWC20511 | BOTÓN PULSADOR 1P NO 10A BLANCO - LLAVE ILL | 6.3 | 1 | 15 | 30 | NR | 8034035179099 | 85365080 | 1DM01 | Building | 1DM | BUILDING | 1DM04G | SYS PURA SERIE CIVIL | 1DM04G12F | BASIC SYSTEM PURA | 1DM04G12F170 | PURA GLOS.WHITE DEV
GWC20512 | BOTÓN PULSADOR 1P NO 10A BLANCO - ANILLO | 6.3 | 1 | 30 | 60 | NR | 8034035179068 | 85365080 | 1DM01 | Building | 1DM | BUILDING | 1DM04G | SYS PURA SERIE CIVIL | 1DM04G12F | BASIC SYSTEM PURA | 1DM04G12F170 | PURA GLOS.WHITE DEV
GWC20513 | BOTÓN PULSADOR 1P NO 10A BLANCO - LUZ ILL | 6.3 | 1 | 15 | 30 | NR | 8034035179105 | 85365080 | 1DM01 | Building | 1DM | BUILDING | 1DM04G | SYS PURA SERIE CIVIL | 1DM04G12F | BASIC SYSTEM PURA | 1DM04G12F170 | PURA GLOS.WHITE DEV
GWC20514 | PULSADOR DE BOTÓN 1P NO 10A BLANCO - ESCALERA ILL | 6.3 | 1 | 15 | 30 | NR | 8034035179136 | 85365080 | 1DM01 | Building | 1DM | BUILDING | 1DM04G | SYS PURA SERIE CIVIL | 1DM04G12F | BASIC SYSTEM PURA | 1DM04G12F170 | PURA GLOS.WHITE DEV
GWC20515 | BOTÓN PULSADOR 1P NO 10A LED BLANCO - BLANCO | 11 | 1 | 24 | 96 | NR | 8034035179150 | 85365080 | 1DM01 | Building | 1DM | BUILDING | 1DM04G | SYS PURA SERIE CIVIL | 1DM04G12F | BASIC SYSTEM PURA | 1DM04G12F170 | PURA GLOS.WHITE DEV
GWC20515L | BOTÓN PULSADOR 1P NO 10A LED BLANCO - ROJO | 12 | 1 | 24 | 96 | NR | 8034035178481 | 85365080 | 1DM01 | Building | 1DM | BUILDING | 1DM04G | SYS PURA SERIE CIVIL | 1DM04G12F | BASIC SYSTEM PURA | 1DM04G12F170 | PURA GLOS.WHITE DEV
GWC20518 | BOTÓN PULSADOR 2P NO 10A BLANCO - CORDÓN DE TIRA | 15.7 | 1 | 20 | 40 | NR | 8034035180101 | 85365080 | 1DM01 | Building | 1DM | BUILDING | 1DM04G | SYS PURA SERIE CIVIL | 1DM04G12F | BASIC SYSTEM PURA | 1DM04G12F170 | PURA GLOS.WHITE DEV
GWC20519 | BOTÓN PULSADOR 1P NC 10A BLANCO | 6 | 1 | 15 | 30 | NR | 8034035179075 | 85365080 | 1DM01 | Building | 1DM | BUILDING | 1DM04G | SYS PURA SERIE CIVIL | 1DM04G12F | BASIC SYSTEM PURA | 1DM04G12F170 | PURA GLOS.WHITE DEV
GWC20521 | BOTÓN PULSADOR 1P NO+NO 10A BLANCO - FLECHA | 11 | 1 | 30 | 60 | NR | 8034035179181 | 85365080 | 1DM01 | Building | 1DM | BUILDING | 1DM04G | SYS PURA SERIE CIVIL | 1DM04G12F | BASIC SYSTEM PURA | 1DM04G12F170 | PURA GLOS.WHITE DEV
GWC20521L | BOTÓN PULSADOR 1P NO+NO 10A BLANCO - FLECHA | 11.7 | 1 | 30 | 60 | NR | 8034035179303 | 85365080 | 1DM01 | Building | 1DM | BUILDING | 1DM04G | SYS PURA SERIE CIVIL | 1DM04G12F | BASIC SYSTEM PURA | 1DM04G12F170 | PURA GLOS.WHITE DEV
GWC20522 | BOTÓN 1P NO+NC 10A BLANCO - ARRANCAR | 10.1 | 1 | 30 | 60 | NR | 8034035179334 | 85365080 | 1DM01 | Building | 1DM | BUILDING | 1DM04G | SYS PURA SERIE CIVIL | 1DM04G12F | BASIC SYSTEM PURA | 1DM04G12F170 | PURA GLOS.WHITE DEV
GWC20523 | BOTÓN PULSADOR 1P NC+NO 10A BLANCO - PARADA | 10.1 | 1 | 30 | 60 | NR | 8034035179204 | 85365080 | 1DM01 | Building | 1DM | BUILDING | 1DM04G | SYS PURA SERIE CIVIL | 1DM04G12F | BASIC SYSTEM PURA | 1DM04G12F170 | PURA GLOS.WHITE DEV
GWC20526 | BOTÓN PULSADOR 1P NO 10A 2M BLANCO | 12.1 | 1 | 15 | 30 | NR | 8034035178634 | 85365080 | 1DM01 | Building | 1DM | BUILDING | 1DM04G | SYS PURA SERIE CIVIL | 1DM04G12F | BASIC SYSTEM PURA | 1DM04G12F170 | PURA GLOS.WHITE DEV
GWC20527 | BOTÓN PULSADOR 1P NO 10A 2M BLANCO - ENFERMO | 12.2 | 1 | 15 | 30 | NR | 8034035178610 | 85365080 | 1DM01 | Building | 1DM | BUILDING | 1DM04G | SYS PURA SERIE CIVIL | 1DM04G12F | BASIC SYSTEM PURA | 1DM04G12F170 | PURA GLOS.WHITE DEV
GWC20529 | PULSADOR DE 1P NO 10A BLANCO - ENFERMO | 6.6 | 1 | 30 | 60 | NR | 8034035179082 | 85365080 | 1DM01 | Building | 1DM | BUILDING | 1DM04G | SYS PURA SERIE CIVIL | 1DM04G12F | BASIC SYSTEM PURA | 1DM04G12F170 | PURA GLOS.WHITE DEV
GWC20530 | TECLADO POR BOTÓN 2P NO 10A BLANCO | 47.2 | 1 | 15 | 30 | NR | 8034035178702 | 85365080 | 1DM01 | Building | 1DM | BUILDING | 1DM04G | SYS PURA SERIE CIVIL | 1DM04G12F | BASIC SYSTEM PURA | 1DM04G12F170 | PURA GLOS.WHITE DEV
GWC20558 | BOTÓN PULSADOR 2P NO+NO 10A BLANCO - FLECHA | 13.3 | 1 | 30 | 60 | NR | 8034035179297 | 85365080 | 1DM01 | Building | 1DM | BUILDING | 1DM04G | SYS PURA SERIE CIVIL | 1DM04G12F | BASIC SYSTEM PURA | 1DM04G12F170 | PURA GLOS.WHITE DEV
GWC20558L | BOTÓN PULSADOR 2P NO+NO 10A BLANCO - FLECHA | 8.4 | 1 | 30 | 60 | NR | 8034035179280 | 85365080 | 1DM01 | Building | 1DM | BUILDING | 1DM04G | SYS PURA SERIE CIVIL | 1DM04G12F | BASIC SYSTEM PURA | 1DM04G12F170 | PURA GLOS.WHITE DEV
GWC20559 | INTERRUPTOR DE 3 VIAS 1P 10AX BLANCO - FLECHA | 12.2 | 1 | 30 | 60 | NR | 8034035179013 | 85365080 | 1DM01 | Building | 1DM | BUILDING | 1DM04G | SYS PURA SERIE CIVIL | 1DM04G12F | BASIC SYSTEM PURA | 1DM04G12F170 | PURA GLOS.WHITE DEV
GWC20560 | INTERRUPTOR DE 3 VIAS 2P 10AX BLANCO - FLECHA | 15.7 | 1 | 30 | 60 | NR | 8034035180125 | 85365080 | 1DM01 | Building | 1DM | BUILDING | 1DM04G | SYS PURA SERIE CIVIL | 1DM04G12F | BASIC SYSTEM PURA | 1DM04G12F170 | PURA GLOS.WHITE DEV
GWC20560L | INTERRUPTOR DE 3 VIAS 2P 10AX BLANCO - FLECHA | 7.8 | 1 | 30 | 60 | NR | 8034035179402 | 85365080 | 1DM01 | Building | 1DM | BUILDING | 1DM04G | SYS PURA SERIE CIVIL | 1DM04G12F | BASIC SYSTEM PURA | 1DM04G12F170 | PURA GLOS.WHITE DEV
GWC20571 | INTERRUPTOR DE 1 VIA 1P 16AX BLANCO | 5.4 | 1 | 80 | 320 | NR | 8034035179037 | 85365080 | 1DM01 | Building | 1DM | BUILDING | 1DM04G | SYS PURA SERIE CIVIL | 1DM04G12F | BASIC SYSTEM PURA | 1DM04G12F170 | PURA GLOS.WHITE DEV
GWC20572 | INTERRUPTOR DE 1 VIA 1P 16AX BLANCO - LED BLANCO | 10.6 | 1 | 24 | 96 | NR | 8034035179051 | 85365080 | 1DM01 | Building | 1DM | BUILDING | 1DM04G | SYS PURA SERIE CIVIL | 1DM04G12F | BASIC SYSTEM PURA | 1DM04G12F170 | PURA GLOS.WHITE DEV
GWC20576 | INTERRUPTOR DE 2 VIAS 1P 16AX BLANCO | 6.5 | 1 | 80 | 320 | NR | 8034035179044 | 85365080 | 1DM01 | Building | 1DM | BUILDING | 1DM04G | SYS PURA SERIE CIVIL | 1DM04G12F | BASIC SYSTEM PURA | 1DM04G12F170 | PURA GLOS.WHITE DEV
GWC20576L | INTERRUPTOR DE 2 VIAS 1P 16AX BLANCO | 4.5 | 1 | 80 | 320 | NR | 8034035179327 | 85365080 | 1DM01 | Building | 1DM | BUILDING | 1DM04G | SYS PURA SERIE CIVIL | 1DM04G12F | BASIC SYSTEM PURA | 1DM04G12F170 | PURA GLOS.WHITE DEV
GWC20577 | INTERRUPTOR DE 2 VIAS 1P 16AX BLANCO - LED BLANCO | 12 | 1 | 24 | 96 | NR | 8034035178467 | 85365080 | 1DM01 | Building | 1DM | BUILDING | 1DM04G | SYS PURA SERIE CIVIL | 1DM04G12F | BASIC SYSTEM PURA | 1DM04G12F170 | PURA GLOS.WHITE DEV
GWC20579 | INTERRUPTOR DE INVERSIÓN 16AX BLANCO | 11.3 | 1 | 30 | 60 | NR | 8034035179020 | 85365080 | 1DM01 | Building | 1DM | BUILDING | 1DM04G | SYS PURA SERIE CIVIL | 1DM04G12F | BASIC SYSTEM PURA | 1DM04G12F170 | PURA GLOS.WHITE DEV
GWC20579L | INTERRUPTOR DE INVERSIÓN 16AX BLANCO | 9.1 | 1 | 30 | 60 | NR | 8034035178498 | 85365080 | 1DM01 | Building | 1DM | BUILDING | 1DM04G | SYS PURA SERIE CIVIL | 1DM04G12F | BASIC SYSTEM PURA | 1DM04G12F170 | PURA GLOS.WHITE DEV
GWC20583 | INTERRUPTOR DE 1 VIA 1P 16AX BLANCO - ILLUMIN | 6.7 | 1 | 30 | 60 | NR | 8034035178993 | 85365080 | 1DM01 | Building | 1DM | BUILDING | 1DM04G | SYS PURA SERIE CIVIL | 1DM04G12F | BASIC SYSTEM PURA | 1DM04G12F170 | PURA GLOS.WHITE DEV
GWC20584 | INTERRUPTOR DE 1 VIA 2P 16AX BLANCO - ILLUMIN | 9.8 | 1 | 30 | 60 | NR | 8034035179112 | 85365080 | 1DM01 | Building | 1DM | BUILDING | 1DM04G | SYS PURA SERIE CIVIL | 1DM04G12F | BASIC SYSTEM PURA | 1DM04G12F170 | PURA GLOS.WHITE DEV
GWC20585 | INTERRUPTOR DE 1 VIA 2P 25AX BLANCO | 43.2 | 1 | 15 | 30 | NR | 8034035180545 | 85365080 | 1DM01 | Building | 1DM | BUILDING | 1DM04G | SYS PURA SERIE CIVIL | 1DM04G12F | BASIC SYSTEM PURA | 1DM04G12F170 | PURA GLOS.WHITE DEV
GWC20586 | INTERRUPTOR UNIDIRECCIONAL 1P 16AX 2M BLANCO - ILLUMIN | 13.6 | 1 | 15 | 30 | NR | 8034035178641 | 85365080 | 1DM01 | Building | 1DM | BUILDING | 1DM04G | SYS PURA SERIE CIVIL | 1DM04G12F | BASIC SYSTEM PURA | 1DM04G12F170 | PURA GLOS.WHITE DEV
GWC20587 | INTERRUPTOR DE 1 VIA 1P 16AX 2M BLANCO | 8.2 | 1 | 15 | 30 | NR | 8034035178658 | 85365080 | 1DM01 | Building | 1DM | BUILDING | 1DM04G | SYS PURA SERIE CIVIL | 1DM04G12F | BASIC SYSTEM PURA | 1DM04G12F170 | PURA GLOS.WHITE DEV
GWC20588 | INTERRUPTOR DE 2 VIAS 1P 16AX BLANCO - ILLUMIN | 7.8 | 1 | 30 | 60 | NR | 8034035178955 | 85365080 | 1DM01 | Building | 1DM | BUILDING | 1DM04G | SYS PURA SERIE CIVIL | 1DM04G12F | BASIC SYSTEM PURA | 1DM04G12F170 | PURA GLOS.WHITE DEV
GWC20589 | INTERRUPTOR DE 2 VIAS 1P 16AX 2M BLANCO - ILLUMIN | 12.8 | 1 | 15 | 30 | NR | 8034035178627 | 85365080 | 1DM01 | Building | 1DM | BUILDING | 1DM04G | SYS PURA SERIE CIVIL | 1DM04G12F | BASIC SYSTEM PURA | 1DM04G12F170 | PURA GLOS.WHITE DEV
GWC20590 | INTERRUPTOR DE 2 VIAS 1P 16AX 2M BLANCO | 8.3 | 1 | 15 | 30 | NR | 8034035178665 | 85365080 | 1DM01 | Building | 1DM | BUILDING | 1DM04G | SYS PURA SERIE CIVIL | 1DM04G12F | BASIC SYSTEM PURA | 1DM04G12F170 | PURA GLOS.WHITE DEV
GWC20591 | PULSADOR DE BOTÓN 1P 2M BLANCO - PLACA CON EL NOMBRE ILL | 15 | 1 | 15 | 30 | NR | 8034035178603 | 85365080 | 1DM01 | Building | 1DM | BUILDING | 1DM04G | SYS PURA SERIE CIVIL | 1DM04G12F | BASIC SYSTEM PURA | 1DM04G12F170 | PURA GLOS.WHITE DEV
GWC20606 | LUZ INDICADORA DIFUSOR ÓPALO BLANCO | 7.2 | 1 | 30 | 60 | NR | 8034035180118 | 85308000 | 1DM01 | Building | 1DM | BUILDING | 1DM04G | SYS PURA SERIE CIVIL | 1DM04G12F | BASIC SYSTEM PURA | 1DM04G12F170 | PURA GLOS.WHITE DEV
GWC20607 | 2 INDICADORES ÓPALO DIFUSO CLARO. 1M BLANCO | 13 | 1 | 15 | 30 | NR | 8034035180132 | 85308000 | 1DM01 | Building | 1DM | BUILDING | 1DM04G | SYS PURA SERIE CIVIL | 1DM04G12F | BASIC SYSTEM PURA | 1DM04G12F170 | PURA GLOS.WHITE DEV
GWC20613 | CAMPANA 8VA 12V BLANCO | 27.4 | 1 | 15 | 30 | NR | 8034035179891 | 85318040 | 1DM01 | Building | 1DM | BUILDING | 1DM04G | SYS PURA SERIE CIVIL | 1DM04G12F | BASIC SYSTEM PURA | 1DM04G12F170 | PURA GLOS.WHITE DEV
GWC20616 | BELL 8VA 230V BLANCO | 30.9 | 1 | 15 | 30 | NR | 8034035180002 | 85318040 | 1DM01 | Building | 1DM | BUILDING | 1DM04G | SYS PURA SERIE CIVIL | 1DM04G12F | BASIC SYSTEM PURA | 1DM04G12F170 | PURA GLOS.WHITE DEV
GWC20617 | BUZZER 8VA 12V BLANCO | 24.4 | 1 | 15 | 30 | NR | 8034035180019 | 85318040 | 1DM01 | Building | 1DM | BUILDING | 1DM04G | SYS PURA SERIE CIVIL | 1DM04G12F | BASIC SYSTEM PURA | 1DM04G12F170 | PURA GLOS.WHITE DEV
GWC20620 | BUZZER 8VA 230V BLANCO | 26.3 | 1 | 15 | 30 | NR | 8034035180026 | 85318040 | 1DM01 | Building | 1DM | BUILDING | 1DM04G | SYS PURA SERIE CIVIL | 1DM04G12F | BASIC SYSTEM PURA | 1DM04G12F170 | PURA GLOS.WHITE DEV
GWC20627 | LÁMPARA ROJA SOBRESALIENTE 2M BLANCA | 16 | 1 | 1 | 24 | NR | 8034035178924 | 85308000 | 1DM01 | Building | 1DM | BUILDING | 1DM04G | SYS PURA SERIE CIVIL | 1DM04G12F | BASIC SYSTEM PURA | 1DM04G12F170 | PURA GLOS.WHITE DEV
GWC20628 | LÁMPARA VERDE SOBRESALIENTE 2M BLANCO | 16 | 1 | 1 | 24 | NR | 8034035178917 | 85308000 | 1DM01 | Building | 1DM | BUILDING | 1DM04G | SYS PURA SERIE CIVIL | 1DM04G12F | BASIC SYSTEM PURA | 1DM04G12F170 | PURA GLOS.WHITE DEV
GWC20634 | LÁMPARA LED DE MARCADOR DE ESCALÓN 2M BLANCA | 60.5 | 1 | 1 | 24 | NR | 8034035178931 | 85308000 | 1DM01 | Building | 1DM | BUILDING | 1DM04G | SYS PURA SERIE CIVIL | 1DM04G12F | BASIC SYSTEM PURA | 1DM04G12F170 | PURA GLOS.WHITE DEV
GWC20651 | INTERRUPTOR DE 3 VÍAS 1P 10AX 'DND+MUR' BLANCO | 12.2 | 1 | 30 | 60 | NR | 8034035178535 | 85365080 | 1DM01 | Building | 1DM | BUILDING | 1DM04G | SYS PURA SERIE CIVIL | 1DM04G12F | BASIC SYSTEM PURA | 1DM04G12F170 | PURA GLOS.WHITE DEV
GWC20652 | BOTÓN PULSADOR 1P NO + NO 10A BLANCO - INC/DEC | 11 | 1 | 30 | 60 | NR | 8034035179198 | 85365080 | 1DM01 | Building | 1DM | BUILDING | 1DM04G | SYS PURA SERIE CIVIL | 1DM04G12F | BASIC SYSTEM PURA | 1DM04G12F170 | PURA GLOS.WHITE DEV
GWC20656 | LUCES INDICADORAS DOBLES 'DND+MUR' BLANCAS | 12.7 | 1 | 15 | 30 | NR | 8034035179396 | 85308000 | 1DM01 | Building | 1DM | BUILDING | 1DM04G | SYS PURA SERIE CIVIL | 1DM04G12F | BASIC SYSTEM PURA | 1DM04G12F170 | PURA GLOS.WHITE DEV
GWC20685 | TOMA RJ45 6 UTP BLANCO | 13.6 | 1 | 15 | 30 | NR | 8034035178962 | 85366930 | 1DM01 | Building | 1DM | BUILDING | 1DM04G | SYS PURA SERIE CIVIL | 1DM04G12F | BASIC SYSTEM PURA | 1DM04G12F170 | PURA GLOS.WHITE DEV
GWC20686 | TOMA RJ45 6 FTP BLANCO | 17.6 | 1 | 15 | 30 | NR | 8034035178979 | 85366930 | 1DM01 | Building | 1DM | BUILDING | 1DM04G | SYS PURA SERIE CIVIL | 1DM04G12F | BASIC SYSTEM PURA | 1DM04G12F170 | PURA GLOS.WHITE DEV
GWC20687 | TOMA RJ45 6A UTP BLANCO | 13.5 | 1 | 15 | 30 | NR | 8034035179792 | 85366930 | 1DM01 | Building | 1DM | BUILDING | 1DM04G | SYS PURA SERIE CIVIL | 1DM04G12F | BASIC SYSTEM PURA | 1DM04G12F170 | PURA GLOS.WHITE DEV
GWC20688 | TOMA RJ45 6A FTP BLANCO | 17.7 | 1 | 15 | 30 | NR | 8034035179808 | 85366930 | 1DM01 | Building | 1DM | BUILDING | 1DM04G | SYS PURA SERIE CIVIL | 1DM04G12F | BASIC SYSTEM PURA | 1DM04G12F170 | PURA GLOS.WHITE DEV
GWC20691 | ADAPTADOR USB TIPO A CON CABLE BLANCO | 33.8 | 1 | 1 | 48 | NR | 8034035186639 | 85366930 | 1DM01 | Building | 1DM | BUILDING | 1DM04G | SYS PURA SERIE CIVIL | 1DM04G12F | BASIC SYSTEM PURA | 1DM04G12F170 | PURA GLOS.WHITE DEV
GWC20692 | ADAPTADOR HDMI CON CABLE BLANCO | 29.9 | 1 | 1 | 48 | NR | 8034035186684 | 85366930 | 1DM01 | Building | 1DM | BUILDING | 1DM04G | SYS PURA SERIE CIVIL | 1DM04G12F | BASIC SYSTEM PURA | 1DM04G12F170 | PURA GLOS.WHITE DEV
GWC20693 | CONECTOR DE DIFUSIÓN DE SONIDO BLANCO | 50.5 | 1 | 1 | 24 | NR | 8034035179815 | 85366930 | 1DM01 | Building | 1DM | BUILDING | 1DM04G | SYS PURA SERIE CIVIL | 1DM04G12F | BASIC SYSTEM PURA | 1DM04G12F170 | PURA GLOS.WHITE DEV
GWC20804 | INTERRUPTOR DE 1 VIA 2P 40A 3M BLANCO - LED ROJO | 23 | 1 | 1 | 4 | NR | 8034035186783 | 85365080 | 1DM01 | Building | 1DM | BUILDING | 1DM04G | SYS PURA SERIE CIVIL | 1DM04G12F | BASIC SYSTEM PURA | 1DM04G12F170 | PURA GLOS.WHITE DEV
GWC20808 | TERMOSTATO VERANO/INVIERNO 2M BLANCO | 108 | 1 | 1 | 2 | NR | 8034035186714 | 90321020 | 1DM01 | Building | 1DM | BUILDING | 1DM04G | SYS PURA SERIE CIVIL | 1DM04G12F | BASIC SYSTEM PURA | 1DM04G12F170 | PURA GLOS.WHITE DEV
GWC20820 | INTERRUPTOR MECÁNICO DE TARJETA DE ACCESO 3M BLANCO | 99 | 1 | 1 | 6 | NR | 8034035180583 | 85365080 | 1DM01 | Building | 1DM | BUILDING | 1DM04G | SYS PURA SERIE CIVIL | 1DM04G12F | BASIC SYSTEM PURA | 1DM04G12F170 | PURA GLOS.WHITE DEV
GWC20821 | DETECTOR DE MOVIMIENTO IR 1P NO 3A BLANCO | 108 | 1 | 1 | 4 | NR | 8034035179914 | 85365080 | 1DM01 | Building | 1DM | BUILDING | 1DM04G | SYS PURA SERIE CIVIL | 1DM04G12F | BASIC SYSTEM PURA | 1DM04G12F170 | PURA GLOS.WHITE DEV
GWC20833 | LÁMPARA ANTIAPAGÓN DESMONTABLE 2M BLANCA | 106.5 | 1 | 1 | 1 | NR |  | 85131000 | 1DM01 | Building | 1DM | BUILDING | 1DM04G | SYS PURA SERIE CIVIL | 1DM04G12F | BASIC SYSTEM PURA | 1DM04G12F170 | PURA GLOS.WHITE DEV
GWC20836 | LÁMPARA ANTIAPAGÓN FIJA BLANCA | 48.8 | 1 | 1 | 14 | NR | 8034035178696 | 85131000 | 1DM01 | Building | 1DM | BUILDING | 1DM04G | SYS PURA SERIE CIVIL | 1DM04G12F | BASIC SYSTEM PURA | 1DM04G12F170 | PURA GLOS.WHITE DEV
GWC20837 | LÁMPARA ANTIAPAGÓN DESMONTABLE 3M | 107 | 1 | 1 | 12 | NR | 8034035192777 | 85131000 | 1DM01 | Building | 1DM | BUILDING | 1DM04G | SYS PURA SERIE CIVIL | 1DM04G12F | BASIC SYSTEM PURA | 1DM04G12F170 | PURA GLOS.WHITE DEV
GWC20841 | ENCHUFE DE AFEITADORA 120/230V 3M BLANCO | 132 | 1 | 1 | 4 | NR | 8034035180569 | 85366990 | 1DM01 | Building | 1DM | BUILDING | 1DM04G | SYS PURA SERIE CIVIL | 1DM04G12F | BASIC SYSTEM PURA | 1DM04G12F170 | PURA GLOS.WHITE DEV
GWC20871 | ATENUADOR UNIVERSAL ROTATORIO BLANCO | 62 | 1 | 1 | 12 | NR | 8034035178528 | 85365080 | 1DM01 | Building | 1DM | BUILDING | 1DM04G | SYS PURA SERIE CIVIL | 1DM04G12F | BASIC SYSTEM PURA | 1DM04G12F170 | PURA GLOS.WHITE DEV
GWC20872 | DIMMER UNIVERSAL DE BOTÓN DE PULSACIÓN BLANCA | 86.5 | 1 | 1 | 12 | NR | 8034035179495 | 85365080 | 1DM01 | Building | 1DM | BUILDING | 1DM04G | SYS PURA SERIE CIVIL | 1DM04G12F | BASIC SYSTEM PURA | 1DM04G12F170 | PURA GLOS.WHITE DEV
GWC20873 | REGULADOR ROTATIVO 900W BLANCO | 44.3 | 1 | 1 | 14 | NR | 8034035178672 | 85365080 | 1DM01 | Building | 1DM | BUILDING | 1DM04G | SYS PURA SERIE CIVIL | 1DM04G12F | BASIC SYSTEM PURA | 1DM04G12F170 | PURA GLOS.WHITE DEV
GWC25101TAL | PLACA 1M ALMENDRA | 2.9 | 1 | 1 | 12 | NR | 8034035185076 | 85389099 | 1DM01 | Building | 1DM | BUILDING | 1DM04G | SYS PURA SERIE CIVIL | 1DM04G12F | BASIC SYSTEM PURA | 1DM04G12F174 | PURA PLATES
GWC25101TBN | PLATE 1M BLANCO | 3.4 | 1 | 1 | 96 | NR | 8034035185007 | 85389099 | 1DM01 | Building | 1DM | BUILDING | 1DM04G | SYS PURA SERIE CIVIL | 1DM04G12F | BASIC SYSTEM PURA | 1DM04G12F174 | PURA PLATES
GWC25101TBP | PLATO 1M BLANCO SATINADO | 3 | 1 | 1 | 24 | NR | 8034035185229 | 85389099 | 1DM01 | Building | 1DM | BUILDING | 1DM04G | SYS PURA SERIE CIVIL | 1DM04G12F | BASIC SYSTEM PURA | 1DM04G12F174 | PURA PLATES
GWC25101TGR | PLACA 1M NEGRO SATINADO | 3 | 1 | 1 | 24 | NR | 8034035185120 | 85389099 | 1DM01 | Building | 1DM | BUILDING | 1DM04G | SYS PURA SERIE CIVIL | 1DM04G12F | BASIC SYSTEM PURA | 1DM04G12F174 | PURA PLATES
GWC25101TMT | PLACA 1M MATCHA | 2.9 | 1 | 1 | 12 | NR | 8034035185175 | 85389099 | 1DM01 | Building | 1DM | BUILDING | 1DM04G | SYS PURA SERIE CIVIL | 1DM04G12F | BASIC SYSTEM PURA | 1DM04G12F174 | PURA PLATES
GWC25101TTO | PLACA 1M TORTOLA SUAVE SATINADA | 3 | 1 | 1 | 12 | NR | 8034035185274 | 85389099 | 1DM01 | Building | 1DM | BUILDING | 1DM04G | SYS PURA SERIE CIVIL | 1DM04G12F | BASIC SYSTEM PURA | 1DM04G12F174 | PURA PLATES
GWC25101VCH | PLACA 1M CHAMPÁN SATINADO | 7.1 | 1 | 1 | 12 | NR | 8034035185427 | 85389099 | 1DM01 | Building | 1DM | BUILDING | 1DM04G | SYS PURA SERIE CIVIL | 1DM04G12F | BASIC SYSTEM PURA | 1DM04G12F174 | PURA PLATES
GWC25101VFU | PLACA 1M GRIS HUMO | 7.1 | 1 | 1 | 12 | NR | 8034035185373 | 85389099 | 1DM01 | Building | 1DM | BUILDING | 1DM04G | SYS PURA SERIE CIVIL | 1DM04G12F | BASIC SYSTEM PURA | 1DM04G12F174 | PURA PLATES
GWC25101VSI | PLACA 1M PLATA SATINADA | 7.1 | 1 | 1 | 12 | NR | 8034035185328 | 85389099 | 1DM01 | Building | 1DM | BUILDING | 1DM04G | SYS PURA SERIE CIVIL | 1DM04G12F | BASIC SYSTEM PURA | 1DM04G12F174 | PURA PLATES
GWC25102TAL | PLACA 2M ALMENDRA | 2.9 | 1 | 1 | 12 | NR | 8034035185083 | 85389099 | 1DM01 | Building | 1DM | BUILDING | 1DM04G | SYS PURA SERIE CIVIL | 1DM04G12F | BASIC SYSTEM PURA | 1DM04G12F174 | PURA PLATES
GWC25102TBN | PLACA 2M BLANCA | 3.4 | 1 | 1 | 96 | NR | 8034035185014 | 85389099 | 1DM01 | Building | 1DM | BUILDING | 1DM04G | SYS PURA SERIE CIVIL | 1DM04G12F | BASIC SYSTEM PURA | 1DM04G12F174 | PURA PLATES
GWC25102TBP | PLACA 2M BLANCO SATINADO | 3 | 1 | 1 | 12 | NR | 8034035185236 | 85389099 | 1DM01 | Building | 1DM | BUILDING | 1DM04G | SYS PURA SERIE CIVIL | 1DM04G12F | BASIC SYSTEM PURA | 1DM04G12F174 | PURA PLATES
GWC25102TGR | PLACA 2M NEGRO SATINADO | 3 | 1 | 1 | 12 | NR | 8034035185137 | 85389099 | 1DM01 | Building | 1DM | BUILDING | 1DM04G | SYS PURA SERIE CIVIL | 1DM04G12F | BASIC SYSTEM PURA | 1DM04G12F174 | PURA PLATES
GWC25102TMT | PLACA 2M MATCHA | 2.9 | 1 | 1 | 12 | NR | 8034035185182 | 85389099 | 1DM01 | Building | 1DM | BUILDING | 1DM04G | SYS PURA SERIE CIVIL | 1DM04G12F | BASIC SYSTEM PURA | 1DM04G12F174 | PURA PLATES
GWC25102TTO | PLACA 2M TORTOLA SUAVE SATINADA | 3 | 1 | 1 | 12 | NR | 8034035185281 | 85389099 | 1DM01 | Building | 1DM | BUILDING | 1DM04G | SYS PURA SERIE CIVIL | 1DM04G12F | BASIC SYSTEM PURA | 1DM04G12F174 | PURA PLATES
GWC25102VCH | PLACA 2M CHAMPÁN SATINADO | 7.1 | 1 | 1 | 12 | NR | 8034035185434 | 85389099 | 1DM01 | Building | 1DM | BUILDING | 1DM04G | SYS PURA SERIE CIVIL | 1DM04G12F | BASIC SYSTEM PURA | 1DM04G12F174 | PURA PLATES
GWC25102VFU | PLACA 2M GRIS HUMO | 7.1 | 1 | 1 | 12 | NR | 8034035185380 | 85389099 | 1DM01 | Building | 1DM | BUILDING | 1DM04G | SYS PURA SERIE CIVIL | 1DM04G12F | BASIC SYSTEM PURA | 1DM04G12F174 | PURA PLATES
GWC25102VSI | PLACA 2M PLATA SATINADA | 7.1 | 1 | 1 | 12 | NR | 8034035185335 | 85389099 | 1DM01 | Building | 1DM | BUILDING | 1DM04G | SYS PURA SERIE CIVIL | 1DM04G12F | BASIC SYSTEM PURA | 1DM04G12F174 | PURA PLATES
GWC25103TAL | PLACA 3M ALMENDRA | 2.9 | 1 | 1 | 24 | NR | 8034035185090 | 85389099 | 1DM01 | Building | 1DM | BUILDING | 1DM04G | SYS PURA SERIE CIVIL | 1DM04G12F | BASIC SYSTEM PURA | 1DM04G12F174 | PURA PLATES
GWC25103TBN | PLACA 3M BLANCA | 3.4 | 1 | 1 | 96 | NR | 8034035185021 | 85389099 | 1DM01 | Building | 1DM | BUILDING | 1DM04G | SYS PURA SERIE CIVIL | 1DM04G12F | BASIC SYSTEM PURA | 1DM04G12F174 | PURA PLATES
GWC25103TBP | PLACA 3M BLANCO SATINADO | 3 | 1 | 1 | 24 | NR | 8034035185243 | 85389099 | 1DM01 | Building | 1DM | BUILDING | 1DM04G | SYS PURA SERIE CIVIL | 1DM04G12F | BASIC SYSTEM PURA | 1DM04G12F174 | PURA PLATES
GWC25103TGR | PLATO 3M NEGRO SATINADO | 3 | 1 | 1 | 24 | NR | 8034035185144 | 85389099 | 1DM01 | Building | 1DM | BUILDING | 1DM04G | SYS PURA SERIE CIVIL | 1DM04G12F | BASIC SYSTEM PURA | 1DM04G12F174 | PURA PLATES
GWC25103TMT | PLACA 3M MATCHA | 2.9 | 1 | 1 | 24 | NR | 8034035185199 | 85389099 | 1DM01 | Building | 1DM | BUILDING | 1DM04G | SYS PURA SERIE CIVIL | 1DM04G12F | BASIC SYSTEM PURA | 1DM04G12F174 | PURA PLATES
GWC25103TTO | PLACA 3M TORTOLA SUAVE SATINADA | 3 | 1 | 1 | 24 | NR | 8034035185298 | 85389099 | 1DM01 | Building | 1DM | BUILDING | 1DM04G | SYS PURA SERIE CIVIL | 1DM04G12F | BASIC SYSTEM PURA | 1DM04G12F174 | PURA PLATES
GWC25103VCH | PLACA 3M CHAMPÁN SATINADO | 7.1 | 1 | 1 | 24 | NR | 8034035185441 | 85389099 | 1DM01 | Building | 1DM | BUILDING | 1DM04G | SYS PURA SERIE CIVIL | 1DM04G12F | BASIC SYSTEM PURA | 1DM04G12F174 | PURA PLATES
GWC25103VFU | PLACA 3M GRIS HUMO | 7.1 | 1 | 1 | 24 | NR | 8034035185397 | 85389099 | 1DM01 | Building | 1DM | BUILDING | 1DM04G | SYS PURA SERIE CIVIL | 1DM04G12F | BASIC SYSTEM PURA | 1DM04G12F174 | PURA PLATES
GWC25103VSI | PLACA 3M PLATA SATINADA | 7.1 | 1 | 1 | 24 | NR | 8034035185342 | 85389099 | 1DM01 | Building | 1DM | BUILDING | 1DM04G | SYS PURA SERIE CIVIL | 1DM04G12F | BASIC SYSTEM PURA | 1DM04G12F174 | PURA PLATES
GWC25104TAL | PLACA 4M ALMENDRA | 7.8 | 1 | 1 | 12 | NR | 8034035185106 | 85389099 | 1DM01 | Building | 1DM | BUILDING | 1DM04G | SYS PURA SERIE CIVIL | 1DM04G12F | BASIC SYSTEM PURA | 1DM04G12F174 | PURA PLATES
GWC25104TBN | PLACA 4M BLANCA | 6.5 | 1 | 1 | 96 | NR | 8034035185038 | 85389099 | 1DM01 | Building | 1DM | BUILDING | 1DM04G | SYS PURA SERIE CIVIL | 1DM04G12F | BASIC SYSTEM PURA | 1DM04G12F174 | PURA PLATES
GWC25104TBP | PLACA 4M BLANCO SATINADO | 8.1 | 1 | 1 | 12 | NR | 8034035185250 | 85389099 | 1DM01 | Building | 1DM | BUILDING | 1DM04G | SYS PURA SERIE CIVIL | 1DM04G12F | BASIC SYSTEM PURA | 1DM04G12F174 | PURA PLATES
GWC25104TGR | PLATO 4M NEGRO SATINADO | 8.1 | 1 | 1 | 12 | NR | 8034035185151 | 85389099 | 1DM01 | Building | 1DM | BUILDING | 1DM04G | SYS PURA SERIE CIVIL | 1DM04G12F | BASIC SYSTEM PURA | 1DM04G12F174 | PURA PLATES
GWC25104TMT | PLACA 4M MATCHA | 7.8 | 1 | 1 | 12 | NR | 8034035185205 | 85389099 | 1DM01 | Building | 1DM | BUILDING | 1DM04G | SYS PURA SERIE CIVIL | 1DM04G12F | BASIC SYSTEM PURA | 1DM04G12F174 | PURA PLATES
GWC25104TTO | PLACA 4M TORTOLA SUAVE SATINADA | 8.1 | 1 | 1 | 12 | NR | 8034035185304 | 85389099 | 1DM01 | Building | 1DM | BUILDING | 1DM04G | SYS PURA SERIE CIVIL | 1DM04G12F | BASIC SYSTEM PURA | 1DM04G12F174 | PURA PLATES
GWC25104VCH | PLACA 4M CHAMPÁN SATINADO | 19.5 | 1 | 1 | 12 | NR | 8034035185458 | 85389099 | 1DM01 | Building | 1DM | BUILDING | 1DM04G | SYS PURA SERIE CIVIL | 1DM04G12F | BASIC SYSTEM PURA | 1DM04G12F174 | PURA PLATES
GWC25104VFU | PLACA 4M GRIS HUMO | 19.5 | 1 | 1 | 12 | NR | 8034035185403 | 85389099 | 1DM01 | Building | 1DM | BUILDING | 1DM04G | SYS PURA SERIE CIVIL | 1DM04G12F | BASIC SYSTEM PURA | 1DM04G12F174 | PURA PLATES
GWC25104VSI | PLACA 4M PLATA SATINADA | 19.5 | 1 | 1 | 12 | NR | 8034035185359 | 85389099 | 1DM01 | Building | 1DM | BUILDING | 1DM04G | SYS PURA SERIE CIVIL | 1DM04G12F | BASIC SYSTEM PURA | 1DM04G12F174 | PURA PLATES
GWC25106TAL | PLACA 6M ALMENDRA | 8.9 | 1 | 1 | 8 | NR | 8034035185113 | 85389099 | 1DM01 | Building | 1DM | BUILDING | 1DM04G | SYS PURA SERIE CIVIL | 1DM04G12F | BASIC SYSTEM PURA | 1DM04G12F174 | PURA PLATES
GWC25106TBN | PLACA 6M BLANCA | 7.4 | 1 | 1 | 48 | NR | 8034035185045 | 85389099 | 1DM01 | Building | 1DM | BUILDING | 1DM04G | SYS PURA SERIE CIVIL | 1DM04G12F | BASIC SYSTEM PURA | 1DM04G12F174 | PURA PLATES
GWC25106TBP | PLACA 6M BLANCO SATINADO | 9.3 | 1 | 1 | 8 | NR | 8034035185267 | 85389099 | 1DM01 | Building | 1DM | BUILDING | 1DM04G | SYS PURA SERIE CIVIL | 1DM04G12F | BASIC SYSTEM PURA | 1DM04G12F174 | PURA PLATES
GWC25106TGR | PLACA 6M NEGRO SATINADO | 9.3 | 1 | 1 | 8 | NR | 8034035185168 | 85389099 | 1DM01 | Building | 1DM | BUILDING | 1DM04G | SYS PURA SERIE CIVIL | 1DM04G12F | BASIC SYSTEM PURA | 1DM04G12F174 | PURA PLATES
GWC25106TMT | PLACA 6M MATCHA | 8.9 | 1 | 1 | 8 | NR | 8034035185212 | 85389099 | 1DM01 | Building | 1DM | BUILDING | 1DM04G | SYS PURA SERIE CIVIL | 1DM04G12F | BASIC SYSTEM PURA | 1DM04G12F174 | PURA PLATES
GWC25106TTO | PLACA 6M TORTOLA SUAVE SATINADA | 9.3 | 1 | 1 | 8 | NR | 8034035185311 | 85389099 | 1DM01 | Building | 1DM | BUILDING | 1DM04G | SYS PURA SERIE CIVIL | 1DM04G12F | BASIC SYSTEM PURA | 1DM04G12F174 | PURA PLATES
GWC25106VCH | PLACA 6M CHAMPÁN SATINADO | 22.2 | 1 | 1 | 8 | NR | 8034035185465 | 85389099 | 1DM01 | Building | 1DM | BUILDING | 1DM04G | SYS PURA SERIE CIVIL | 1DM04G12F | BASIC SYSTEM PURA | 1DM04G12F174 | PURA PLATES
GWC25106VFU | PLACA 6M GRIS HUMO | 22.2 | 1 | 1 | 8 | NR | 8034035185410 | 85389099 | 1DM01 | Building | 1DM | BUILDING | 1DM04G | SYS PURA SERIE CIVIL | 1DM04G12F | BASIC SYSTEM PURA | 1DM04G12F174 | PURA PLATES
GWC25106VSI | PLACA 6M PLATA SATINADA | 22.2 | 1 | 1 | 8 | NR | 8034035185366 | 85389099 | 1DM01 | Building | 1DM | BUILDING | 1DM04G | SYS PURA SERIE CIVIL | 1DM04G12F | BASIC SYSTEM PURA | 1DM04G12F174 | PURA PLATES
GWC25108TBN | PLACA 4+4M BLANCA | 11.2 | 1 | 1 | 6 | NR | 8034035185052 | 85389099 | 1DM01 | Building | 1DM | BUILDING | 1DM04G | SYS PURA SERIE CIVIL | 1DM04G12F | BASIC SYSTEM PURA | 1DM04G12F174 | PURA PLATES
GWC25112TBN | PLACA 6+6M BLANCA | 15 | 1 | 1 | 6 | NR | 8034035185069 | 85389099 | 1DM01 | Building | 1DM | BUILDING | 1DM04G | SYS PURA SERIE CIVIL | 1DM04G12F | BASIC SYSTEM PURA | 1DM04G12F174 | PURA PLATES
GWC25451 | PLACA ESTANQUE 3M IP55 BLANCA | 12.8 | 1 | 1 | 30 | NR | 8034035178771 | 85389099 | 1DM01 | Building | 1DM | BUILDING | 1DM04G | SYS PURA SERIE CIVIL | 1DM04G12F | BASIC SYSTEM PURA | 1DM04G12F175 | PURA SPEC.PLATES/ACC
GWC25461 | PLACA ESTANCA 4M IP55 BLANCA | 19.2 | 1 | 1 | 30 | NR | 8034035178795 | 85389099 | 1DM01 | Building | 1DM | BUILDING | 1DM04G | SYS PURA SERIE CIVIL | 1DM04G12F | BASIC SYSTEM PURA | 1DM04G12F175 | PURA SPEC.PLATES/ACC
GWC25802 | SOPORTE DE 2 MÓDULOS | 2.1 | 1 | 10 | 120 | NR | 8034035178849 | 85389099 | 1DM01 | Building | 1DM | BUILDING | 1DM04G | SYS PURA SERIE CIVIL | 1DM04G12F | BASIC SYSTEM PURA | 1DM04G12F175 | PURA SPEC.PLATES/ACC
GWC25803 | SOPORTE DE 3 MÓDULOS | 1.5 | 1 | 10 | 250 | NR | 8034035178863 | 85389099 | 1DM01 | Building | 1DM | BUILDING | 1DM04G | SYS PURA SERIE CIVIL | 1DM04G12F | BASIC SYSTEM PURA | 1DM04G12F175 | PURA SPEC.PLATES/ACC
GWC25804 | SOPORTE DE 4 MÓDULOS | 3.5 | 1 | 10 | 150 | NR | 8034035178887 | 85389099 | 1DM01 | Building | 1DM | BUILDING | 1DM04G | SYS PURA SERIE CIVIL | 1DM04G12F | BASIC SYSTEM PURA | 1DM04G12F175 | PURA SPEC.PLATES/ACC
GWC25806 | SOPORTE DE 6 MÓDULOS | 4.5 | 1 | 10 | 100 | NR | 8034035178900 | 85389099 | 1DM01 | Building | 1DM | BUILDING | 1DM04G | SYS PURA SERIE CIVIL | 1DM04G12F | BASIC SYSTEM PURA | 1DM04G12F175 | PURA SPEC.PLATES/ACC
GWC25808 | SOPORTE MÓDULO 4+4 | 7 | 1 | 10 | 60 | NR | 8034035178757 | 85389099 | 1DM01 | Building | 1DM | BUILDING | 1DM04G | SYS PURA SERIE CIVIL | 1DM04G12F | BASIC SYSTEM PURA | 1DM04G12F175 | PURA SPEC.PLATES/ACC
GWC25812 | SOPORTE DE 6+6 MÓDULOS | 7.6 | 1 | 10 | 40 | NR | 8034035178818 | 85389099 | 1DM01 | Building | 1DM | BUILDING | 1DM04G | SYS PURA SERIE CIVIL | 1DM04G12F | BASIC SYSTEM PURA | 1DM04G12F175 | PURA SPEC.PLATES/ACC
GWD0951 | CONTACTO AUXILIAR RESTART PRO 2P | 46.8 | 1 | 1 | 4 | NR | 8011564718074 | 85389099 | 2DN02 | Energy | 2DN | ENERGY | 2DN13G | DIN RAIL MODULAR DEV | 2DN13G13F | RESTART/AUTOTEST | 2DN13G13F361 | RESTART ACCESSORIES
GWD0971 | RESTART RD PARA IDP 2P 30MA | 245 | 1 | 1 | 4 | NR | 8011564717992 | 85362010 | 2DN02 | Energy | 2DN | ENERGY | 2DN13G | DIN RAIL MODULAR DEV | 2DN13G13F | RESTART/AUTOTEST | 2DN13G13F339 | RESTART
GWD0976 | RESTART RD PRO PARA IDP 2P 30MA | 271.5 | 1 | 1 | 4 | NR | 8011564718005 | 85362010 | 2DN02 | Energy | 2DN | ENERGY | 2DN13G | DIN RAIL MODULAR DEV | 2DN13G13F | RESTART/AUTOTEST | 2DN13G13F339 | RESTART
GWD0978 | RESTART RD PRO PARA IDP 2P 300MA | 271.5 | 1 | 1 | 4 | NR | 8011564718036 | 85362010 | 2DN02 | Energy | 2DN | ENERGY | 2DN13G | DIN RAIL MODULAR DEV | 2DN13G13F | RESTART/AUTOTEST | 2DN13G13F339 | RESTART
GWD0991 | RESTART RM PARA MDC 2P 30MA | 310 | 1 | 1 | 4 | NR | 8011564718043 | 85362010 | 2DN02 | Energy | 2DN | ENERGY | 2DN13G | DIN RAIL MODULAR DEV | 2DN13G13F | RESTART/AUTOTEST | 2DN13G13F339 | RESTART
GWD0996 | RESTART RM PRO PARA MDC 2P 30MA | 321.5 | 1 | 1 | 4 | NR | 8011564718050 | 85362010 | 2DN02 | Energy | 2DN | ENERGY | 2DN13G | DIN RAIL MODULAR DEV | 2DN13G13F | RESTART/AUTOTEST | 2DN13G13F339 | RESTART
GWD0998 | RESTART RM PRO PARA MDC 2P 300MA | 321.5 | 1 | 1 | 4 | NR | 8011564718067 | 85362010 | 2DN02 | Energy | 2DN | ENERGY | 2DN13G | DIN RAIL MODULAR DEV | 2DN13G13F | RESTART/AUTOTEST | 2DN13G13F339 | RESTART
GWD3001 | QDX 630L SUP. BASE/TECHO 600x200 | 180.5 | 1 | 1 | 1 | NR | 8034035046124 | 85389099 | 2DN04 | Energy | 2DN | ENERGY | 2DN16G | MCCB/CUADROS DISTR. | 2DN16G23F | CUADR DIST/ ARMARIOS | 2DN16G23F422 | DISTR.BOAR. QDX IP40
GWD3002 | QDX 630L SUP. BASE/TECHO 850x200 | 284.5 | 1 | 1 | 1 | NR | 8034035046131 | 85389099 | 2DN04 | Energy | 2DN | ENERGY | 2DN16G | MCCB/CUADROS DISTR. | 2DN16G23F | CUADR DIST/ ARMARIOS | 2DN16G23F422 | DISTR.BOAR. QDX IP40
GWD3003 | QDX 630L SUP. BASE/TECHO 300x200 | 134 | 1 | 1 | 1 | NR | 8034035046148 | 85389099 | 2DN04 | Energy | 2DN | ENERGY | 2DN16G | MCCB/CUADROS DISTR. | 2DN16G23F | CUADR DIST/ ARMARIOS | 2DN16G23F422 | DISTR.BOAR. QDX IP40
GWD3004 | QDX 630L SUP. BASE/TECHO 600x300 | 316.5 | 1 | 1 | 1 | NR | 8034035059292 | 85389099 | 2DN04 | Energy | 2DN | ENERGY | 2DN16G | MCCB/CUADROS DISTR. | 2DN16G23F | CUADR DIST/ ARMARIOS | 2DN16G23F422 | DISTR.BOAR. QDX IP40
GWD3005 | QDX 630L SUP. BASE/TECHO 850x300 | 443 | 1 | 1 | 1 | NR | 8034035059605 | 85389099 | 2DN04 | Energy | 2DN | ENERGY | 2DN16G | MCCB/CUADROS DISTR. | 2DN16G23F | CUADR DIST/ ARMARIOS | 2DN16G23F422 | DISTR.BOAR. QDX IP40
GWD3006 | QDX 630L SUP. BASE/TECHO 300x300 | 252.5 | 1 | 1 | 1 | NR | 8034035059612 | 85389099 | 2DN04 | Energy | 2DN | ENERGY | 2DN16G | MCCB/CUADROS DISTR. | 2DN16G23F | CUADR DIST/ ARMARIOS | 2DN16G23F422 | DISTR.BOAR. QDX IP40
GWD3007 | QDX 630L SUP. MONTANTES. B600/850 H1000 | 171 | 1 | 1 | 1 | NR | 8034035046155 | 85389099 | 2DN04 | Energy | 2DN | ENERGY | 2DN16G | MCCB/CUADROS DISTR. | 2DN16G23F | CUADR DIST/ ARMARIOS | 2DN16G23F422 | DISTR.BOAR. QDX IP40
GWD3008 | QDX 630L SUP. MONTANTES. B600/850 H1200 | 203 | 1 | 1 | 1 | NR | 8034035046162 | 85389099 | 2DN04 | Energy | 2DN | ENERGY | 2DN16G | MCCB/CUADROS DISTR. | 2DN16G23F | CUADR DIST/ ARMARIOS | 2DN16G23F422 | DISTR.BOAR. QDX IP40
GWD3009 | QDX 630L SUP. MONTANTES. B300 H1000 | 116.5 | 1 | 1 | 1 | NR | 8034035046179 | 85389099 | 2DN04 | Energy | 2DN | ENERGY | 2DN16G | MCCB/CUADROS DISTR. | 2DN16G23F | CUADR DIST/ ARMARIOS | 2DN16G23F422 | DISTR.BOAR. QDX IP40
GWD3010 | QDX 630L SUP. MONTANTES. B300 H1200 | 130 | 1 | 1 | 1 | NR | 8034035046186 | 85389099 | 2DN04 | Energy | 2DN | ENERGY | 2DN16G | MCCB/CUADROS DISTR. | 2DN16G23F | CUADR DIST/ ARMARIOS | 2DN16G23F422 | DISTR.BOAR. QDX IP40
GWD3011 | QDX 630L SUP. PANELES LAT. 1000x200 | 121.5 | 1 | 1 | 1 | NR | 8034035046193 | 85389099 | 2DN04 | Energy | 2DN | ENERGY | 2DN16G | MCCB/CUADROS DISTR. | 2DN16G23F | CUADR DIST/ ARMARIOS | 2DN16G23F422 | DISTR.BOAR. QDX IP40
GWD3012 | QDX 630L SUP. PANELES LAT. 1200x200 | 137 | 1 | 1 | 1 | NR | 8034035046209 | 85389099 | 2DN04 | Energy | 2DN | ENERGY | 2DN16G | MCCB/CUADROS DISTR. | 2DN16G23F | CUADR DIST/ ARMARIOS | 2DN16G23F422 | DISTR.BOAR. QDX IP40
GWD3013 | QDX 630L SUP. PANELES LAT. 1000x300 | 203 | 1 | 1 | 1 | NR | 8034035059629 | 85389099 | 2DN04 | Energy | 2DN | ENERGY | 2DN16G | MCCB/CUADROS DISTR. | 2DN16G23F | CUADR DIST/ ARMARIOS | 2DN16G23F422 | DISTR.BOAR. QDX IP40
GWD3014 | QDX 630L SUP. PANELES LAT. 1200x300 | 228.5 | 1 | 1 | 1 | NR | 8034035059636 | 85389099 | 2DN04 | Energy | 2DN | ENERGY | 2DN16G | MCCB/CUADROS DISTR. | 2DN16G23F | CUADR DIST/ ARMARIOS | 2DN16G23F422 | DISTR.BOAR. QDX IP40
GWD3015 | QDX 630L SUP. PANEL POST. 600x1000 | 246 | 1 | 1 | 1 | NR | 8034035046216 | 85389099 | 2DN04 | Energy | 2DN | ENERGY | 2DN16G | MCCB/CUADROS DISTR. | 2DN16G23F | CUADR DIST/ ARMARIOS | 2DN16G23F422 | DISTR.BOAR. QDX IP40
GWD3016 | QDX 630L SUP. PANEL POST. 600x1200 | 278 | 1 | 1 | 1 | NR | 8034035046223 | 85389099 | 2DN04 | Energy | 2DN | ENERGY | 2DN16G | MCCB/CUADROS DISTR. | 2DN16G23F | CUADR DIST/ ARMARIOS | 2DN16G23F422 | DISTR.BOAR. QDX IP40
GWD3017 | QDX 630L SUP. PANEL POST. 850x1000 | 266 | 1 | 1 | 1 | NR | 8034035046230 | 85389099 | 2DN04 | Energy | 2DN | ENERGY | 2DN16G | MCCB/CUADROS DISTR. | 2DN16G23F | CUADR DIST/ ARMARIOS | 2DN16G23F422 | DISTR.BOAR. QDX IP40
GWD3018 | QDX 630L SUP. PANEL POST. 850x1200 | 304 | 1 | 1 | 1 | NR | 8034035046247 | 85389099 | 2DN04 | Energy | 2DN | ENERGY | 2DN16G | MCCB/CUADROS DISTR. | 2DN16G23F | CUADR DIST/ ARMARIOS | 2DN16G23F422 | DISTR.BOAR. QDX IP40
GWD3019 | QDX 630L SUP. PANEL POST. 300x1000 | 133 | 1 | 1 | 1 | NR | 8034035046254 | 85389099 | 2DN04 | Energy | 2DN | ENERGY | 2DN16G | MCCB/CUADROS DISTR. | 2DN16G23F | CUADR DIST/ ARMARIOS | 2DN16G23F422 | DISTR.BOAR. QDX IP40
GWD3020 | QDX 630L SUP. PANEL POST. 300x1200 | 147.5 | 1 | 1 | 1 | NR | 8034035046261 | 85389099 | 2DN04 | Energy | 2DN | ENERGY | 2DN16G | MCCB/CUADROS DISTR. | 2DN16G23F | CUADR DIST/ ARMARIOS | 2DN16G23F422 | DISTR.BOAR. QDX IP40
GWD3031 | QDX 630L SUP. VANO CABLE INT. 1000X200 | 200 | 1 | 1 | 1 | NR | 8034035046377 | 85389099 | 2DN04 | Energy | 2DN | ENERGY | 2DN16G | MCCB/CUADROS DISTR. | 2DN16G23F | CUADR DIST/ ARMARIOS | 2DN16G23F422 | DISTR.BOAR. QDX IP40
GWD3032 | QDX 630L SUP. VANO CABLE INT. 1000X300 | 303 | 1 | 1 | 1 | NR | 8034035059643 | 85389099 | 2DN04 | Energy | 2DN | ENERGY | 2DN16G | MCCB/CUADROS DISTR. | 2DN16G23F | CUADR DIST/ ARMARIOS | 2DN16G23F422 | DISTR.BOAR. QDX IP40
GWD3033 | QDX 630L SUP. VANO CABLE INT. 1200X200 | 214.5 | 1 | 1 | 1 | NR | 8034035046384 | 85389099 | 2DN04 | Energy | 2DN | ENERGY | 2DN16G | MCCB/CUADROS DISTR. | 2DN16G23F | CUADR DIST/ ARMARIOS | 2DN16G23F422 | DISTR.BOAR. QDX IP40
GWD3034 | QDX 630L SUP. VANO CABLE INT. 1200X300 | 323.5 | 1 | 1 | 1 | NR | 8034035059650 | 85389099 | 2DN04 | Energy | 2DN | ENERGY | 2DN16G | MCCB/CUADROS DISTR. | 2DN16G23F | CUADR DIST/ ARMARIOS | 2DN16G23F422 | DISTR.BOAR. QDX IP40
GWD3035 | QDX 630L SUP./SUELO KIT DE UNIÓN | 25.05 | 1 | 1 | 1 | NR | 8034035059667 | 85389099 | 2DN04 | Energy | 2DN | ENERGY | 2DN16G | MCCB/CUADROS DISTR. | 2DN16G23F | CUADR DIST/ ARMARIOS | 2DN16G23F422 | DISTR.BOAR. QDX IP40
GWD3047 | QDX 630L SUE. MONTANTES B600/850 H1600 | 231 | 1 | 1 | 1 | NR | 8034035046452 | 85389099 | 2DN04 | Energy | 2DN | ENERGY | 2DN16G | MCCB/CUADROS DISTR. | 2DN16G23F | CUADR DIST/ ARMARIOS | 2DN16G23F422 | DISTR.BOAR. QDX IP40
GWD3048 | QDX 630L SUE. MONTANTES B600/850 H1800 | 246 | 1 | 1 | 1 | NR | 8034035046469 | 85389099 | 2DN04 | Energy | 2DN | ENERGY | 2DN16G | MCCB/CUADROS DISTR. | 2DN16G23F | CUADR DIST/ ARMARIOS | 2DN16G23F422 | DISTR.BOAR. QDX IP40
GWD3049 | QDX 630L SUE. MONTANTES B600/850 H2000 | 256.5 | 1 | 1 | 1 | NR | 8034035047855 | 85389099 | 2DN04 | Energy | 2DN | ENERGY | 2DN16G | MCCB/CUADROS DISTR. | 2DN16G23F | CUADR DIST/ ARMARIOS | 2DN16G23F422 | DISTR.BOAR. QDX IP40
GWD3050 | QDX 630L SUE. MONTANTES B400 H1600 | 174 | 1 | 1 | 1 | NR | 8034035046476 | 85389099 | 2DN04 | Energy | 2DN | ENERGY | 2DN16G | MCCB/CUADROS DISTR. | 2DN16G23F | CUADR DIST/ ARMARIOS | 2DN16G23F422 | DISTR.BOAR. QDX IP40
GWD3051 | QDX 630L SUE. MONTANTES B400 H1800 | 185.5 | 1 | 1 | 1 | NR | 8034035046483 | 85389099 | 2DN04 | Energy | 2DN | ENERGY | 2DN16G | MCCB/CUADROS DISTR. | 2DN16G23F | CUADR DIST/ ARMARIOS | 2DN16G23F422 | DISTR.BOAR. QDX IP40
GWD3052 | QDX 630L SUE. MONTANTES B400 H200O | 198 | 1 | 1 | 1 | NR | 8034035047862 | 85389099 | 2DN04 | Energy | 2DN | ENERGY | 2DN16G | MCCB/CUADROS DISTR. | 2DN16G23F | CUADR DIST/ ARMARIOS | 2DN16G23F422 | DISTR.BOAR. QDX IP40
GWD3053 | QDX 630L SUE. PANELES LAT. 1600x200 | 204 | 1 | 1 | 1 | NR | 8034035046490 | 85389099 | 2DN04 | Energy | 2DN | ENERGY | 2DN16G | MCCB/CUADROS DISTR. | 2DN16G23F | CUADR DIST/ ARMARIOS | 2DN16G23F422 | DISTR.BOAR. QDX IP40
GWD3054 | QDX 630L SUE. PANELES LAT. 1600x300 | 273 | 1 | 1 | 1 | NR | 8034035046506 | 85389099 | 2DN04 | Energy | 2DN | ENERGY | 2DN16G | MCCB/CUADROS DISTR. | 2DN16G23F | CUADR DIST/ ARMARIOS | 2DN16G23F422 | DISTR.BOAR. QDX IP40
GWD3055 | QDX 630L SUE. PANELES LAT. 1800x200 | 218.5 | 1 | 1 | 1 | NR | 8034035046513 | 85389099 | 2DN04 | Energy | 2DN | ENERGY | 2DN16G | MCCB/CUADROS DISTR. | 2DN16G23F | CUADR DIST/ ARMARIOS | 2DN16G23F422 | DISTR.BOAR. QDX IP40
GWD3056 | QDX 630L SUE. PANELES LAT. 1800x300 | 285.5 | 1 | 1 | 1 | NR | 8034035046520 | 85389099 | 2DN04 | Energy | 2DN | ENERGY | 2DN16G | MCCB/CUADROS DISTR. | 2DN16G23F | CUADR DIST/ ARMARIOS | 2DN16G23F422 | DISTR.BOAR. QDX IP40
GWD3057 | QDX 630L SUE. PANELES LAT. 2000x200 | 232 | 1 | 1 | 1 | NR | 8034035046537 | 85389099 | 2DN04 | Energy | 2DN | ENERGY | 2DN16G | MCCB/CUADROS DISTR. | 2DN16G23F | CUADR DIST/ ARMARIOS | 2DN16G23F422 | DISTR.BOAR. QDX IP40
GWD3058 | QDX 630L SUE. PANELES LAT. 2000x300 | 299 | 1 | 1 | 1 | NR | 8034035046544 | 85389099 | 2DN04 | Energy | 2DN | ENERGY | 2DN16G | MCCB/CUADROS DISTR. | 2DN16G23F | CUADR DIST/ ARMARIOS | 2DN16G23F422 | DISTR.BOAR. QDX IP40
GWD3059 | QDX 630L SUE. PANEL POST. 600x1600 | 321.5 | 1 | 1 | 1 | NR | 8034035046551 | 85389099 | 2DN04 | Energy | 2DN | ENERGY | 2DN16G | MCCB/CUADROS DISTR. | 2DN16G23F | CUADR DIST/ ARMARIOS | 2DN16G23F422 | DISTR.BOAR. QDX IP40
GWD3060 | QDX 630L SUE. PANEL POST. 600x1800 | 335 | 1 | 1 | 1 | NR | 8034035046568 | 85389099 | 2DN04 | Energy | 2DN | ENERGY | 2DN16G | MCCB/CUADROS DISTR. | 2DN16G23F | CUADR DIST/ ARMARIOS | 2DN16G23F422 | DISTR.BOAR. QDX IP40
GWD3061 | QDX 630L SUE. PANEL POST. 600x2000 | 356.5 | 1 | 1 | 1 | NR | 8034035046575 | 85389099 | 2DN04 | Energy | 2DN | ENERGY | 2DN16G | MCCB/CUADROS DISTR. | 2DN16G23F | CUADR DIST/ ARMARIOS | 2DN16G23F422 | DISTR.BOAR. QDX IP40
GWD3062 | QDX 630L SUE. PANEL POST. 850x1600 | 418.5 | 1 | 1 | 1 | NR | 8034035046582 | 85389099 | 2DN04 | Energy | 2DN | ENERGY | 2DN16G | MCCB/CUADROS DISTR. | 2DN16G23F | CUADR DIST/ ARMARIOS | 2DN16G23F422 | DISTR.BOAR. QDX IP40
GWD3063 | QDX 630L SUE. PANEL POST. 850x1800 | 452.5 | 1 | 1 | 1 | NR | 8034035046599 | 85389099 | 2DN04 | Energy | 2DN | ENERGY | 2DN16G | MCCB/CUADROS DISTR. | 2DN16G23F | CUADR DIST/ ARMARIOS | 2DN16G23F422 | DISTR.BOAR. QDX IP40
GWD3064 | QDX 630L SUE. PANEL POST. 850x2000 | 468.5 | 1 | 1 | 1 | NR | 8034035046605 | 85389099 | 2DN04 | Energy | 2DN | ENERGY | 2DN16G | MCCB/CUADROS DISTR. | 2DN16G23F | CUADR DIST/ ARMARIOS | 2DN16G23F422 | DISTR.BOAR. QDX IP40
GWD3065 | QDX 630L SUE. PANEL POST. 400x1600 | 200 | 1 | 1 | 1 | NR | 8034035046612 | 85389099 | 2DN04 | Energy | 2DN | ENERGY | 2DN16G | MCCB/CUADROS DISTR. | 2DN16G23F | CUADR DIST/ ARMARIOS | 2DN16G23F422 | DISTR.BOAR. QDX IP40
GWD3066 | QDX 630L SUE. PANEL POST. 400x1800 | 217.5 | 1 | 1 | 1 | NR | 8034035046629 | 85389099 | 2DN04 | Energy | 2DN | ENERGY | 2DN16G | MCCB/CUADROS DISTR. | 2DN16G23F | CUADR DIST/ ARMARIOS | 2DN16G23F422 | DISTR.BOAR. QDX IP40
GWD3067 | QDX 630L SUE. PANEL POST. 400x2000 | 230 | 1 | 1 | 1 | NR | 8034035046636 | 85389099 | 2DN04 | Energy | 2DN | ENERGY | 2DN16G | MCCB/CUADROS DISTR. | 2DN16G23F | CUADR DIST/ ARMARIOS | 2DN16G23F422 | DISTR.BOAR. QDX IP40
GWD3083 | QDX 630L SUE. VANO CABLE INT. 1600x200 | 292.5 | 1 | 1 | 1 | NR | 8034035046797 | 85389099 | 2DN04 | Energy | 2DN | ENERGY | 2DN16G | MCCB/CUADROS DISTR. | 2DN16G23F | CUADR DIST/ ARMARIOS | 2DN16G23F422 | DISTR.BOAR. QDX IP40
GWD3084 | QDX 630L SUE. VANO CABLE INT. 1600x300 | 329.5 | 1 | 1 | 1 | NR | 8034035046803 | 85389099 | 2DN04 | Energy | 2DN | ENERGY | 2DN16G | MCCB/CUADROS DISTR. | 2DN16G23F | CUADR DIST/ ARMARIOS | 2DN16G23F422 | DISTR.BOAR. QDX IP40
GWD3085 | QDX 630L SUE. VANO CABLE INT. 1800x200 | 312 | 1 | 1 | 1 | NR | 8034035046810 | 85389099 | 2DN04 | Energy | 2DN | ENERGY | 2DN16G | MCCB/CUADROS DISTR. | 2DN16G23F | CUADR DIST/ ARMARIOS | 2DN16G23F422 | DISTR.BOAR. QDX IP40
GWD3086 | QDX 630L SUE. VANO CABLE INT. 1800x300 | 337 | 1 | 1 | 1 | NR | 8034035046827 | 85389099 | 2DN04 | Energy | 2DN | ENERGY | 2DN16G | MCCB/CUADROS DISTR. | 2DN16G23F | CUADR DIST/ ARMARIOS | 2DN16G23F422 | DISTR.BOAR. QDX IP40
GWD3087 | QDX 630L SUE. VANO CABLE INT. 2000x200 | 331.5 | 1 | 1 | 1 | NR | 8034035046834 | 85389099 | 2DN04 | Energy | 2DN | ENERGY | 2DN16G | MCCB/CUADROS DISTR. | 2DN16G23F | CUADR DIST/ ARMARIOS | 2DN16G23F422 | DISTR.BOAR. QDX IP40
GWD3088 | QDX 630L SUE. VANO CABLE INT. 2000x300 | 348 | 1 | 1 | 1 | NR | 8034035046841 | 85389099 | 2DN04 | Energy | 2DN | ENERGY | 2DN16G | MCCB/CUADROS DISTR. | 2DN16G23F | CUADR DIST/ ARMARIOS | 2DN16G23F422 | DISTR.BOAR. QDX IP40
GWD3089 | QDX 630L PANEL LAT.AIREACIÓN 1600X300 | 392.5 | 1 | 1 | 1 | NR | 8034035077944 |  | 2DN04 | Energy | 2DN | ENERGY | 2DN16G | MCCB/CUADROS DISTR. | 2DN16G23F | CUADR DIST/ ARMARIOS | 2DN16G23F422 | DISTR.BOAR. QDX IP40
GWD3090 | QDX 630L PANEL LAT.AIREACIÓN 1800X300 | 443 | 1 | 1 | 1 | NR | 8034035077951 |  | 2DN04 | Energy | 2DN | ENERGY | 2DN16G | MCCB/CUADROS DISTR. | 2DN16G23F | CUADR DIST/ ARMARIOS | 2DN16G23F422 | DISTR.BOAR. QDX IP40
GWD3091 | QDX 630L PANEL LAT.AIREACIÓN 2000X300 | 467.5 | 1 | 1 | 1 | NR | 8034035077968 |  | 2DN04 | Energy | 2DN | ENERGY | 2DN16G | MCCB/CUADROS DISTR. | 2DN16G23F | CUADR DIST/ ARMARIOS | 2DN16G23F422 | DISTR.BOAR. QDX IP40
GWD3101 | QDX 630H SUP. ESTRUCTURA 600x1000x200 | 968.5 | 1 | 1 | 1 | NR | 8034035046858 | 85389099 | 2DN04 | Energy | 2DN | ENERGY | 2DN16G | MCCB/CUADROS DISTR. | 2DN16G23F | CUADR DIST/ ARMARIOS | 2DN16G23F424 | DISTR.BOAR. QDX IP55
GWD3102 | QDX 630H SUP. ESTRUCTURA 600x1200x200 | 1040.5 | 1 | 1 | 1 | NR | 8034035046865 | 85389099 | 2DN04 | Energy | 2DN | ENERGY | 2DN16G | MCCB/CUADROS DISTR. | 2DN16G23F | CUADR DIST/ ARMARIOS | 2DN16G23F424 | DISTR.BOAR. QDX IP55
GWD3103 | QDX 630H SUP.ESTRUCTURA 600+200x1000x200 | 1380 | 1 | 1 | 1 | NR | 8034035046872 | 85389099 | 2DN04 | Energy | 2DN | ENERGY | 2DN16G | MCCB/CUADROS DISTR. | 2DN16G23F | CUADR DIST/ ARMARIOS | 2DN16G23F424 | DISTR.BOAR. QDX IP55
GWD3104 | QDX 630H SUP.ESTRUCTURA 600+200x1200x200 | 1494.5 | 1 | 1 | 1 | NR | 8034035046889 | 85389099 | 2DN04 | Energy | 2DN | ENERGY | 2DN16G | MCCB/CUADROS DISTR. | 2DN16G23F | CUADR DIST/ ARMARIOS | 2DN16G23F424 | DISTR.BOAR. QDX IP55
GWD3105 | QDX 630H SUP. ESTRUCTURA 850x1000x200 | 1185 | 1 | 1 | 1 | NR | 8034035046896 | 85389099 | 2DN04 | Energy | 2DN | ENERGY | 2DN16G | MCCB/CUADROS DISTR. | 2DN16G23F | CUADR DIST/ ARMARIOS | 2DN16G23F424 | DISTR.BOAR. QDX IP55
GWD3106 | QDX 630H SUP. ESTRUCTURA 850x1200x200 | 1288.5 | 1 | 1 | 1 | NR | 8034035046902 | 85389099 | 2DN04 | Energy | 2DN | ENERGY | 2DN16G | MCCB/CUADROS DISTR. | 2DN16G23F | CUADR DIST/ ARMARIOS | 2DN16G23F424 | DISTR.BOAR. QDX IP55
GWD3107 | QDX 630H SUP. ESTRUCTURA 600x1000x300 | 1113 | 1 | 1 | 1 | NR | 8034035059674 | 85389099 | 2DN04 | Energy | 2DN | ENERGY | 2DN16G | MCCB/CUADROS DISTR. | 2DN16G23F | CUADR DIST/ ARMARIOS | 2DN16G23F424 | DISTR.BOAR. QDX IP55
GWD3108 | QDX 630H SUP. ESTRUCTURA 600x1200x300 | 1216 | 1 | 1 | 1 | NR | 8034035059681 | 85389099 | 2DN04 | Energy | 2DN | ENERGY | 2DN16G | MCCB/CUADROS DISTR. | 2DN16G23F | CUADR DIST/ ARMARIOS | 2DN16G23F424 | DISTR.BOAR. QDX IP55
GWD3109 | QDX 630H SUP.ESTRUCTURA 600+200x1000x300 | 1576 | 1 | 1 | 1 | NR | 8034035059698 | 85389099 | 2DN04 | Energy | 2DN | ENERGY | 2DN16G | MCCB/CUADROS DISTR. | 2DN16G23F | CUADR DIST/ ARMARIOS | 2DN16G23F424 | DISTR.BOAR. QDX IP55
GWD3110 | QDX 630H SUP.ESTRUCTURA 600+200x1200x300 | 1751.5 | 1 | 1 | 1 | NR | 8034035059704 | 85389099 | 2DN04 | Energy | 2DN | ENERGY | 2DN16G | MCCB/CUADROS DISTR. | 2DN16G23F | CUADR DIST/ ARMARIOS | 2DN16G23F424 | DISTR.BOAR. QDX IP55
GWD3111 | QDX 630H SUP. ESTRUCTURA 850x1000x300 | 1246.5 | 1 | 1 | 1 | NR | 8034035059711 | 85389099 | 2DN04 | Energy | 2DN | ENERGY | 2DN16G | MCCB/CUADROS DISTR. | 2DN16G23F | CUADR DIST/ ARMARIOS | 2DN16G23F424 | DISTR.BOAR. QDX IP55
GWD3112 | QDX 630H SUP. ESTRUCTURA 850x1200x300 | 1329 | 1 | 1 | 1 | NR | 8034035059728 | 85389099 | 2DN04 | Energy | 2DN | ENERGY | 2DN16G | MCCB/CUADROS DISTR. | 2DN16G23F | CUADR DIST/ ARMARIOS | 2DN16G23F424 | DISTR.BOAR. QDX IP55
GWD3121 | QDX 630H SUP. KIT SOBREPON 600x200 | 104 | 1 | 1 | 1 | NR | 8034035059735 | 85389099 | 2DN04 | Energy | 2DN | ENERGY | 2DN16G | MCCB/CUADROS DISTR. | 2DN16G23F | CUADR DIST/ ARMARIOS | 2DN16G23F424 | DISTR.BOAR. QDX IP55
GWD3122 | QDX 630H SUP. KIT SOBREPON 600+200x200 | 138 | 1 | 1 | 1 | NR | 8034035059742 | 85389099 | 2DN04 | Energy | 2DN | ENERGY | 2DN16G | MCCB/CUADROS DISTR. | 2DN16G23F | CUADR DIST/ ARMARIOS | 2DN16G23F424 | DISTR.BOAR. QDX IP55
GWD3123 | QDX 630H SUP. KIT SOBREPON 850x200 | 129 | 1 | 1 | 1 | NR | 8034035059759 | 85389099 | 2DN04 | Energy | 2DN | ENERGY | 2DN16G | MCCB/CUADROS DISTR. | 2DN16G23F | CUADR DIST/ ARMARIOS | 2DN16G23F424 | DISTR.BOAR. QDX IP55
GWD3124 | QDX 630H SUP. KIT SOBREPON 600x300 | 116.5 | 1 | 1 | 1 | NR | 8034035059766 | 85389099 | 2DN04 | Energy | 2DN | ENERGY | 2DN16G | MCCB/CUADROS DISTR. | 2DN16G23F | CUADR DIST/ ARMARIOS | 2DN16G23F424 | DISTR.BOAR. QDX IP55
GWD3125 | QDX 630H SUP. KIT SOBREPON 600+200x300 | 146.5 | 1 | 1 | 1 | NR | 8034035059773 | 85389099 | 2DN04 | Energy | 2DN | ENERGY | 2DN16G | MCCB/CUADROS DISTR. | 2DN16G23F | CUADR DIST/ ARMARIOS | 2DN16G23F424 | DISTR.BOAR. QDX IP55
GWD3126 | QDX 630H SUP. KIT SOBREPON 850x300 | 142 | 1 | 1 | 1 | NR | 8034035059780 | 85389099 | 2DN04 | Energy | 2DN | ENERGY | 2DN16G | MCCB/CUADROS DISTR. | 2DN16G23F | CUADR DIST/ ARMARIOS | 2DN16G23F424 | DISTR.BOAR. QDX IP55
GWD3147 | QDX 630H MONTANTES SUE. 600/850x1600x250 | 484 | 1 | 1 | 1 | NR | 8034035047152 | 85389099 | 2DN04 | Energy | 2DN | ENERGY | 2DN16G | MCCB/CUADROS DISTR. | 2DN16G23F | CUADR DIST/ ARMARIOS | 2DN16G23F424 | DISTR.BOAR. QDX IP55
GWD3148 | QDX 630H MONTANTES SUE. 600/850x1600x400 | 609 | 1 | 1 | 1 | NR | 8034035047169 | 85389099 | 2DN04 | Energy | 2DN | ENERGY | 2DN16G | MCCB/CUADROS DISTR. | 2DN16G23F | CUADR DIST/ ARMARIOS | 2DN16G23F424 | DISTR.BOAR. QDX IP55
GWD3149 | QDX 630H MONTANTES SUE. 600/850x1800x250 | 553 | 1 | 1 | 1 | NR | 8034035047176 | 85389099 | 2DN04 | Energy | 2DN | ENERGY | 2DN16G | MCCB/CUADROS DISTR. | 2DN16G23F | CUADR DIST/ ARMARIOS | 2DN16G23F424 | DISTR.BOAR. QDX IP55
GWD3150 | QDX 630H MONTANTES SUE. 600/850x1800x400 | 678 | 1 | 1 | 1 | NR | 8034035047183 | 85389099 | 2DN04 | Energy | 2DN | ENERGY | 2DN16G | MCCB/CUADROS DISTR. | 2DN16G23F | CUADR DIST/ ARMARIOS | 2DN16G23F424 | DISTR.BOAR. QDX IP55
GWD3152 | QDX 630H MONTANTES SUE. 600/850x2000x250 | 636.5 | 1 | 1 | 1 | NR | 8034035047206 | 85389099 | 2DN04 | Energy | 2DN | ENERGY | 2DN16G | MCCB/CUADROS DISTR. | 2DN16G23F | CUADR DIST/ ARMARIOS | 2DN16G23F424 | DISTR.BOAR. QDX IP55
GWD3153 | QDX 630H MONTANTES SUE. 600/850x2000x400 | 773.5 | 1 | 1 | 1 | NR | 8034035047213 | 85389099 | 2DN04 | Energy | 2DN | ENERGY | 2DN16G | MCCB/CUADROS DISTR. | 2DN16G23F | CUADR DIST/ ARMARIOS | 2DN16G23F424 | DISTR.BOAR. QDX IP55
GWD3156 | QDX 630H SUE.MONT.ANT. 600+300x1600X400 | 339 | 1 | 1 | 1 | NR | 8034035047244 | 85389099 | 2DN04 | Energy | 2DN | ENERGY | 2DN16G | MCCB/CUADROS DISTR. | 2DN16G23F | CUADR DIST/ ARMARIOS | 2DN16G23F424 | DISTR.BOAR. QDX IP55
GWD3158 | QDX 630H SUE.MONTANTE ANT. 600/+300x1800 | 365.5 | 1 | 1 | 1 | NR | 8034035047268 | 85389099 | 2DN04 | Energy | 2DN | ENERGY | 2DN16G | MCCB/CUADROS DISTR. | 2DN16G23F | CUADR DIST/ ARMARIOS | 2DN16G23F424 | DISTR.BOAR. QDX IP55
GWD3159 | QDX 1600H SUE.MONTANTE ANT. 600+300x1800 | 484 | 1 | 1 | 1 | NR | 8034035047275 | 85389099 | 2DN04 | Energy | 2DN | ENERGY | 2DN16G | MCCB/CUADROS DISTR. | 2DN16G23F | CUADR DIST/ ARMARIOS | 2DN16G23F426 | DISTR. ENCLOSUR. QDX
GWD3161 | QDX 630H SUE.MONTANTE ANT. 600/+300x2000 | 402 | 1 | 1 | 1 | NR | 8034035047299 | 85389099 | 2DN04 | Energy | 2DN | ENERGY | 2DN16G | MCCB/CUADROS DISTR. | 2DN16G23F | CUADR DIST/ ARMARIOS | 2DN16G23F424 | DISTR.BOAR. QDX IP55
GWD3162 | QDX 1600H SUE.MONTANTE ANT. 600+300x2000 | 457.5 | 1 | 1 | 1 | NR | 8034035047305 | 85389099 | 2DN04 | Energy | 2DN | ENERGY | 2DN16G | MCCB/CUADROS DISTR. | 2DN16G23F | CUADR DIST/ ARMARIOS | 2DN16G23F426 | DISTR. ENCLOSUR. QDX
GWD3163 | QDX 630H SUE. MONTANTES 400x1600 | 220.5 | 1 | 1 | 1 | NR | 8034035047312 | 85389099 | 2DN04 | Energy | 2DN | ENERGY | 2DN16G | MCCB/CUADROS DISTR. | 2DN16G23F | CUADR DIST/ ARMARIOS | 2DN16G23F424 | DISTR.BOAR. QDX IP55
GWD3164 | QDX 630H SUE. MONTANTES 400x1800 | 278 | 1 | 1 | 1 | NR | 8034035047329 | 85389099 | 2DN04 | Energy | 2DN | ENERGY | 2DN16G | MCCB/CUADROS DISTR. | 2DN16G23F | CUADR DIST/ ARMARIOS | 2DN16G23F424 | DISTR.BOAR. QDX IP55
GWD3165 | QDX 1600H SUE. MONTANTES 400x1800 | 359.5 | 1 | 1 | 1 | NR | 8034035047336 | 85389099 | 2DN04 | Energy | 2DN | ENERGY | 2DN16G | MCCB/CUADROS DISTR. | 2DN16G23F | CUADR DIST/ ARMARIOS | 2DN16G23F426 | DISTR. ENCLOSUR. QDX
GWD3166 | QDX 630H SUE. MONTANTES 400x2000 | 387.5 | 1 | 1 | 1 | NR | 8034035047343 | 85389099 | 2DN04 | Energy | 2DN | ENERGY | 2DN16G | MCCB/CUADROS DISTR. | 2DN16G23F | CUADR DIST/ ARMARIOS | 2DN16G23F424 | DISTR.BOAR. QDX IP55
GWD3167 | QDX 1600H SUE. MONTANTES 400x2000 | 429.5 | 1 | 1 | 1 | NR | 8034035047350 | 85389099 | 2DN04 | Energy | 2DN | ENERGY | 2DN16G | MCCB/CUADROS DISTR. | 2DN16G23F | CUADR DIST/ ARMARIOS | 2DN16G23F426 | DISTR. ENCLOSUR. QDX
GWD3168 | QDX 1600H SUE.MONT. POST. 600/850x1800 | 457.5 | 1 | 1 | 1 | NR | 8034035047367 | 85389099 | 2DN04 | Energy | 2DN | ENERGY | 2DN16G | MCCB/CUADROS DISTR. | 2DN16G23F | CUADR DIST/ ARMARIOS | 2DN16G23F426 | DISTR. ENCLOSUR. QDX
GWD3168R | QDX 1600H SUE.MONT.POST.R. 600/850x1800 | 457.5 | 1 | 1 | 1 | NR | 8034035047374 | 85389099 | 2DN04 | Energy | 2DN | ENERGY | 2DN16G | MCCB/CUADROS DISTR. | 2DN16G23F | CUADR DIST/ ARMARIOS | 2DN16G23F426 | DISTR. ENCLOSUR. QDX
GWD3169 | QDX 1600H SUE.MONT. POST. 600/850x2000 | 498.5 | 1 | 1 | 1 | NR | 8034035047381 | 85389099 | 2DN04 | Energy | 2DN | ENERGY | 2DN16G | MCCB/CUADROS DISTR. | 2DN16G23F | CUADR DIST/ ARMARIOS | 2DN16G23F426 | DISTR. ENCLOSUR. QDX
GWD3169R6 | QDX 1600H SUE.MONT.POST.R. 600/850x600 | 498.5 | 1 | 1 | 1 | NR | 8034035047909 | 85389099 | 2DN04 | Energy | 2DN | ENERGY | 2DN16G | MCCB/CUADROS DISTR. | 2DN16G23F | CUADR DIST/ ARMARIOS | 2DN16G23F426 | DISTR. ENCLOSUR. QDX
GWD3169R8 | QDX 1600H SUE.MONT.POST.R. 600/850x800 | 541 | 1 | 1 | 1 | NR | 8034035047916 | 85389099 | 2DN04 | Energy | 2DN | ENERGY | 2DN16G | MCCB/CUADROS DISTR. | 2DN16G23F | CUADR DIST/ ARMARIOS | 2DN16G23F426 | DISTR. ENCLOSUR. QDX
GWD3170 | QDX 630H SUE.MONT. POST.600+300x1600X250 | 291.5 | 1 | 1 | 1 | NR | 8034035047398 | 85389099 | 2DN04 | Energy | 2DN | ENERGY | 2DN16G | MCCB/CUADROS DISTR. | 2DN16G23F | CUADR DIST/ ARMARIOS | 2DN16G23F424 | DISTR.BOAR. QDX IP55
GWD3171 | QDX 630H SUE.MONT. POST. 600/+300x1600 | 339 | 1 | 1 | 1 | NR | 8034035047404 | 85389099 | 2DN04 | Energy | 2DN | ENERGY | 2DN16G | MCCB/CUADROS DISTR. | 2DN16G23F | CUADR DIST/ ARMARIOS | 2DN16G23F424 | DISTR.BOAR. QDX IP55
GWD3172 | QDX 630H SUE.MONT. POST.600+300x1800X250 | 312 | 1 | 1 | 1 | NR | 8034035047411 | 85389099 | 2DN04 | Energy | 2DN | ENERGY | 2DN16G | MCCB/CUADROS DISTR. | 2DN16G23F | CUADR DIST/ ARMARIOS | 2DN16G23F424 | DISTR.BOAR. QDX IP55
GWD3173 | QDX 630H SUE.MONT. POST. 600/+300x1800 | 365.5 | 1 | 1 | 1 | NR | 8034035047428 | 85389099 | 2DN04 | Energy | 2DN | ENERGY | 2DN16G | MCCB/CUADROS DISTR. | 2DN16G23F | CUADR DIST/ ARMARIOS | 2DN16G23F424 | DISTR.BOAR. QDX IP55
GWD3174 | QDX 1600H SUE.MONT. POST. 600+300x1800 | 484 | 1 | 1 | 1 | NR | 8034035047435 | 85389099 | 2DN04 | Energy | 2DN | ENERGY | 2DN16G | MCCB/CUADROS DISTR. | 2DN16G23F | CUADR DIST/ ARMARIOS | 2DN16G23F426 | DISTR. ENCLOSUR. QDX
GWD3174R | QDX 1600H SUE.MONT.POST.R. 600+300x1800 | 484 | 1 | 1 | 1 | NR | 8034035047442 | 85389099 | 2DN04 | Energy | 2DN | ENERGY | 2DN16G | MCCB/CUADROS DISTR. | 2DN16G23F | CUADR DIST/ ARMARIOS | 2DN16G23F426 | DISTR. ENCLOSUR. QDX
GWD3175 | QDX 630H SUE.MONT. POST.600+300x2000X250 | 339 | 1 | 1 | 1 | NR | 8034035047459 | 85389099 | 2DN04 | Energy | 2DN | ENERGY | 2DN16G | MCCB/CUADROS DISTR. | 2DN16G23F | CUADR DIST/ ARMARIOS | 2DN16G23F424 | DISTR.BOAR. QDX IP55
GWD3176 | QDX 630H SUE.MONT. POST. 600/+300x2000 | 402 | 1 | 1 | 1 | NR | 8034035047466 | 85389099 | 2DN04 | Energy | 2DN | ENERGY | 2DN16G | MCCB/CUADROS DISTR. | 2DN16G23F | CUADR DIST/ ARMARIOS | 2DN16G23F424 | DISTR.BOAR. QDX IP55
GWD3177 | QDX 1600H SUE.MONT. POST. 600+300x2000 | 457.5 | 1 | 1 | 1 | NR | 8034035047473 | 85389099 | 2DN04 | Energy | 2DN | ENERGY | 2DN16G | MCCB/CUADROS DISTR. | 2DN16G23F | CUADR DIST/ ARMARIOS | 2DN16G23F426 | DISTR. ENCLOSUR. QDX
GWD3177R6 | QDX 1600H SUE.MONT.POST.R. 600+300x600 | 457.5 | 1 | 1 | 1 | NR | 8034035047923 | 85389099 | 2DN04 | Energy | 2DN | ENERGY | 2DN16G | MCCB/CUADROS DISTR. | 2DN16G23F | CUADR DIST/ ARMARIOS | 2DN16G23F426 | DISTR. ENCLOSUR. QDX
GWD3177R8 | QDX 1600H SUE.MONT.POST.R. 600+300x800 | 498.5 | 1 | 1 | 1 | NR | 8034035047930 | 85389099 | 2DN04 | Energy | 2DN | ENERGY | 2DN16G | MCCB/CUADROS DISTR. | 2DN16G23F | CUADR DIST/ ARMARIOS | 2DN16G23F426 | DISTR. ENCLOSUR. QDX
GWD3217 | QDX 630-1600H SUELO KIT UNIÓN | 50.5 | 1 | 1 | 1 | NR | 8034035059797 | 85389099 | 2DN04 | Energy | 2DN | ENERGY | 2DN16G | MCCB/CUADROS DISTR. | 2DN16G23F | CUADR DIST/ ARMARIOS | 2DN16G23F424 | DISTR.BOAR. QDX IP55
GWD3224 | N.2 PERFIL HORIZ IP30 L600 QDX630H/1600H | 128 | 1 | 1 | 1 | NR | 8034035108846 | 85389099 | 2DN04 | Energy | 2DN | ENERGY | 2DN16G | MCCB/CUADROS DISTR. | 2DN16G23F | CUADR DIST/ ARMARIOS | 2DN16G23F429 | COMPLEMENTI QDX
GWD3225 | N.2 PERFIL HORIZ IP30 L850 QDX630H/1600H | 146.5 | 1 | 1 | 1 | NR | 8034035108853 | 85389099 | 2DN04 | Energy | 2DN | ENERGY | 2DN16G | MCCB/CUADROS DISTR. | 2DN16G23F | CUADR DIST/ ARMARIOS | 2DN16G23F429 | COMPLEMENTI QDX
GWD3226 | N.2 PERFIL VER IP30 H1600 QDX630H | 195.5 | 1 | 1 | 1 | NR | 8034035108860 | 85389099 | 2DN04 | Energy | 2DN | ENERGY | 2DN16G | MCCB/CUADROS DISTR. | 2DN16G23F | CUADR DIST/ ARMARIOS | 2DN16G23F429 | COMPLEMENTI QDX
GWD3227 | N.2 PERFIL VER IP30 H1800 QDX630H/1600H | 213 | 1 | 1 | 1 | NR | 8034035108877 | 85389099 | 2DN04 | Energy | 2DN | ENERGY | 2DN16G | MCCB/CUADROS DISTR. | 2DN16G23F | CUADR DIST/ ARMARIOS | 2DN16G23F429 | COMPLEMENTI QDX
GWD3228 | N.2 PERFIL VER IP30 H2000 QDX630H/1600H | 230 | 1 | 1 | 1 | NR | 8034035108884 | 85389099 | 2DN04 | Energy | 2DN | ENERGY | 2DN16G | MCCB/CUADROS DISTR. | 2DN16G23F | CUADR DIST/ ARMARIOS | 2DN16G23F429 | COMPLEMENTI QDX
GWD3301 | QDX PANEL TROQ. Y GUÍA DIN 600x150 | 67.5 | 1 | 1 | 1 | NR | 8034035051739 | 85389099 | 2DN04 | Energy | 2DN | ENERGY | 2DN16G | MCCB/CUADROS DISTR. | 2DN16G23F | CUADR DIST/ ARMARIOS | 2DN16G23F429 | COMPLEMENTI QDX
GWD3302 | QDX PANEL TROQ. Y GUÍA DIN 600x200 | 72.5 | 1 | 1 | 1 | NR | 8034035051746 | 85389099 | 2DN04 | Energy | 2DN | ENERGY | 2DN16G | MCCB/CUADROS DISTR. | 2DN16G23F | CUADR DIST/ ARMARIOS | 2DN16G23F429 | COMPLEMENTI QDX
GWD3303 | QDX PANEL TROQ. Y GUÍA DIN 600x300 | 88.5 | 1 | 1 | 1 | NR | 8034035051753 | 85389099 | 2DN04 | Energy | 2DN | ENERGY | 2DN16G | MCCB/CUADROS DISTR. | 2DN16G23F | CUADR DIST/ ARMARIOS | 2DN16G23F429 | COMPLEMENTI QDX
GWD3304 | QDX PANEL TROQ. Y GUÍA DIN 850x150 | 82 | 1 | 1 | 1 | NR | 8034035051760 | 85389099 | 2DN04 | Energy | 2DN | ENERGY | 2DN16G | MCCB/CUADROS DISTR. | 2DN16G23F | CUADR DIST/ ARMARIOS | 2DN16G23F429 | COMPLEMENTI QDX
GWD3305 | QDX PANEL TROQ. Y GUÍA DIN 850x200 | 88.5 | 1 | 1 | 1 | NR | 8034035051777 | 85389099 | 2DN04 | Energy | 2DN | ENERGY | 2DN16G | MCCB/CUADROS DISTR. | 2DN16G23F | CUADR DIST/ ARMARIOS | 2DN16G23F429 | COMPLEMENTI QDX
GWD3306 | QDX PANEL TROQ. Y GUÍA DIN 850x300 | 107 | 1 | 1 | 1 | NR | 8034035051784 | 85389099 | 2DN04 | Energy | 2DN | ENERGY | 2DN16G | MCCB/CUADROS DISTR. | 2DN16G23F | CUADR DIST/ ARMARIOS | 2DN16G23F429 | COMPLEMENTI QDX
GWD3311 | QDX GRAPA DIN INT.MOD. PROF UTIL 125 | 11.85 | 1 | 1 | 1 | NR | 8034035051791 | 85389099 | 2DN04 | Energy | 2DN | ENERGY | 2DN16G | MCCB/CUADROS DISTR. | 2DN16G23F | CUADR DIST/ ARMARIOS | 2DN16G23F429 | COMPLEMENTI QDX
GWD3312 | QDX GRAPA GUIA DIN MSX PROF UTIL 125 | 11.85 | 1 | 1 | 1 | NR | 8034035052101 | 85389099 | 2DN04 | Energy | 2DN | ENERGY | 2DN16G | MCCB/CUADROS DISTR. | 2DN16G23F | CUADR DIST/ ARMARIOS | 2DN16G23F429 | COMPLEMENTI QDX
GWD3313 | QDX GRAPA DIN INT.MOD. PROF UTIL 220 | 25.05 | 1 | 1 | 1 | NR | 8034035052118 | 85389099 | 2DN04 | Energy | 2DN | ENERGY | 2DN16G | MCCB/CUADROS DISTR. | 2DN16G23F | CUADR DIST/ ARMARIOS | 2DN16G23F429 | COMPLEMENTI QDX
GWD3314 | QDX GRAPA GUIA DIN MSX PROF UTIL 220 | 29.05 | 1 | 1 | 1 | NR | 8034035052125 | 85389099 | 2DN04 | Energy | 2DN | ENERGY | 2DN16G | MCCB/CUADROS DISTR. | 2DN16G23F | CUADR DIST/ ARMARIOS | 2DN16G23F429 | COMPLEMENTI QDX
GWD3317 | QDX ADAPTADOR DE PROFUNDIDAD 24M | 29.05 | 1 | 1 | 1 | NR | 8034035052149 | 85389099 | 2DN04 | Energy | 2DN | ENERGY | 2DN16G | MCCB/CUADROS DISTR. | 2DN16G23F | CUADR DIST/ ARMARIOS | 2DN16G23F429 | COMPLEMENTI QDX
GWD3318 | QDX TAPAS CUBRE MÓDULOS L2000 | 57 | 1 | 1 | 10 | NR | 8034035052156 | 85389099 | 2DN04 | Energy | 2DN | ENERGY | 2DN16G | MCCB/CUADROS DISTR. | 2DN16G23F | CUADR DIST/ ARMARIOS | 2DN16G23F429 | COMPLEMENTI QDX
GWD3321 | QDX PANEL CIEGO 600x100 | 48.95 | 1 | 1 | 1 | NR | 8034035052163 | 85389099 | 2DN04 | Energy | 2DN | ENERGY | 2DN16G | MCCB/CUADROS DISTR. | 2DN16G23F | CUADR DIST/ ARMARIOS | 2DN16G23F429 | COMPLEMENTI QDX
GWD3322 | QDX PANEL CIEGO 600x150 | 50.5 | 1 | 1 | 1 | NR | 8034035052170 | 85389099 | 2DN04 | Energy | 2DN | ENERGY | 2DN16G | MCCB/CUADROS DISTR. | 2DN16G23F | CUADR DIST/ ARMARIOS | 2DN16G23F429 | COMPLEMENTI QDX
GWD3323 | QDX PANEL CIEGO 600x200 | 54 | 1 | 1 | 1 | NR | 8034035052187 | 85389099 | 2DN04 | Energy | 2DN | ENERGY | 2DN16G | MCCB/CUADROS DISTR. | 2DN16G23F | CUADR DIST/ ARMARIOS | 2DN16G23F429 | COMPLEMENTI QDX
GWD3324 | QDX PANEL CIEGO 600x300 | 67.5 | 1 | 1 | 1 | NR | 8034035052194 | 85389099 | 2DN04 | Energy | 2DN | ENERGY | 2DN16G | MCCB/CUADROS DISTR. | 2DN16G23F | CUADR DIST/ ARMARIOS | 2DN16G23F429 | COMPLEMENTI QDX
GWD3325 | QDX PANEL CIEGO 600x400 | 82 | 1 | 1 | 1 | NR | 8034035052200 | 85389099 | 2DN04 | Energy | 2DN | ENERGY | 2DN16G | MCCB/CUADROS DISTR. | 2DN16G23F | CUADR DIST/ ARMARIOS | 2DN16G23F429 | COMPLEMENTI QDX
GWD3326 | QDX PANEL CIEGO 600x600 | 107 | 1 | 1 | 1 | NR | 8034035052217 | 85389099 | 2DN04 | Energy | 2DN | ENERGY | 2DN16G | MCCB/CUADROS DISTR. | 2DN16G23F | CUADR DIST/ ARMARIOS | 2DN16G23F429 | COMPLEMENTI QDX
GWD3327 | QDX PANEL CIEGO 850x100 | 64.5 | 1 | 1 | 1 | NR | 8034035052224 | 85389099 | 2DN04 | Energy | 2DN | ENERGY | 2DN16G | MCCB/CUADROS DISTR. | 2DN16G23F | CUADR DIST/ ARMARIOS | 2DN16G23F429 | COMPLEMENTI QDX
GWD3328 | QDX PANEL CIEGO 850x150 | 64.5 | 1 | 1 | 1 | NR | 8034035052231 | 85389099 | 2DN04 | Energy | 2DN | ENERGY | 2DN16G | MCCB/CUADROS DISTR. | 2DN16G23F | CUADR DIST/ ARMARIOS | 2DN16G23F429 | COMPLEMENTI QDX
GWD3329 | QDX PANEL CIEGO 850x200 | 72.5 | 1 | 1 | 1 | NR | 8034035052248 | 85389099 | 2DN04 | Energy | 2DN | ENERGY | 2DN16G | MCCB/CUADROS DISTR. | 2DN16G23F | CUADR DIST/ ARMARIOS | 2DN16G23F429 | COMPLEMENTI QDX
GWD3330 | QDX PANEL CIEGO 850x300 | 80.5 | 1 | 1 | 1 | NR | 8034035052255 | 85389099 | 2DN04 | Energy | 2DN | ENERGY | 2DN16G | MCCB/CUADROS DISTR. | 2DN16G23F | CUADR DIST/ ARMARIOS | 2DN16G23F429 | COMPLEMENTI QDX
GWD3331 | QDX PANEL CIEGO 850x400 | 88.5 | 1 | 1 | 1 | NR | 8034035052262 | 85389099 | 2DN04 | Energy | 2DN | ENERGY | 2DN16G | MCCB/CUADROS DISTR. | 2DN16G23F | CUADR DIST/ ARMARIOS | 2DN16G23F429 | COMPLEMENTI QDX
GWD3332 | QDX PANEL CIEGO 850x600 | 107 | 1 | 1 | 1 | NR | 8034035052279 | 85389099 | 2DN04 | Energy | 2DN | ENERGY | 2DN16G | MCCB/CUADROS DISTR. | 2DN16G23F | CUADR DIST/ ARMARIOS | 2DN16G23F429 | COMPLEMENTI QDX
GWD3333 | QDX PANEL AIREACIÓN 600x200 | 165 | 1 | 1 | 1 | NR | 8034035078033 | 85389099 | 2DN04 | Energy | 2DN | ENERGY | 2DN16G | MCCB/CUADROS DISTR. | 2DN16G23F | CUADR DIST/ ARMARIOS | 2DN16G23F429 | COMPLEMENTI QDX
GWD3334 | QDX PANEL AIREACIÓN 850x200 | 188.5 | 1 | 1 | 1 | NR | 8034035078040 | 85389099 | 2DN04 | Energy | 2DN | ENERGY | 2DN16G | MCCB/CUADROS DISTR. | 2DN16G23F | CUADR DIST/ ARMARIOS | 2DN16G23F429 | COMPLEMENTI QDX
GWD3336 | QDX PLACA DE FONDO 600x200 | 44.85 | 1 | 1 | 1 | NR | 8034035052286 | 85389099 | 2DN04 | Energy | 2DN | ENERGY | 2DN16G | MCCB/CUADROS DISTR. | 2DN16G23F | CUADR DIST/ ARMARIOS | 2DN16G23F429 | COMPLEMENTI QDX
GWD3337 | QDX PLACA DE FONDO 600x400 | 74 | 1 | 1 | 1 | NR | 8034035052293 | 85389099 | 2DN04 | Energy | 2DN | ENERGY | 2DN16G | MCCB/CUADROS DISTR. | 2DN16G23F | CUADR DIST/ ARMARIOS | 2DN16G23F429 | COMPLEMENTI QDX
GWD3338 | QDX PLACA DE FONDO 600x600 | 102.5 | 1 | 1 | 1 | NR | 8034035052309 | 85389099 | 2DN04 | Energy | 2DN | ENERGY | 2DN16G | MCCB/CUADROS DISTR. | 2DN16G23F | CUADR DIST/ ARMARIOS | 2DN16G23F429 | COMPLEMENTI QDX
GWD3339 | QDX PLACA DE FONDO 600x800 | 131 | 1 | 1 | 1 | NR | 8034035052316 | 85389099 | 2DN04 | Energy | 2DN | ENERGY | 2DN16G | MCCB/CUADROS DISTR. | 2DN16G23F | CUADR DIST/ ARMARIOS | 2DN16G23F429 | COMPLEMENTI QDX
GWD3340 | QDX PLACA DE FONDO 600x1000 | 147.5 | 1 | 1 | 1 | NR | 8034035052323 | 85389099 | 2DN04 | Energy | 2DN | ENERGY | 2DN16G | MCCB/CUADROS DISTR. | 2DN16G23F | CUADR DIST/ ARMARIOS | 2DN16G23F429 | COMPLEMENTI QDX
GWD3341 | QDX PLACA DE FONDO 850x200 | 58 | 1 | 1 | 1 | NR | 8034035052330 | 85389099 | 2DN04 | Energy | 2DN | ENERGY | 2DN16G | MCCB/CUADROS DISTR. | 2DN16G23F | CUADR DIST/ ARMARIOS | 2DN16G23F429 | COMPLEMENTI QDX
GWD3342 | QDX PLACA DE FONDO 850x400 | 102.5 | 1 | 1 | 1 | NR | 8034035052347 | 85389099 | 2DN04 | Energy | 2DN | ENERGY | 2DN16G | MCCB/CUADROS DISTR. | 2DN16G23F | CUADR DIST/ ARMARIOS | 2DN16G23F429 | COMPLEMENTI QDX
GWD3343 | QDX PLACA DE FONDO 850x850 | 141 | 1 | 1 | 1 | NR | 8034035052354 | 85389099 | 2DN04 | Energy | 2DN | ENERGY | 2DN16G | MCCB/CUADROS DISTR. | 2DN16G23F | CUADR DIST/ ARMARIOS | 2DN16G23F429 | COMPLEMENTI QDX
GWD3344 | QDX PLACA DE FONDO 850x800 | 161.5 | 1 | 1 | 1 | NR | 8034035052361 | 85389099 | 2DN04 | Energy | 2DN | ENERGY | 2DN16G | MCCB/CUADROS DISTR. | 2DN16G23F | CUADR DIST/ ARMARIOS | 2DN16G23F429 | COMPLEMENTI QDX
GWD3345 | QDX PLACA DE FONDO 850x1000 | 186.5 | 1 | 1 | 1 | NR | 8034035052378 | 85389099 | 2DN04 | Energy | 2DN | ENERGY | 2DN16G | MCCB/CUADROS DISTR. | 2DN16G23F | CUADR DIST/ ARMARIOS | 2DN16G23F429 | COMPLEMENTI QDX
GWD3346 | QDX630H/1600H PLACA DE FONDO 600x1800 | 379 | 1 | 1 | 1 | NR | 8034035078057 | 85389099 | 2DN04 | Energy | 2DN | ENERGY | 2DN16G | MCCB/CUADROS DISTR. | 2DN16G23F | CUADR DIST/ ARMARIOS | 2DN16G23F429 | COMPLEMENTI QDX
GWD3347 | QDX630H/1600H PLACA DE FONDO 600x2000 | 398.5 | 1 | 1 | 1 | NR | 8034035078064 | 85389099 | 2DN04 | Energy | 2DN | ENERGY | 2DN16G | MCCB/CUADROS DISTR. | 2DN16G23F | CUADR DIST/ ARMARIOS | 2DN16G23F429 | COMPLEMENTI QDX
GWD3348 | QDX630H/1600H PLACA DE FONDO 850x1800 | 461.5 | 1 | 1 | 1 | NR | 8034035078071 | 85389099 | 2DN04 | Energy | 2DN | ENERGY | 2DN16G | MCCB/CUADROS DISTR. | 2DN16G23F | CUADR DIST/ ARMARIOS | 2DN16G23F429 | COMPLEMENTI QDX
GWD3349 | QDX630H/1600H PLACA DE FONDO 850x2000 | 544 | 1 | 1 | 1 | NR | 8034035078088 | 85389099 | 2DN04 | Energy | 2DN | ENERGY | 2DN16G | MCCB/CUADROS DISTR. | 2DN16G23F | CUADR DIST/ ARMARIOS | 2DN16G23F429 | COMPLEMENTI QDX
GWD3351 | SEGR VERT VANO INT/EXT 1000x200 QDX630L | 113.5 | 1 | 1 | 1 | NR | 8034035052385 | 85389099 | 2DN04 | Energy | 2DN | ENERGY | 2DN16G | MCCB/CUADROS DISTR. | 2DN16G23F | CUADR DIST/ ARMARIOS | 2DN16G23F429 | COMPLEMENTI QDX
GWD3352 | SEGR VERT VANO INT/EXT 1200x200 QDX630L | 119.5 | 1 | 1 | 1 | NR | 8034035052392 | 85389099 | 2DN04 | Energy | 2DN | ENERGY | 2DN16G | MCCB/CUADROS DISTR. | 2DN16G23F | CUADR DIST/ ARMARIOS | 2DN16G23F429 | COMPLEMENTI QDX
GWD3353 | VERT. DIVIDER QDX 630 L - FOR 1000X300MM | 145.5 | 1 | 1 | 1 | NR | 8034035052408 | 85389099 | 2DN04 | Energy | 2DN | ENERGY | 2DN16G | MCCB/CUADROS DISTR. | 2DN16G23F | CUADR DIST/ ARMARIOS | 2DN16G23F429 | COMPLEMENTI QDX
GWD3354 | VERT. DIVIDER QDX 630 L - FOR 1200X300MM | 152.5 | 1 | 1 | 1 | NR | 8034035052415 | 85389099 | 2DN04 | Energy | 2DN | ENERGY | 2DN16G | MCCB/CUADROS DISTR. | 2DN16G23F | CUADR DIST/ ARMARIOS | 2DN16G23F429 | COMPLEMENTI QDX
GWD3355 | SEGR VERT VANO INT/EXT 1600x200 QDX630L | 135 | 1 | 1 | 1 | NR | 8034035052422 | 85389099 | 2DN04 | Energy | 2DN | ENERGY | 2DN16G | MCCB/CUADROS DISTR. | 2DN16G23F | CUADR DIST/ ARMARIOS | 2DN16G23F429 | COMPLEMENTI QDX
GWD3356 | SEGR VERT VANO INT/EXT 1800x200 QDX630L | 145.5 | 1 | 1 | 1 | NR | 8034035052439 | 85389099 | 2DN04 | Energy | 2DN | ENERGY | 2DN16G | MCCB/CUADROS DISTR. | 2DN16G23F | CUADR DIST/ ARMARIOS | 2DN16G23F429 | COMPLEMENTI QDX
GWD3357 | SEGR VERT VANO INT/EXT 2000x200 QDX630L | 153.5 | 1 | 1 | 1 | NR | 8034035052446 | 85389099 | 2DN04 | Energy | 2DN | ENERGY | 2DN16G | MCCB/CUADROS DISTR. | 2DN16G23F | CUADR DIST/ ARMARIOS | 2DN16G23F429 | COMPLEMENTI QDX
GWD3358 | SEGR VERT VANO INT/EXT 1600x300 QDX630L | 176 | 1 | 1 | 1 | NR | 8034035052453 | 85389099 | 2DN04 | Energy | 2DN | ENERGY | 2DN16G | MCCB/CUADROS DISTR. | 2DN16G23F | CUADR DIST/ ARMARIOS | 2DN16G23F429 | COMPLEMENTI QDX
GWD3359 | SEGR VERT VANO INT/EXT 1800x300 QDX630L | 194.5 | 1 | 1 | 1 | NR | 8034035052460 | 85389099 | 2DN04 | Energy | 2DN | ENERGY | 2DN16G | MCCB/CUADROS DISTR. | 2DN16G23F | CUADR DIST/ ARMARIOS | 2DN16G23F429 | COMPLEMENTI QDX
GWD3360 | SEGR VERT VANO INT/EXT 2000x300 QDX630L | 209 | 1 | 1 | 1 | NR | 8034035052477 | 85389099 | 2DN04 | Energy | 2DN | ENERGY | 2DN16G | MCCB/CUADROS DISTR. | 2DN16G23F | CUADR DIST/ ARMARIOS | 2DN16G23F429 | COMPLEMENTI QDX
GWD3361 | SEGREGACIÓN HORIZONTAL 600x200 QDX630L | 66 | 1 | 1 | 1 | NR | 8034035052484 | 85389099 | 2DN04 | Energy | 2DN | ENERGY | 2DN16G | MCCB/CUADROS DISTR. | 2DN16G23F | CUADR DIST/ ARMARIOS | 2DN16G23F429 | COMPLEMENTI QDX
GWD3362 | SEGREGACIÓN HORIZONTAL 850x200 QDX630L | 78 | 1 | 1 | 1 | NR | 8034035052491 | 85389099 | 2DN04 | Energy | 2DN | ENERGY | 2DN16G | MCCB/CUADROS DISTR. | 2DN16G23F | CUADR DIST/ ARMARIOS | 2DN16G23F429 | COMPLEMENTI QDX
GWD3363 | SEGREGACIÓN HORIZONTAL 600x300 QDX630L | 76.5 | 1 | 1 | 1 | NR | 8034035052507 | 85389099 | 2DN04 | Energy | 2DN | ENERGY | 2DN16G | MCCB/CUADROS DISTR. | 2DN16G23F | CUADR DIST/ ARMARIOS | 2DN16G23F429 | COMPLEMENTI QDX
GWD3364 | SEGREGACIÓN HORIZONTAL 850x300 QDX630L | 93.5 | 1 | 1 | 1 | NR | 8034035052514 | 85389099 | 2DN04 | Energy | 2DN | ENERGY | 2DN16G | MCCB/CUADROS DISTR. | 2DN16G23F | CUADR DIST/ ARMARIOS | 2DN16G23F429 | COMPLEMENTI QDX
GWD3365 | SEGR VERT INT/EXT 1600x250 QDX630H | 138 | 1 | 1 | 1 | NR | 8034035052521 | 85389099 | 2DN04 | Energy | 2DN | ENERGY | 2DN16G | MCCB/CUADROS DISTR. | 2DN16G23F | CUADR DIST/ ARMARIOS | 2DN16G23F429 | COMPLEMENTI QDX
GWD3366 | SEGR VERT INT/EXT 1800x250 QDX630H | 149.5 | 1 | 1 | 1 | NR | 8034035052538 | 85389099 | 2DN04 | Energy | 2DN | ENERGY | 2DN16G | MCCB/CUADROS DISTR. | 2DN16G23F | CUADR DIST/ ARMARIOS | 2DN16G23F429 | COMPLEMENTI QDX
GWD3367 | SEGR VERT INT/EXT 2000x250 QDX630H | 157.5 | 1 | 1 | 1 | NR | 8034035052545 | 85389099 | 2DN04 | Energy | 2DN | ENERGY | 2DN16G | MCCB/CUADROS DISTR. | 2DN16G23F | CUADR DIST/ ARMARIOS | 2DN16G23F429 | COMPLEMENTI QDX
GWD3368 | SEGR VERT INT/EXT 1600x400 QDX630H | 230 | 1 | 1 | 1 | NR | 8034035052552 | 85389099 | 2DN04 | Energy | 2DN | ENERGY | 2DN16G | MCCB/CUADROS DISTR. | 2DN16G23F | CUADR DIST/ ARMARIOS | 2DN16G23F429 | COMPLEMENTI QDX
GWD3369 | SEGR VERT INT/EXT 1800x400 QDX630H | 243 | 1 | 1 | 1 | NR | 8034035052569 | 85389099 | 2DN04 | Energy | 2DN | ENERGY | 2DN16G | MCCB/CUADROS DISTR. | 2DN16G23F | CUADR DIST/ ARMARIOS | 2DN16G23F429 | COMPLEMENTI QDX
GWD3370 | SEGR VERT INT/EXT 2000x400 QDX630H | 256.5 | 1 | 1 | 1 | NR | 8034035052576 | 85389099 | 2DN04 | Energy | 2DN | ENERGY | 2DN16G | MCCB/CUADROS DISTR. | 2DN16G23F | CUADR DIST/ ARMARIOS | 2DN16G23F429 | COMPLEMENTI QDX
GWD3371 | SEGR VERT INT/EST 1800x600 QDX1600H | 427.5 | 1 | 1 | 1 | NR | 8034035052583 | 85389099 | 2DN04 | Energy | 2DN | ENERGY | 2DN16G | MCCB/CUADROS DISTR. | 2DN16G23F | CUADR DIST/ ARMARIOS | 2DN16G23F429 | COMPLEMENTI QDX
GWD3372 | SEGR VERT INT/EST 2000x600 QDX1600H | 459.5 | 1 | 1 | 1 | NR | 8034035052590 | 85389099 | 2DN04 | Energy | 2DN | ENERGY | 2DN16G | MCCB/CUADROS DISTR. | 2DN16G23F | CUADR DIST/ ARMARIOS | 2DN16G23F429 | COMPLEMENTI QDX
GWD3374 | SEGR VERT INT/EXT 2000x800 QDX1600H | 549 | 1 | 1 | 1 | NR | 8034035052613 | 85389099 | 2DN04 | Energy | 2DN | ENERGY | 2DN16G | MCCB/CUADROS DISTR. | 2DN16G23F | CUADR DIST/ ARMARIOS | 2DN16G23F429 | COMPLEMENTI QDX
GWD3375 | SEGREGACIÓN HORIZ 600x250 QDX630H | 43.65 | 1 | 1 | 1 | NR | 8034035052620 | 85389099 | 2DN04 | Energy | 2DN | ENERGY | 2DN16G | MCCB/CUADROS DISTR. | 2DN16G23F | CUADR DIST/ ARMARIOS | 2DN16G23F429 | COMPLEMENTI QDX
GWD3376 | SEGREGACIÓN HORIZ 850x250 QDX630H | 53 | 1 | 1 | 1 | NR | 8034035052637 | 85389099 | 2DN04 | Energy | 2DN | ENERGY | 2DN16G | MCCB/CUADROS DISTR. | 2DN16G23F | CUADR DIST/ ARMARIOS | 2DN16G23F429 | COMPLEMENTI QDX
GWD3377 | SEGR HORIZ L 600xP400/600800 QDX630/1600 | 111.5 | 1 | 1 | 1 | NR | 8034035052644 | 85389099 | 2DN04 | Energy | 2DN | ENERGY | 2DN16G | MCCB/CUADROS DISTR. | 2DN16G23F | CUADR DIST/ ARMARIOS | 2DN16G23F429 | COMPLEMENTI QDX
GWD3378 | SEGR HORIZ L850xP400/625/800 QDX630/1600 | 124.5 | 1 | 1 | 1 | NR | 8034035052651 | 85389099 | 2DN04 | Energy | 2DN | ENERGY | 2DN16G | MCCB/CUADROS DISTR. | 2DN16G23F | CUADR DIST/ ARMARIOS | 2DN16G23F429 | COMPLEMENTI QDX
GWD3379 | DIV. HOR. BASE/CABEZAL 600xP600QDX1600H | 617.5 | 1 | 1 | 1 | NR | 8034035132971 | 85389099 | 2DN04 | Energy | 2DN | ENERGY | 2DN16G | MCCB/CUADROS DISTR. | 2DN16G23F | CUADR DIST/ ARMARIOS | 2DN16G23F429 | COMPLEMENTI QDX
GWD3380 | DIV. HOR. BASE/CABEZAL 600xP800QDX1600H | 634 | 1 | 1 | 1 | NR | 8034035132988 | 85389099 | 2DN04 | Energy | 2DN | ENERGY | 2DN16G | MCCB/CUADROS DISTR. | 2DN16G23F | CUADR DIST/ ARMARIOS | 2DN16G23F429 | COMPLEMENTI QDX
GWD3381 | DIV. HOR. BASE/CABEZAL 850xP600QDX1600H | 651.5 | 1 | 1 | 1 | NR | 8034035132995 | 85389099 | 2DN04 | Energy | 2DN | ENERGY | 2DN16G | MCCB/CUADROS DISTR. | 2DN16G23F | CUADR DIST/ ARMARIOS | 2DN16G23F429 | COMPLEMENTI QDX
GWD3382 | DIV. HOR. BASE/CABEZAL 850xP800QDX1600H | 666 | 1 | 1 | 1 | NR | 8034035133305 | 85389099 | 2DN04 | Energy | 2DN | ENERGY | 2DN16G | MCCB/CUADROS DISTR. | 2DN16G23F | CUADR DIST/ ARMARIOS | 2DN16G23F429 | COMPLEMENTI QDX
GWD3383 | DIVISOR HOR. L600xP800QDX1600H | 693 | 1 | 1 | 1 | NR | 8034035133312 | 85389099 | 2DN04 | Energy | 2DN | ENERGY | 2DN16G | MCCB/CUADROS DISTR. | 2DN16G23F | CUADR DIST/ ARMARIOS | 2DN16G23F429 | COMPLEMENTI QDX
GWD3384 | DIVISOR HOR. L850xP800QDX1600H | 713.5 | 1 | 1 | 1 | NR | 8034035133329 | 85389099 | 2DN04 | Energy | 2DN | ENERGY | 2DN16G | MCCB/CUADROS DISTR. | 2DN16G23F | CUADR DIST/ ARMARIOS | 2DN16G23F429 | COMPLEMENTI QDX
GWD3426 | QDX SOPORTE CANALETA VERTICAL 4Ud | 42.25 | 1 | 1 | 1 | NR | 8034035052880 | 85389099 | 2DN04 | Energy | 2DN | ENERGY | 2DN16G | MCCB/CUADROS DISTR. | 2DN16G23F | CUADR DIST/ ARMARIOS | 2DN16G23F429 | COMPLEMENTI QDX
GWD3428 | QDX SOPORTE CANALETA VERTICAL 8Ud | 59.5 | 1 | 1 | 1 | NR | 8034035052897 | 85389099 | 2DN04 | Energy | 2DN | ENERGY | 2DN16G | MCCB/CUADROS DISTR. | 2DN16G23F | CUADR DIST/ ARMARIOS | 2DN16G23F429 | COMPLEMENTI QDX
GWD3439 | N.2 LLAVE RECAMBIO TIPO YALE QDX | 17.1 | 1 | 1 | 10 | NR | 8034035108808 | 83017000 | 2DN04 | Energy | 2DN | ENERGY | 2DN16G | MCCB/CUADROS DISTR. | 2DN16G23F | CUADR DIST/ ARMARIOS | 2DN16G23F429 | COMPLEMENTI QDX
GWD3441 | GANCHOS ELEVACIÓN P200 QDX630L | 59.5 | 1 | 1 | 1 | NR | 8034035052989 | 94059900 | 2DN04 | Energy | 2DN | ENERGY | 2DN16G | MCCB/CUADROS DISTR. | 2DN16G23F | CUADR DIST/ ARMARIOS | 2DN16G23F429 | COMPLEMENTI QDX
GWD3442 | GANCHOS ELEVACIÓN P300 QDX630L | 66 | 1 | 1 | 1 | NR | 8034035052996 | 94059900 | 2DN04 | Energy | 2DN | ENERGY | 2DN16G | MCCB/CUADROS DISTR. | 2DN16G23F | CUADR DIST/ ARMARIOS | 2DN16G23F429 | COMPLEMENTI QDX
GWD3443 | GANCHOS ELEVACIÓN P250 QDX630H | 21.1 | 1 | 1 | 1 | NR | 8034035053009 | 94059900 | 2DN04 | Energy | 2DN | ENERGY | 2DN16G | MCCB/CUADROS DISTR. | 2DN16G23F | CUADR DIST/ ARMARIOS | 2DN16G23F429 | COMPLEMENTI QDX
GWD3444 | GANCHOS ELEVACIÓN P400 QDX630H | 29.05 | 1 | 1 | 1 | NR | 8034035053016 | 94059900 | 2DN04 | Energy | 2DN | ENERGY | 2DN16G | MCCB/CUADROS DISTR. | 2DN16G23F | CUADR DIST/ ARMARIOS | 2DN16G23F429 | COMPLEMENTI QDX
GWD3445 | GANCHOS ELEVACIÓN QDX1600H | 38.2 | 1 | 1 | 1 | NR | 8034035053023 | 94059900 | 2DN04 | Energy | 2DN | ENERGY | 2DN16G | MCCB/CUADROS DISTR. | 2DN16G23F | CUADR DIST/ ARMARIOS | 2DN16G23F429 | COMPLEMENTI QDX
GWD3451 | GRAPAS FIJACIÓN PARED QDX630H SUP. | 53 | 1 | 1 | 1 | NR | 8034035053030 | 94059900 | 2DN04 | Energy | 2DN | ENERGY | 2DN16G | MCCB/CUADROS DISTR. | 2DN16G23F | CUADR DIST/ ARMARIOS | 2DN16G23F429 | COMPLEMENTI QDX
GWD3452 | GRAPAS FIJACIÓN PARED QDX630L SUP. | 62 | 1 | 1 | 1 | NR | 8034035053047 | 94059900 | 2DN04 | Energy | 2DN | ENERGY | 2DN16G | MCCB/CUADROS DISTR. | 2DN16G23F | CUADR DIST/ ARMARIOS | 2DN16G23F429 | COMPLEMENTI QDX
GWD3453 | GRAPAS FIJACIÓN PARED QDX630H/L SUELO | 23.9 | 1 | 1 | 1 | NR | 8034035053054 | 94059900 | 2DN04 | Energy | 2DN | ENERGY | 2DN16G | MCCB/CUADROS DISTR. | 2DN16G23F | CUADR DIST/ ARMARIOS | 2DN16G23F429 | COMPLEMENTI QDX
GWD3454 | QDX KIT TORNILLOS AUTORROSCAN. M6x10 | 14.15 | 1 | 1 | 1 | NR | 8034035053061 | 85389099 | 2DN04 | Energy | 2DN | ENERGY | 2DN16G | MCCB/CUADROS DISTR. | 2DN16G23F | CUADR DIST/ ARMARIOS | 2DN16G23F429 | COMPLEMENTI QDX
GWD3455 | QDX KIT TORNILLOS AUTORROSCAN. M6x12 | 11.2 | 1 | 1 | 1 | NR | 8034035053078 | 85389099 | 2DN04 | Energy | 2DN | ENERGY | 2DN16G | MCCB/CUADROS DISTR. | 2DN16G23F | CUADR DIST/ ARMARIOS | 2DN16G23F429 | COMPLEMENTI QDX
GWD3457 | QDX KIT BISAGRAS PARA PANELES | 71.5 | 1 | 1 | 1 | NR | 8034035053092 | 85389099 | 2DN04 | Energy | 2DN | ENERGY | 2DN16G | MCCB/CUADROS DISTR. | 2DN16G23F | CUADR DIST/ ARMARIOS | 2DN16G23F429 | COMPLEMENTI QDX
GWD3458 | KIT BISAGRAS PARA PUERTA QDX630H SUP. | 124.5 | 1 | 1 | 1 | NR | 8034035053108 | 85389099 | 2DN04 | Energy | 2DN | ENERGY | 2DN16G | MCCB/CUADROS DISTR. | 2DN16G23F | CUADR DIST/ ARMARIOS | 2DN16G23F429 | COMPLEMENTI QDX
GWD3461 | TRAVESAÑOS HORIZONTALES L300 QDX1600H | 17.3 | 1 | 1 | 1 | NR | 8034035053115 | 72169110 | 2DN04 | Energy | 2DN | ENERGY | 2DN16G | MCCB/CUADROS DISTR. | 2DN16G23F | CUADR DIST/ ARMARIOS | 2DN16G23F429 | COMPLEMENTI QDX
GWD3462 | TRAVESAÑOS HORIZONTALES L400 QDX1600H | 18.45 | 1 | 1 | 1 | NR | 8034035053122 | 72169110 | 2DN04 | Energy | 2DN | ENERGY | 2DN16G | MCCB/CUADROS DISTR. | 2DN16G23F | CUADR DIST/ ARMARIOS | 2DN16G23F429 | COMPLEMENTI QDX
GWD3463 | TRAVESAÑOS HORIZONTALES L600 QDX1600H | 39.6 | 1 | 1 | 1 | NR | 8034035053139 | 72169110 | 2DN04 | Energy | 2DN | ENERGY | 2DN16G | MCCB/CUADROS DISTR. | 2DN16G23F | CUADR DIST/ ARMARIOS | 2DN16G23F429 | COMPLEMENTI QDX
GWD3464 | TRAVESAÑOS HORIZONTALES L850 QDX1600H | 43.65 | 1 | 1 | 1 | NR | 8034035053146 | 72169110 | 2DN04 | Energy | 2DN | ENERGY | 2DN16G | MCCB/CUADROS DISTR. | 2DN16G23F | CUADR DIST/ ARMARIOS | 2DN16G23F429 | COMPLEMENTI QDX
GWD3465 | TRAVESAÑOS LATERALES P600 QDX1600H | 36.85 | 1 | 1 | 1 | NR | 8034035053153 | 72169110 | 2DN04 | Energy | 2DN | ENERGY | 2DN16G | MCCB/CUADROS DISTR. | 2DN16G23F | CUADR DIST/ ARMARIOS | 2DN16G23F429 | COMPLEMENTI QDX
GWD3466 | TRAVESAÑOS LATERALES P800 QDX1600H | 41 | 1 | 1 | 1 | NR | 8034035053160 | 72169110 | 2DN04 | Energy | 2DN | ENERGY | 2DN16G | MCCB/CUADROS DISTR. | 2DN16G23F | CUADR DIST/ ARMARIOS | 2DN16G23F429 | COMPLEMENTI QDX
GWD3467 | TRAVESAÑOS HORIZONTALES L600 QDX630H | 50.5 | 1 | 1 | 1 | NR | 8034035078095 | 85389099 | 2DN04 | Energy | 2DN | ENERGY | 2DN16G | MCCB/CUADROS DISTR. | 2DN16G23F | CUADR DIST/ ARMARIOS | 2DN16G23F429 | COMPLEMENTI QDX
GWD3468 | TRAVESAÑOS HORIZONTALES L400 QDX630H | 84 | 1 | 1 | 1 | NR | 8034035078101 | 85389099 | 2DN04 | Energy | 2DN | ENERGY | 2DN16G | MCCB/CUADROS DISTR. | 2DN16G23F | CUADR DIST/ ARMARIOS | 2DN16G23F429 | COMPLEMENTI QDX
GWD3471 | QDX SOPORTES BORNERO HORIZONTAL | 42.25 | 1 | 1 | 1 | NR | 8034035053177 | 85389099 | 2DN04 | Energy | 2DN | ENERGY | 2DN16G | MCCB/CUADROS DISTR. | 2DN16G23F | CUADR DIST/ ARMARIOS | 2DN16G23F429 | COMPLEMENTI QDX
GWD3472 | SOPORTES BORNERO VERT P600 QDX1600H | 31.7 | 1 | 1 | 1 | NR | 8034035053184 | 94059900 | 2DN04 | Energy | 2DN | ENERGY | 2DN16G | MCCB/CUADROS DISTR. | 2DN16G23F | CUADR DIST/ ARMARIOS | 2DN16G23F429 | COMPLEMENTI QDX
GWD3473 | SOPORTES BORNERO VERT P800 QDX1600H | 34.55 | 1 | 1 | 1 | NR | 8034035053191 | 94059900 | 2DN04 | Energy | 2DN | ENERGY | 2DN16G | MCCB/CUADROS DISTR. | 2DN16G23F | CUADR DIST/ ARMARIOS | 2DN16G23F429 | COMPLEMENTI QDX
GWD3501 | KIT MSX/M160c 600x200 HORIZ FIJO | 184.5 | 1 | 1 | 1 | NR | 8034035059971 | 85389099 | 2DN04 | Energy | 2DN | ENERGY | 2DN16G | MCCB/CUADROS DISTR. | 2DN16G23F | CUADR DIST/ ARMARIOS | 2DN16G23F429 | COMPLEMENTI QDX
GWD3502 | KIT MSX/D125 600x200 HORIZ FIJO | 217.5 | 1 | 1 | 1 | NR | 8034035059988 | 85389099 | 2DN04 | Energy | 2DN | ENERGY | 2DN16G | MCCB/CUADROS DISTR. | 2DN16G23F | CUADR DIST/ ARMARIOS | 2DN16G23F429 | COMPLEMENTI QDX
GWD3503 | KIT MSX/D/M/c160-250 600x200 HORIZ FIJO | 217.5 | 1 | 1 | 1 | NR | 8034035059995 | 85389099 | 2DN04 | Energy | 2DN | ENERGY | 2DN16G | MCCB/CUADROS DISTR. | 2DN16G23F | CUADR DIST/ ARMARIOS | 2DN16G23F429 | COMPLEMENTI QDX
GWD3504 | KIT MSX/E160-250 600x200 HORIZ FIJO | 217.5 | 1 | 1 | 1 | NR | 8034035060502 | 85389099 | 2DN04 | Energy | 2DN | ENERGY | 2DN16G | MCCB/CUADROS DISTR. | 2DN16G23F | CUADR DIST/ ARMARIOS | 2DN16G23F429 | COMPLEMENTI QDX
GWD3505 | KIT MSX/E/M400-630 600x300 HORIZ FIJO | 245 | 1 | 1 | 1 | NR | 8034035060519 | 85389099 | 2DN04 | Energy | 2DN | ENERGY | 2DN16G | MCCB/CUADROS DISTR. | 2DN16G23F | CUADR DIST/ ARMARIOS | 2DN16G23F429 | COMPLEMENTI QDX
GWD3506 | KIT MSX/E/M1000 600x400 HORIZ FIJO | 329.5 | 1 | 1 | 1 | NR | 8034035060854 | 85389099 | 2DN04 | Energy | 2DN | ENERGY | 2DN16G | MCCB/CUADROS DISTR. | 2DN16G23F | CUADR DIST/ ARMARIOS | 2DN16G23F429 | COMPLEMENTI QDX
GWD3507 | KIT MSX/E/M1250 600x400 HORIZ FIJO | 329.5 | 1 | 1 | 1 | NR | 8034035060861 | 85389099 | 2DN04 | Energy | 2DN | ENERGY | 2DN16G | MCCB/CUADROS DISTR. | 2DN16G23F | CUADR DIST/ ARMARIOS | 2DN16G23F429 | COMPLEMENTI QDX
GWD3508 | KIT MSX/E/M1600 600x400 HORIZ FIJO | 329.5 | 1 | 1 | 1 | NR | 8034035060878 | 85389099 | 2DN04 | Energy | 2DN | ENERGY | 2DN16G | MCCB/CUADROS DISTR. | 2DN16G23F | CUADR DIST/ ARMARIOS | 2DN16G23F429 | COMPLEMENTI QDX
GWD3509 | KIT MSX/M160c 850x200 HORIZ FIJO | 236 | 1 | 1 | 1 | NR | 8034035060526 | 85389099 | 2DN04 | Energy | 2DN | ENERGY | 2DN16G | MCCB/CUADROS DISTR. | 2DN16G23F | CUADR DIST/ ARMARIOS | 2DN16G23F429 | COMPLEMENTI QDX
GWD3510 | KIT MSX/D125 850x200 HORIZ FIJO | 236 | 1 | 1 | 1 | NR | 8034035060533 | 85389099 | 2DN04 | Energy | 2DN | ENERGY | 2DN16G | MCCB/CUADROS DISTR. | 2DN16G23F | CUADR DIST/ ARMARIOS | 2DN16G23F429 | COMPLEMENTI QDX
GWD3511 | KIT MSX/D/M/c160-250 850x200 HORIZ FIJO | 236 | 1 | 1 | 1 | NR | 8034035060540 | 85389099 | 2DN04 | Energy | 2DN | ENERGY | 2DN16G | MCCB/CUADROS DISTR. | 2DN16G23F | CUADR DIST/ ARMARIOS | 2DN16G23F429 | COMPLEMENTI QDX
GWD3512 | KIT MSX/E160-250 850x200 HORIZ FIJO | 236 | 1 | 1 | 1 | NR | 8034035060557 | 85389099 | 2DN04 | Energy | 2DN | ENERGY | 2DN16G | MCCB/CUADROS DISTR. | 2DN16G23F | CUADR DIST/ ARMARIOS | 2DN16G23F429 | COMPLEMENTI QDX
GWD3513 | KIT MSX/E/M400-630 850x300 HORIZ FIJO | 263.5 | 1 | 1 | 1 | NR | 8034035060564 | 85389099 | 2DN04 | Energy | 2DN | ENERGY | 2DN16G | MCCB/CUADROS DISTR. | 2DN16G23F | CUADR DIST/ ARMARIOS | 2DN16G23F429 | COMPLEMENTI QDX
GWD3514 | KIT MSX/E/M1000 850x400 HORIZ FIJO | 350.5 | 1 | 1 | 1 | NR | 8034035060885 | 85389099 | 2DN04 | Energy | 2DN | ENERGY | 2DN16G | MCCB/CUADROS DISTR. | 2DN16G23F | CUADR DIST/ ARMARIOS | 2DN16G23F429 | COMPLEMENTI QDX
GWD3515 | KIT MSX/E/M1250 850x400 HORIZ FIJO | 350.5 | 1 | 1 | 1 | NR | 8034035060892 | 85389099 | 2DN04 | Energy | 2DN | ENERGY | 2DN16G | MCCB/CUADROS DISTR. | 2DN16G23F | CUADR DIST/ ARMARIOS | 2DN16G23F429 | COMPLEMENTI QDX
GWD3516 | KIT MSX/E/M1600 850x400 HORIZ FIJO | 350.5 | 1 | 1 | 1 | NR | 8034035060908 | 85389099 | 2DN04 | Energy | 2DN | ENERGY | 2DN16G | MCCB/CUADROS DISTR. | 2DN16G23F | CUADR DIST/ ARMARIOS | 2DN16G23F429 | COMPLEMENTI QDX
GWD3517 | KIT MSX/D/M/c160-250 600x300 VERT FIJO | 250.5 | 1 | 1 | 1 | NR | 8034035060571 | 85389099 | 2DN04 | Energy | 2DN | ENERGY | 2DN16G | MCCB/CUADROS DISTR. | 2DN16G23F | CUADR DIST/ ARMARIOS | 2DN16G23F429 | COMPLEMENTI QDX
GWD3518 | KIT MSX/E160-250 600x300 VERT FIJO | 250.5 | 1 | 1 | 1 | NR | 8034035060588 | 85389099 | 2DN04 | Energy | 2DN | ENERGY | 2DN16G | MCCB/CUADROS DISTR. | 2DN16G23F | CUADR DIST/ ARMARIOS | 2DN16G23F429 | COMPLEMENTI QDX
GWD3519 | KIT MSX/E/M400-630 600x500 VERT FIJO | 329.5 | 1 | 1 | 1 | NR | 8034035060595 | 85389099 | 2DN04 | Energy | 2DN | ENERGY | 2DN16G | MCCB/CUADROS DISTR. | 2DN16G23F | CUADR DIST/ ARMARIOS | 2DN16G23F429 | COMPLEMENTI QDX
GWD3520 | KIT MSX/E/M1000 600x600 VERT FIJO | 526.5 | 1 | 1 | 1 | NR | 8034035060915 | 85389099 | 2DN04 | Energy | 2DN | ENERGY | 2DN16G | MCCB/CUADROS DISTR. | 2DN16G23F | CUADR DIST/ ARMARIOS | 2DN16G23F429 | COMPLEMENTI QDX
GWD3521 | KIT MSX/E/M1250 600x700 VERT FIJO | 526.5 | 1 | 1 | 1 | NR | 8034035060922 | 85389099 | 2DN04 | Energy | 2DN | ENERGY | 2DN16G | MCCB/CUADROS DISTR. | 2DN16G23F | CUADR DIST/ ARMARIOS | 2DN16G23F429 | COMPLEMENTI QDX
GWD3522 | KIT MSX/E/M1600 600x700 VERT FIJO | 526.5 | 1 | 1 | 1 | NR | 8034035060939 | 85389099 | 2DN04 | Energy | 2DN | ENERGY | 2DN16G | MCCB/CUADROS DISTR. | 2DN16G23F | CUADR DIST/ ARMARIOS | 2DN16G23F429 | COMPLEMENTI QDX
GWD3523 | KIT MSX/D/M/c160-250 850x300 VERT FIJO | 283.5 | 1 | 1 | 1 | NR | 8034035060601 | 85389099 | 2DN04 | Energy | 2DN | ENERGY | 2DN16G | MCCB/CUADROS DISTR. | 2DN16G23F | CUADR DIST/ ARMARIOS | 2DN16G23F429 | COMPLEMENTI QDX
GWD3524 | KIT MSX/E160-250 850x300 VERT FIJO | 283.5 | 1 | 1 | 1 | NR | 8034035060618 | 85389099 | 2DN04 | Energy | 2DN | ENERGY | 2DN16G | MCCB/CUADROS DISTR. | 2DN16G23F | CUADR DIST/ ARMARIOS | 2DN16G23F429 | COMPLEMENTI QDX
GWD3525 | KIT MSX/E/M400-630 850x500 VERT FIJO | 362.5 | 1 | 1 | 1 | NR | 8034035060625 | 85389099 | 2DN04 | Energy | 2DN | ENERGY | 2DN16G | MCCB/CUADROS DISTR. | 2DN16G23F | CUADR DIST/ ARMARIOS | 2DN16G23F429 | COMPLEMENTI QDX
GWD3526 | KIT MSX/E/M1000 850x600 VERT FIJO | 559.5 | 1 | 1 | 1 | NR | 8034035060946 | 85389099 | 2DN04 | Energy | 2DN | ENERGY | 2DN16G | MCCB/CUADROS DISTR. | 2DN16G23F | CUADR DIST/ ARMARIOS | 2DN16G23F429 | COMPLEMENTI QDX
GWD3527 | KIT MSX/E/M1250 850x700 VERT FIJO | 559.5 | 1 | 1 | 1 | NR | 8034035060953 | 85389099 | 2DN04 | Energy | 2DN | ENERGY | 2DN16G | MCCB/CUADROS DISTR. | 2DN16G23F | CUADR DIST/ ARMARIOS | 2DN16G23F429 | COMPLEMENTI QDX
GWD3528 | KIT MSX/E/M1600 850x700 VERT FIJO | 559.5 | 1 | 1 | 1 | NR | 8034035060960 | 85389099 | 2DN04 | Energy | 2DN | ENERGY | 2DN16G | MCCB/CUADROS DISTR. | 2DN16G23F | CUADR DIST/ ARMARIOS | 2DN16G23F429 | COMPLEMENTI QDX
GWD3531 | KIT MSX/M160c 600x200 HORIZ FIJO MRD | 217.5 | 1 | 1 | 1 | NR | 8034035060632 | 85389099 | 2DN04 | Energy | 2DN | ENERGY | 2DN16G | MCCB/CUADROS DISTR. | 2DN16G23F | CUADR DIST/ ARMARIOS | 2DN16G23F429 | COMPLEMENTI QDX
GWD3532 | KIT MSX/M250c 600x200 HORIZ FIJO MRD | 217.5 | 1 | 1 | 1 | NR | 8034035060649 | 85389099 | 2DN04 | Energy | 2DN | ENERGY | 2DN16G | MCCB/CUADROS DISTR. | 2DN16G23F | CUADR DIST/ ARMARIOS | 2DN16G23F429 | COMPLEMENTI QDX
GWD3533 | KIT MSX/D125 600x200 HORIZ FIJO MRD | 217.5 | 1 | 1 | 1 | NR | 8034035060656 | 85389099 | 2DN04 | Energy | 2DN | ENERGY | 2DN16G | MCCB/CUADROS DISTR. | 2DN16G23F | CUADR DIST/ ARMARIOS | 2DN16G23F429 | COMPLEMENTI QDX
GWD3534 | KIT MSX/D160-250 600x200 HORIZ FIJO MRD | 217.5 | 1 | 1 | 1 | NR | 8034035060663 | 85389099 | 2DN04 | Energy | 2DN | ENERGY | 2DN16G | MCCB/CUADROS DISTR. | 2DN16G23F | CUADR DIST/ ARMARIOS | 2DN16G23F429 | COMPLEMENTI QDX
GWD3535 | KIT MSXE160-250 600x200 HORIZ FIJO MRD | 217.5 | 1 | 1 | 1 | NR | 8034035060670 | 85389099 | 2DN04 | Energy | 2DN | ENERGY | 2DN16G | MCCB/CUADROS DISTR. | 2DN16G23F | CUADR DIST/ ARMARIOS | 2DN16G23F429 | COMPLEMENTI QDX
GWD3536 | KIT MSX/E/M400-630 600x300 HOR FIJO MRD | 250.5 | 1 | 1 | 1 | NR | 8034035060687 | 85389099 | 2DN04 | Energy | 2DN | ENERGY | 2DN16G | MCCB/CUADROS DISTR. | 2DN16G23F | CUADR DIST/ ARMARIOS | 2DN16G23F429 | COMPLEMENTI QDX
GWD3537 | KIT MSX/E/M1000 600x400 HORIZ FIJO MRD | 336 | 1 | 1 | 1 | NR | 8034035060977 | 85389099 | 2DN04 | Energy | 2DN | ENERGY | 2DN16G | MCCB/CUADROS DISTR. | 2DN16G23F | CUADR DIST/ ARMARIOS | 2DN16G23F429 | COMPLEMENTI QDX
GWD3538 | KIT MSX/E/M1250 600x400 HORIZ FIJO MRD | 336 | 1 | 1 | 1 | NR | 8034035060984 | 85389099 | 2DN04 | Energy | 2DN | ENERGY | 2DN16G | MCCB/CUADROS DISTR. | 2DN16G23F | CUADR DIST/ ARMARIOS | 2DN16G23F429 | COMPLEMENTI QDX
GWD3539 | KIT MSX/E/M1600 600x700 VERT FISSO MRD | 336 | 1 | 1 | 1 | NR | 8034035060991 | 85389099 | 2DN04 | Energy | 2DN | ENERGY | 2DN16G | MCCB/CUADROS DISTR. | 2DN16G23F | CUADR DIST/ ARMARIOS | 2DN16G23F429 | COMPLEMENTI QDX
GWD3541 | KIT MSX/D125 600x200 HORIZ FIJO CM | 217.5 | 1 | 1 | 1 | NR | 8034035060694 | 85389099 | 2DN04 | Energy | 2DN | ENERGY | 2DN16G | MCCB/CUADROS DISTR. | 2DN16G23F | CUADR DIST/ ARMARIOS | 2DN16G23F429 | COMPLEMENTI QDX
GWD3542 | KIT MSX/D/M/c160-250 600x200 HOR FIJO CM | 217.5 | 1 | 1 | 1 | NR | 8034035060700 | 85389099 | 2DN04 | Energy | 2DN | ENERGY | 2DN16G | MCCB/CUADROS DISTR. | 2DN16G23F | CUADR DIST/ ARMARIOS | 2DN16G23F429 | COMPLEMENTI QDX
GWD3543 | KIT MSX/E160-250 600x200 HORIZ FIJO CM | 217.5 | 1 | 1 | 1 | NR | 8034035060717 | 85389099 | 2DN04 | Energy | 2DN | ENERGY | 2DN16G | MCCB/CUADROS DISTR. | 2DN16G23F | CUADR DIST/ ARMARIOS | 2DN16G23F429 | COMPLEMENTI QDX
GWD3544 | KIT MSX/E/M400-630 600x300 HORIZ FIJO CM | 250.5 | 1 | 1 | 1 | NR | 8034035060724 | 85389099 | 2DN04 | Energy | 2DN | ENERGY | 2DN16G | MCCB/CUADROS DISTR. | 2DN16G23F | CUADR DIST/ ARMARIOS | 2DN16G23F429 | COMPLEMENTI QDX
GWD3545 | KIT MSX/E/M1000 600x400 HORIZ FIJO CM | 336 | 1 | 1 | 1 | NR | 8034035061004 | 85389099 | 2DN04 | Energy | 2DN | ENERGY | 2DN16G | MCCB/CUADROS DISTR. | 2DN16G23F | CUADR DIST/ ARMARIOS | 2DN16G23F429 | COMPLEMENTI QDX
GWD3546 | KIT MSX/E/M1250 600x400 HORIZ FIJO CM | 336 | 1 | 1 | 1 | NR | 8034035061011 | 85389099 | 2DN04 | Energy | 2DN | ENERGY | 2DN16G | MCCB/CUADROS DISTR. | 2DN16G23F | CUADR DIST/ ARMARIOS | 2DN16G23F429 | COMPLEMENTI QDX
GWD3547 | KIT MSX/E/M1600 600x700 VERT FIJO CM | 336 | 1 | 1 | 1 | NR | 8034035061028 | 85389099 | 2DN04 | Energy | 2DN | ENERGY | 2DN16G | MCCB/CUADROS DISTR. | 2DN16G23F | CUADR DIST/ ARMARIOS | 2DN16G23F429 | COMPLEMENTI QDX
GWD3551 | KIT MSS250 600x300 HORIZ/VERT | 296.5 | 1 | 1 | 1 | NR | 8034035060731 | 85389099 | 2DN04 | Energy | 2DN | ENERGY | 2DN16G | MCCB/CUADROS DISTR. | 2DN16G23F | CUADR DIST/ ARMARIOS | 2DN16G23F429 | COMPLEMENTI QDX
GWD3552 | KIT MSS250 850x300 HORIZ/VERT | 316.5 | 1 | 1 | 1 | NR | 8034035060755 | 85389099 | 2DN04 | Energy | 2DN | ENERGY | 2DN16G | MCCB/CUADROS DISTR. | 2DN16G23F | CUADR DIST/ ARMARIOS | 2DN16G23F429 | COMPLEMENTI QDX
GWD3553 | KIT MSS630 600x400 HORIZ/VERT | 350.5 | 1 | 1 | 1 | NR | 8034035060748 | 85389099 | 2DN04 | Energy | 2DN | ENERGY | 2DN16G | MCCB/CUADROS DISTR. | 2DN16G23F | CUADR DIST/ ARMARIOS | 2DN16G23F429 | COMPLEMENTI QDX
GWD3554 | KIT MSS630 850x400 HORIZ/VERT | 375 | 1 | 1 | 1 | NR | 8034035060762 | 85389099 | 2DN04 | Energy | 2DN | ENERGY | 2DN16G | MCCB/CUADROS DISTR. | 2DN16G23F | CUADR DIST/ ARMARIOS | 2DN16G23F429 | COMPLEMENTI QDX
GWD3605 | QDX 630L PARED PUERTA VIDRIO 600X1000 Ni | 348 | 1 | 1 | 1 | NR | 8034035142130 | 85389099 | 2DN04 | Energy | 2DN | ENERGY | 2DN16G | MCCB/CUADROS DISTR. | 2DN16G23F | CUADR DIST/ ARMARIOS | 2DN16G23F422 | DISTR.BOAR. QDX IP40
GWD3606 | QDX 630L PARED PUERTA VIDRIO 600X1200 Ni | 401 | 1 | 1 | 1 | NR | 8034035142147 | 85389099 | 2DN04 | Energy | 2DN | ENERGY | 2DN16G | MCCB/CUADROS DISTR. | 2DN16G23F | CUADR DIST/ ARMARIOS | 2DN16G23F422 | DISTR.BOAR. QDX IP40
GWD3607 | QDX 630L PARED PUERTA VIDRIO 850X1000 Ni | 416 | 1 | 1 | 1 | NR | 8034035142154 | 85389099 | 2DN04 | Energy | 2DN | ENERGY | 2DN16G | MCCB/CUADROS DISTR. | 2DN16G23F | CUADR DIST/ ARMARIOS | 2DN16G23F422 | DISTR.BOAR. QDX IP40
GWD3608 | QDX 630L PARED PUERTA VIDRIO 850X1200 Ni | 484 | 1 | 1 | 1 | NR | 8034035142161 | 85389099 | 2DN04 | Energy | 2DN | ENERGY | 2DN16G | MCCB/CUADROS DISTR. | 2DN16G23F | CUADR DIST/ ARMARIOS | 2DN16G23F422 | DISTR.BOAR. QDX IP40
GWD3609 | QDX 630L PARED PUERTA CIEGA 600X1000 Ni | 312 | 1 | 1 | 1 | NR | 8034035142178 | 85389099 | 2DN04 | Energy | 2DN | ENERGY | 2DN16G | MCCB/CUADROS DISTR. | 2DN16G23F | CUADR DIST/ ARMARIOS | 2DN16G23F422 | DISTR.BOAR. QDX IP40
GWD3610 | QDX 630L PARED PUERTA CIEGA 600X1200 Ni | 363.5 | 1 | 1 | 1 | NR | 8034035142185 | 85389099 | 2DN04 | Energy | 2DN | ENERGY | 2DN16G | MCCB/CUADROS DISTR. | 2DN16G23F | CUADR DIST/ ARMARIOS | 2DN16G23F422 | DISTR.BOAR. QDX IP40
GWD3611 | QDX 630L PARED PUERTA CIEGA 850X1000 Ni | 387.5 | 1 | 1 | 1 | NR | 8034035142192 | 85389099 | 2DN04 | Energy | 2DN | ENERGY | 2DN16G | MCCB/CUADROS DISTR. | 2DN16G23F | CUADR DIST/ ARMARIOS | 2DN16G23F422 | DISTR.BOAR. QDX IP40
GWD3612 | QDX 630L PARED PUERTA CIEGA 850X1200 Ni | 419.5 | 1 | 1 | 1 | NR | 8034035142208 | 85389099 | 2DN04 | Energy | 2DN | ENERGY | 2DN16G | MCCB/CUADROS DISTR. | 2DN16G23F | CUADR DIST/ ARMARIOS | 2DN16G23F422 | DISTR.BOAR. QDX IP40
GWD3613 | QDX 630L PARED PUERTA CIEGA 300X1000 Ni | 185.5 | 1 | 1 | 1 | NR | 8034035142215 | 85389099 | 2DN04 | Energy | 2DN | ENERGY | 2DN16G | MCCB/CUADROS DISTR. | 2DN16G23F | CUADR DIST/ ARMARIOS | 2DN16G23F422 | DISTR.BOAR. QDX IP40
GWD3614 | QDX 630L PARED PUERTA CIEGA 300X1200 Ni | 225.5 | 1 | 1 | 1 | NR | 8034035142222 | 85389099 | 2DN04 | Energy | 2DN | ENERGY | 2DN16G | MCCB/CUADROS DISTR. | 2DN16G23F | CUADR DIST/ ARMARIOS | 2DN16G23F422 | DISTR.BOAR. QDX IP40
GWD3615 | QDX 630L SUELO BASE CABECERA 600X200 GR | 200 | 1 | 1 | 1 | NR | 8034035142239 | 85389099 | 2DN04 | Energy | 2DN | ENERGY | 2DN16G | MCCB/CUADROS DISTR. | 2DN16G23F | CUADR DIST/ ARMARIOS | 2DN16G23F422 | DISTR.BOAR. QDX IP40
GWD3616 | QDX 630L SUELO BASE CABECERA 600X300 GR | 401 | 1 | 1 | 1 | NR | 8034035142246 | 85389099 | 2DN04 | Energy | 2DN | ENERGY | 2DN16G | MCCB/CUADROS DISTR. | 2DN16G23F | CUADR DIST/ ARMARIOS | 2DN16G23F422 | DISTR.BOAR. QDX IP40
GWD3617 | QDX 630L SUELO BASE CABECERA 850X200 GR | 306 | 1 | 1 | 1 | NR | 8034035142253 | 85389099 | 2DN04 | Energy | 2DN | ENERGY | 2DN16G | MCCB/CUADROS DISTR. | 2DN16G23F | CUADR DIST/ ARMARIOS | 2DN16G23F422 | DISTR.BOAR. QDX IP40
GWD3618 | QDX 630L SUELO BASE CABECERA 850X300 GR | 558.5 | 1 | 1 | 1 | NR | 8034035142260 | 85389099 | 2DN04 | Energy | 2DN | ENERGY | 2DN16G | MCCB/CUADROS DISTR. | 2DN16G23F | CUADR DIST/ ARMARIOS | 2DN16G23F422 | DISTR.BOAR. QDX IP40
GWD3619 | QDX 630L SUELO BASE CABECERA 400X200 GR | 188.5 | 1 | 1 | 1 | NR | 8034035142277 | 85389099 | 2DN04 | Energy | 2DN | ENERGY | 2DN16G | MCCB/CUADROS DISTR. | 2DN16G23F | CUADR DIST/ ARMARIOS | 2DN16G23F422 | DISTR.BOAR. QDX IP40
GWD3620 | QDX 630L SUELO BASE CABECERA 400X300 GR | 306 | 1 | 1 | 1 | NR | 8034035142284 | 85389099 | 2DN04 | Energy | 2DN | ENERGY | 2DN16G | MCCB/CUADROS DISTR. | 2DN16G23F | CUADR DIST/ ARMARIOS | 2DN16G23F422 | DISTR.BOAR. QDX IP40
GWD3627 | QDX 630L SUELO PUERTA VIDRIO 600X1600 Ni | 548 | 1 | 1 | 1 | NR | 8034035142352 | 85389099 | 2DN04 | Energy | 2DN | ENERGY | 2DN16G | MCCB/CUADROS DISTR. | 2DN16G23F | CUADR DIST/ ARMARIOS | 2DN16G23F422 | DISTR.BOAR. QDX IP40
GWD3628 | QDX 630L SUELO PUERTA VIDRIO 600X1800 Ni | 590.5 | 1 | 1 | 1 | NR | 8034035142369 | 85389099 | 2DN04 | Energy | 2DN | ENERGY | 2DN16G | MCCB/CUADROS DISTR. | 2DN16G23F | CUADR DIST/ ARMARIOS | 2DN16G23F422 | DISTR.BOAR. QDX IP40
GWD3629 | QDX 630L SUELO PUERTA VIDRIO 600X2000 Ni | 643 | 1 | 1 | 1 | NR | 8034035142376 | 85389099 | 2DN04 | Energy | 2DN | ENERGY | 2DN16G | MCCB/CUADROS DISTR. | 2DN16G23F | CUADR DIST/ ARMARIOS | 2DN16G23F422 | DISTR.BOAR. QDX IP40
GWD3630 | QDX 630L SUELO PUERTA VIDRIO 850X1600 Ni | 632.5 | 1 | 1 | 1 | NR | 8034035142383 | 85389099 | 2DN04 | Energy | 2DN | ENERGY | 2DN16G | MCCB/CUADROS DISTR. | 2DN16G23F | CUADR DIST/ ARMARIOS | 2DN16G23F422 | DISTR.BOAR. QDX IP40
GWD3631 | QDX 630L SUELO PUERTA VIDRIO 850X1800 Ni | 664.5 | 1 | 1 | 1 | NR | 8034035142390 | 85389099 | 2DN04 | Energy | 2DN | ENERGY | 2DN16G | MCCB/CUADROS DISTR. | 2DN16G23F | CUADR DIST/ ARMARIOS | 2DN16G23F422 | DISTR.BOAR. QDX IP40
GWD3632 | QDX 630L SUELO PUERTA VIDRIO 850X2000 Ni | 737.5 | 1 | 1 | 1 | NR | 8034035142406 | 85389099 | 2DN04 | Energy | 2DN | ENERGY | 2DN16G | MCCB/CUADROS DISTR. | 2DN16G23F | CUADR DIST/ ARMARIOS | 2DN16G23F422 | DISTR.BOAR. QDX IP40
GWD3633 | QDX 630L SUELO PUERTA CIEGA 600X1600 Ni | 459.5 | 1 | 1 | 1 | NR | 8034035142413 | 85389099 | 2DN04 | Energy | 2DN | ENERGY | 2DN16G | MCCB/CUADROS DISTR. | 2DN16G23F | CUADR DIST/ ARMARIOS | 2DN16G23F422 | DISTR.BOAR. QDX IP40
GWD3634 | QDX 630L SUELO PUERTA CIEGA 600X1800 Ni | 500.5 | 1 | 1 | 1 | NR | 8034035142420 | 85389099 | 2DN04 | Energy | 2DN | ENERGY | 2DN16G | MCCB/CUADROS DISTR. | 2DN16G23F | CUADR DIST/ ARMARIOS | 2DN16G23F422 | DISTR.BOAR. QDX IP40
GWD3635 | QDX 630L SUELO PUERTA CIEGA 600X2000 Ni | 648 | 1 | 1 | 1 | NR | 8034035142437 | 85389099 | 2DN04 | Energy | 2DN | ENERGY | 2DN16G | MCCB/CUADROS DISTR. | 2DN16G23F | CUADR DIST/ ARMARIOS | 2DN16G23F422 | DISTR.BOAR. QDX IP40
GWD3636 | QDX 630L SUELO PUERTA CIEGA 850X1600 Ni | 535.5 | 1 | 1 | 1 | NR | 8034035142444 | 85389099 | 2DN04 | Energy | 2DN | ENERGY | 2DN16G | MCCB/CUADROS DISTR. | 2DN16G23F | CUADR DIST/ ARMARIOS | 2DN16G23F422 | DISTR.BOAR. QDX IP40
GWD3637 | QDX 630L SUELO PUERTA CIEGA 850X1800 Ni | 576 | 1 | 1 | 1 | NR | 8034035142451 | 85389099 | 2DN04 | Energy | 2DN | ENERGY | 2DN16G | MCCB/CUADROS DISTR. | 2DN16G23F | CUADR DIST/ ARMARIOS | 2DN16G23F422 | DISTR.BOAR. QDX IP40
GWD3638 | QDX 630L SUELO PUERTA CIEGA 850X2000 Ni | 625.5 | 1 | 1 | 1 | NR | 8034035142468 | 85389099 | 2DN04 | Energy | 2DN | ENERGY | 2DN16G | MCCB/CUADROS DISTR. | 2DN16G23F | CUADR DIST/ ARMARIOS | 2DN16G23F422 | DISTR.BOAR. QDX IP40
GWD3639 | QDX 630L SUELO PUERTA CIEGA 400X1600 Ni | 351.5 | 1 | 1 | 1 | NR | 8034035142475 | 85389099 | 2DN04 | Energy | 2DN | ENERGY | 2DN16G | MCCB/CUADROS DISTR. | 2DN16G23F | CUADR DIST/ ARMARIOS | 2DN16G23F422 | DISTR.BOAR. QDX IP40
GWD3640 | QDX 630L SUELO PUERTA CIEGA 400X1800 Ni | 406 | 1 | 1 | 1 | NR | 8034035142482 | 85389099 | 2DN04 | Energy | 2DN | ENERGY | 2DN16G | MCCB/CUADROS DISTR. | 2DN16G23F | CUADR DIST/ ARMARIOS | 2DN16G23F422 | DISTR.BOAR. QDX IP40
GWD3641 | QDX 630L SUELO PUERTA CIEGA 400X2000 Ni | 426.5 | 1 | 1 | 1 | NR | 8034035142499 | 85389099 | 2DN04 | Energy | 2DN | ENERGY | 2DN16G | MCCB/CUADROS DISTR. | 2DN16G23F | CUADR DIST/ ARMARIOS | 2DN16G23F422 | DISTR.BOAR. QDX IP40
GWD3651 | QDX 630H PARED PUERTA VIDRIO 600X1000 Ni | 553 | 1 | 1 | 1 | NR | 8034035142598 | 85389099 | 2DN04 | Energy | 2DN | ENERGY | 2DN16G | MCCB/CUADROS DISTR. | 2DN16G23F | CUADR DIST/ ARMARIOS | 2DN16G23F424 | DISTR.BOAR. QDX IP55
GWD3652 | QDX 630H PARED PUERTA VIDRIO 600X1200 Ni | 595.5 | 1 | 1 | 1 | NR | 8034035142604 | 85389099 | 2DN04 | Energy | 2DN | ENERGY | 2DN16G | MCCB/CUADROS DISTR. | 2DN16G23F | CUADR DIST/ ARMARIOS | 2DN16G23F424 | DISTR.BOAR. QDX IP55
GWD3653 | QDX 630H PARED PUERTA VIDRIO 850X1000 Ni | 692.5 | 1 | 1 | 1 | NR | 8034035142611 | 85389099 | 2DN04 | Energy | 2DN | ENERGY | 2DN16G | MCCB/CUADROS DISTR. | 2DN16G23F | CUADR DIST/ ARMARIOS | 2DN16G23F424 | DISTR.BOAR. QDX IP55
GWD3654 | QDX 630H PARED PUERTA VIDRIO 850X1200 Ni | 739.5 | 1 | 1 | 1 | NR | 8034035142628 | 85389099 | 2DN04 | Energy | 2DN | ENERGY | 2DN16G | MCCB/CUADROS DISTR. | 2DN16G23F | CUADR DIST/ ARMARIOS | 2DN16G23F424 | DISTR.BOAR. QDX IP55
GWD3655 | QDX 630H PARED PUERTA CIEGA 600X1000 Ni | 415 | 1 | 1 | 1 | NR | 8034035142635 | 85389099 | 2DN04 | Energy | 2DN | ENERGY | 2DN16G | MCCB/CUADROS DISTR. | 2DN16G23F | CUADR DIST/ ARMARIOS | 2DN16G23F424 | DISTR.BOAR. QDX IP55
GWD3656 | QDX 630H PARED PUERTA CIEGA 600X1200 Ni | 447 | 1 | 1 | 1 | NR | 8034035142642 | 85389099 | 2DN04 | Energy | 2DN | ENERGY | 2DN16G | MCCB/CUADROS DISTR. | 2DN16G23F | CUADR DIST/ ARMARIOS | 2DN16G23F424 | DISTR.BOAR. QDX IP55
GWD3657 | QDX 630H PARED PUERTA CIEGA 850X1000 Ni | 518 | 1 | 1 | 1 | NR | 8034035142659 | 85389099 | 2DN04 | Energy | 2DN | ENERGY | 2DN16G | MCCB/CUADROS DISTR. | 2DN16G23F | CUADR DIST/ ARMARIOS | 2DN16G23F424 | DISTR.BOAR. QDX IP55
GWD3658 | QDX 630H PARED PUERTA CIEGA 850X1200 Ni | 554.5 | 1 | 1 | 1 | NR | 8034035142666 | 85389099 | 2DN04 | Energy | 2DN | ENERGY | 2DN16G | MCCB/CUADROS DISTR. | 2DN16G23F | CUADR DIST/ ARMARIOS | 2DN16G23F424 | DISTR.BOAR. QDX IP55
GWD3659 | QDX 630H SUELO BASE CABECERA 600X250 GR | 721 | 1 | 1 | 1 | NR | 8034035142673 | 85389099 | 2DN04 | Energy | 2DN | ENERGY | 2DN16G | MCCB/CUADROS DISTR. | 2DN16G23F | CUADR DIST/ ARMARIOS | 2DN16G23F424 | DISTR.BOAR. QDX IP55
GWD3660 | QDX 630H SUELO BASE CABECERA 600X400 GR | 968.5 | 1 | 1 | 1 | NR | 8034035142680 | 85389099 | 2DN04 | Energy | 2DN | ENERGY | 2DN16G | MCCB/CUADROS DISTR. | 2DN16G23F | CUADR DIST/ ARMARIOS | 2DN16G23F424 | DISTR.BOAR. QDX IP55
GWD3661 | QDX 1600H SUELO BASE CABECERA 600X600 GR | 1607.5 | 1 | 1 | 1 | NR | 8034035142697 | 85389099 | 2DN04 | Energy | 2DN | ENERGY | 2DN16G | MCCB/CUADROS DISTR. | 2DN16G23F | CUADR DIST/ ARMARIOS | 2DN16G23F426 | DISTR. ENCLOSUR. QDX
GWD3662 | QDX 1600H SUELO BASE CABECERA 600X800 GR | 1854.5 | 1 | 1 | 1 | NR | 8034035142703 | 85389099 | 2DN04 | Energy | 2DN | ENERGY | 2DN16G | MCCB/CUADROS DISTR. | 2DN16G23F | CUADR DIST/ ARMARIOS | 2DN16G23F426 | DISTR. ENCLOSUR. QDX
GWD3663 | QDX 630H SUELO BASE CAB. 600+300X250 GR | 940.5 | 1 | 1 | 1 | NR | 8034035142710 | 85389099 | 2DN04 | Energy | 2DN | ENERGY | 2DN16G | MCCB/CUADROS DISTR. | 2DN16G23F | CUADR DIST/ ARMARIOS | 2DN16G23F424 | DISTR.BOAR. QDX IP55
GWD3664 | QDX 630H SUELO BASE CAB. 600+300X400 GR | 1185 | 1 | 1 | 1 | NR | 8034035142727 | 85389099 | 2DN04 | Energy | 2DN | ENERGY | 2DN16G | MCCB/CUADROS DISTR. | 2DN16G23F | CUADR DIST/ ARMARIOS | 2DN16G23F424 | DISTR.BOAR. QDX IP55
GWD3665 | QDX 1600H SUELO BASE CAB. 600+300X600 GR | 1957.5 | 1 | 1 | 1 | NR | 8034035142734 | 85389099 | 2DN04 | Energy | 2DN | ENERGY | 2DN16G | MCCB/CUADROS DISTR. | 2DN16G23F | CUADR DIST/ ARMARIOS | 2DN16G23F426 | DISTR. ENCLOSUR. QDX
GWD3666 | QDX 1600H SUELO BASE CAB. 600+300X800 GR | 2256 | 1 | 1 | 1 | NR | 8034035142741 | 85389099 | 2DN04 | Energy | 2DN | ENERGY | 2DN16G | MCCB/CUADROS DISTR. | 2DN16G23F | CUADR DIST/ ARMARIOS | 2DN16G23F426 | DISTR. ENCLOSUR. QDX
GWD3667 | QDX 630H SUELO BASE CABECERA 850X250 GR | 901.5 | 1 | 1 | 1 | NR | 8034035142758 | 85389099 | 2DN04 | Energy | 2DN | ENERGY | 2DN16G | MCCB/CUADROS DISTR. | 2DN16G23F | CUADR DIST/ ARMARIOS | 2DN16G23F424 | DISTR.BOAR. QDX IP55
GWD3668 | QDX 630H SUELO BASE CABECERA 850X400 GR | 1153.5 | 1 | 1 | 1 | NR | 8034035142765 | 85389099 | 2DN04 | Energy | 2DN | ENERGY | 2DN16G | MCCB/CUADROS DISTR. | 2DN16G23F | CUADR DIST/ ARMARIOS | 2DN16G23F424 | DISTR.BOAR. QDX IP55
GWD3669 | QDX 1600H SUELO BASE CABECERA 850X600 GR | 1916.5 | 1 | 1 | 1 | NR | 8034035142772 | 85389099 | 2DN04 | Energy | 2DN | ENERGY | 2DN16G | MCCB/CUADROS DISTR. | 2DN16G23F | CUADR DIST/ ARMARIOS | 2DN16G23F426 | DISTR. ENCLOSUR. QDX
GWD3670 | QDX 1600H SUELO BASE CABECERA 850X800 GR | 2194 | 1 | 1 | 1 | NR | 8034035142789 | 85389099 | 2DN04 | Energy | 2DN | ENERGY | 2DN16G | MCCB/CUADROS DISTR. | 2DN16G23F | CUADR DIST/ ARMARIOS | 2DN16G23F426 | DISTR. ENCLOSUR. QDX
GWD3671 | QDX 630H SUELO BASE CABECERA 400X250 GR | 609 | 1 | 1 | 1 | NR | 8034035142796 | 85389099 | 2DN04 | Energy | 2DN | ENERGY | 2DN16G | MCCB/CUADROS DISTR. | 2DN16G23F | CUADR DIST/ ARMARIOS | 2DN16G23F424 | DISTR.BOAR. QDX IP55
GWD3672 | QDX 630H SUELO BASE CABECERA 400X400 GR | 829.5 | 1 | 1 | 1 | NR | 8034035142802 | 85389099 | 2DN04 | Energy | 2DN | ENERGY | 2DN16G | MCCB/CUADROS DISTR. | 2DN16G23F | CUADR DIST/ ARMARIOS | 2DN16G23F424 | DISTR.BOAR. QDX IP55
GWD3673 | QDX 1600H SUELO BASE CABECERA 400X600 GR | 1308.5 | 1 | 1 | 1 | NR | 8034035142819 | 85389099 | 2DN04 | Energy | 2DN | ENERGY | 2DN16G | MCCB/CUADROS DISTR. | 2DN16G23F | CUADR DIST/ ARMARIOS | 2DN16G23F426 | DISTR. ENCLOSUR. QDX
GWD3674 | QDX 1600H SUELO BASE CABECERA 400X800 GR | 1525 | 1 | 1 | 1 | NR | 8034035142826 | 85389099 | 2DN04 | Energy | 2DN | ENERGY | 2DN16G | MCCB/CUADROS DISTR. | 2DN16G23F | CUADR DIST/ ARMARIOS | 2DN16G23F426 | DISTR. ENCLOSUR. QDX
GWD3675 | QDX 630H SUELO PANELES LAT. 1600X250 GR | 220.5 | 1 | 1 | 1 | NR | 8034035142833 | 85389099 | 2DN04 | Energy | 2DN | ENERGY | 2DN16G | MCCB/CUADROS DISTR. | 2DN16G23F | CUADR DIST/ ARMARIOS | 2DN16G23F424 | DISTR.BOAR. QDX IP55
GWD3676 | QDX 630H SUELO PANELES LAT. 1600X400 GR | 235 | 1 | 1 | 1 | NR | 8034035142840 | 85389099 | 2DN04 | Energy | 2DN | ENERGY | 2DN16G | MCCB/CUADROS DISTR. | 2DN16G23F | CUADR DIST/ ARMARIOS | 2DN16G23F424 | DISTR.BOAR. QDX IP55
GWD3677 | QDX 630H SUELO PANELES LAT. 1800X250 GR | 249.5 | 1 | 1 | 1 | NR | 8034035142857 | 85389099 | 2DN04 | Energy | 2DN | ENERGY | 2DN16G | MCCB/CUADROS DISTR. | 2DN16G23F | CUADR DIST/ ARMARIOS | 2DN16G23F424 | DISTR.BOAR. QDX IP55
GWD3678 | QDX 630H SUELO PANELES LAT. 1800X400 GR | 263.5 | 1 | 1 | 1 | NR | 8034035142864 | 85389099 | 2DN04 | Energy | 2DN | ENERGY | 2DN16G | MCCB/CUADROS DISTR. | 2DN16G23F | CUADR DIST/ ARMARIOS | 2DN16G23F424 | DISTR.BOAR. QDX IP55
GWD3679 | QDX 1600H SUELO PANELES LAT. 1800X600 GR | 304 | 1 | 1 | 1 | NR | 8034035142871 | 85389099 | 2DN04 | Energy | 2DN | ENERGY | 2DN16G | MCCB/CUADROS DISTR. | 2DN16G23F | CUADR DIST/ ARMARIOS | 2DN16G23F426 | DISTR. ENCLOSUR. QDX
GWD3680 | QDX 630H SUELO PANELES LAT. 2000X250 GR | 291.5 | 1 | 1 | 1 | NR | 8034035142888 | 85389099 | 2DN04 | Energy | 2DN | ENERGY | 2DN16G | MCCB/CUADROS DISTR. | 2DN16G23F | CUADR DIST/ ARMARIOS | 2DN16G23F424 | DISTR.BOAR. QDX IP55
GWD3681 | QDX 630H SUELO PANELES LAT. 2000X400 GR | 312 | 1 | 1 | 1 | NR | 8034035142895 | 85389099 | 2DN04 | Energy | 2DN | ENERGY | 2DN16G | MCCB/CUADROS DISTR. | 2DN16G23F | CUADR DIST/ ARMARIOS | 2DN16G23F424 | DISTR.BOAR. QDX IP55
GWD3682 | QDX 1600H SUELO PANELES LAT. 2000X600 GR | 347 | 1 | 1 | 1 | NR | 8034035142901 | 85389099 | 2DN04 | Energy | 2DN | ENERGY | 2DN16G | MCCB/CUADROS DISTR. | 2DN16G23F | CUADR DIST/ ARMARIOS | 2DN16G23F426 | DISTR. ENCLOSUR. QDX
GWD3683 | QDX 1600H SUELO PANELES LAT. 2000X800 GR | 415 | 1 | 1 | 1 | NR | 8034035142918 | 85389099 | 2DN04 | Energy | 2DN | ENERGY | 2DN16G | MCCB/CUADROS DISTR. | 2DN16G23F | CUADR DIST/ ARMARIOS | 2DN16G23F426 | DISTR. ENCLOSUR. QDX
GWD3684 | QDX 630H SUELO PANEL POST 600X1600 GR | 235 | 1 | 1 | 1 | NR | 8034035142925 | 85389099 | 2DN04 | Energy | 2DN | ENERGY | 2DN16G | MCCB/CUADROS DISTR. | 2DN16G23F | CUADR DIST/ ARMARIOS | 2DN16G23F424 | DISTR.BOAR. QDX IP55
GWD3685 | QDX 630H SUELO PANEL POST 600X1800 GR | 249.5 | 1 | 1 | 1 | NR | 8034035142932 | 85389099 | 2DN04 | Energy | 2DN | ENERGY | 2DN16G | MCCB/CUADROS DISTR. | 2DN16G23F | CUADR DIST/ ARMARIOS | 2DN16G23F424 | DISTR.BOAR. QDX IP55
GWD3686 | QDX 630H SUELO PANEL POST 600X2000 GR | 263.5 | 1 | 1 | 1 | NR | 8034035142949 | 85389099 | 2DN04 | Energy | 2DN | ENERGY | 2DN16G | MCCB/CUADROS DISTR. | 2DN16G23F | CUADR DIST/ ARMARIOS | 2DN16G23F424 | DISTR.BOAR. QDX IP55
GWD3687 | QDX 630H SUELO PANELES 600+300X1600 GR | 291.5 | 1 | 1 | 1 | NR | 8034035142956 | 85389099 | 2DN04 | Energy | 2DN | ENERGY | 2DN16G | MCCB/CUADROS DISTR. | 2DN16G23F | CUADR DIST/ ARMARIOS | 2DN16G23F424 | DISTR.BOAR. QDX IP55
GWD3688 | QDX 630H SUELO PANELES 600+300X1800 GR | 304 | 1 | 1 | 1 | NR | 8034035142963 | 85389099 | 2DN04 | Energy | 2DN | ENERGY | 2DN16G | MCCB/CUADROS DISTR. | 2DN16G23F | CUADR DIST/ ARMARIOS | 2DN16G23F424 | DISTR.BOAR. QDX IP55
GWD3689 | QDX 630H SUELO PANELES 600+300X2000 GR | 318.5 | 1 | 1 | 1 | NR | 8034035142970 | 85389099 | 2DN04 | Energy | 2DN | ENERGY | 2DN16G | MCCB/CUADROS DISTR. | 2DN16G23F | CUADR DIST/ ARMARIOS | 2DN16G23F424 | DISTR.BOAR. QDX IP55
GWD3690 | QDX 630H SUELO PANEL POST 850X1600 GR | 318.5 | 1 | 1 | 1 | NR | 8034035142987 | 85389099 | 2DN04 | Energy | 2DN | ENERGY | 2DN16G | MCCB/CUADROS DISTR. | 2DN16G23F | CUADR DIST/ ARMARIOS | 2DN16G23F424 | DISTR.BOAR. QDX IP55
GWD3691 | QDX 630H SUELO PANEL POST 850X1800 GR | 339 | 1 | 1 | 1 | NR | 8034035142994 | 85389099 | 2DN04 | Energy | 2DN | ENERGY | 2DN16G | MCCB/CUADROS DISTR. | 2DN16G23F | CUADR DIST/ ARMARIOS | 2DN16G23F424 | DISTR.BOAR. QDX IP55
GWD3692 | QDX 630H SUELO PANEL POST 850X2000 GR | 359.5 | 1 | 1 | 1 | NR | 8034035143007 | 85389099 | 2DN04 | Energy | 2DN | ENERGY | 2DN16G | MCCB/CUADROS DISTR. | 2DN16G23F | CUADR DIST/ ARMARIOS | 2DN16G23F424 | DISTR.BOAR. QDX IP55
GWD3693 | QDX 630H SUELO PANEL POST 400X1600 GR | 200 | 1 | 1 | 1 | NR | 8034035143014 | 85389099 | 2DN04 | Energy | 2DN | ENERGY | 2DN16G | MCCB/CUADROS DISTR. | 2DN16G23F | CUADR DIST/ ARMARIOS | 2DN16G23F424 | DISTR.BOAR. QDX IP55
GWD3694 | QDX 630H SUELO PANEL POST 400X1800 GR | 220.5 | 1 | 1 | 1 | NR | 8034035143021 | 85389099 | 2DN04 | Energy | 2DN | ENERGY | 2DN16G | MCCB/CUADROS DISTR. | 2DN16G23F | CUADR DIST/ ARMARIOS | 2DN16G23F424 | DISTR.BOAR. QDX IP55
GWD3695 | QDX 630H SUELO PANEL POST 400X2000 GR | 243 | 1 | 1 | 1 | NR | 8034035143038 | 85389099 | 2DN04 | Energy | 2DN | ENERGY | 2DN16G | MCCB/CUADROS DISTR. | 2DN16G23F | CUADR DIST/ ARMARIOS | 2DN16G23F424 | DISTR.BOAR. QDX IP55
GWD3696 | QDX 630H SUELO PUERTA VIDRIO 600X1600 Ni | 843.5 | 1 | 1 | 1 | NR | 8034035143045 | 85389099 | 2DN04 | Energy | 2DN | ENERGY | 2DN16G | MCCB/CUADROS DISTR. | 2DN16G23F | CUADR DIST/ ARMARIOS | 2DN16G23F424 | DISTR.BOAR. QDX IP55
GWD3697 | QDX 630H SUELO PUERTA VIDRIO 600X1800 Ni | 901.5 | 1 | 1 | 1 | NR | 8034035143052 | 85389099 | 2DN04 | Energy | 2DN | ENERGY | 2DN16G | MCCB/CUADROS DISTR. | 2DN16G23F | CUADR DIST/ ARMARIOS | 2DN16G23F424 | DISTR.BOAR. QDX IP55
GWD3698 | QDX 630H SUELO PUERTA VIDRIO 600X2000 Ni | 940.5 | 1 | 1 | 1 | NR | 8034035143069 | 85389099 | 2DN04 | Energy | 2DN | ENERGY | 2DN16G | MCCB/CUADROS DISTR. | 2DN16G23F | CUADR DIST/ ARMARIOS | 2DN16G23F424 | DISTR.BOAR. QDX IP55
GWD3699 | QDX 630H SUELO PUERTA VIDRIO 850X1600 Ni | 984 | 1 | 1 | 1 | NR | 8034035143076 | 85389099 | 2DN04 | Energy | 2DN | ENERGY | 2DN16G | MCCB/CUADROS DISTR. | 2DN16G23F | CUADR DIST/ ARMARIOS | 2DN16G23F424 | DISTR.BOAR. QDX IP55
GWD3701 | PORTAB VANO INT P200 QDX630L/H PARED | 161.5 | 1 | 1 | 1 | NR | 8034035061035 | 85389099 | 2DN04 | Energy | 2DN | ENERGY | 2DN16G | MCCB/CUADROS DISTR. | 2DN16G23F | CUADR DIST/ ARMARIOS | 2DN16G23F417 | BUSBAR
GWD3702 | PORTABARRAS VANO EXT P200 QDX630L | 161.5 | 1 | 1 | 1 | NR | 8034035061042 | 85389099 | 2DN04 | Energy | 2DN | ENERGY | 2DN16G | MCCB/CUADROS DISTR. | 2DN16G23F | CUADR DIST/ ARMARIOS | 2DN16G23F417 | BUSBAR
GWD3703 | PORTABARRAS 250-400A L600 QDX630L | 149.5 | 1 | 1 | 1 | NR | 8034035061059 | 85389099 | 2DN04 | Energy | 2DN | ENERGY | 2DN16G | MCCB/CUADROS DISTR. | 2DN16G23F | CUADR DIST/ ARMARIOS | 2DN16G23F417 | BUSBAR
GWD3704 | PORTABARRAS 630A L600 QDX630L | 223.5 | 1 | 1 | 1 | NR | 8034035061066 | 85389099 | 2DN04 | Energy | 2DN | ENERGY | 2DN16G | MCCB/CUADROS DISTR. | 2DN16G23F | CUADR DIST/ ARMARIOS | 2DN16G23F417 | BUSBAR
GWD3705 | PORTABARRAS 250-400A L850 QDX630L | 153.5 | 1 | 1 | 1 | NR | 8034035061073 | 85389099 | 2DN04 | Energy | 2DN | ENERGY | 2DN16G | MCCB/CUADROS DISTR. | 2DN16G23F | CUADR DIST/ ARMARIOS | 2DN16G23F417 | BUSBAR
GWD3706 | PORTABARRAS 630A L850 QDX630L | 228.5 | 1 | 1 | 1 | NR | 8034035061080 | 85389099 | 2DN04 | Energy | 2DN | ENERGY | 2DN16G | MCCB/CUADROS DISTR. | 2DN16G23F | CUADR DIST/ ARMARIOS | 2DN16G23F417 | BUSBAR
GWD3707 | PORTABARRAS VANO EXT P200-300 QDX630L | 168 | 1 | 1 | 1 | NR | 8034035061097 | 85389099 | 2DN04 | Energy | 2DN | ENERGY | 2DN16G | MCCB/CUADROS DISTR. | 2DN16G23F | CUADR DIST/ ARMARIOS | 2DN16G23F417 | BUSBAR
GWD3708 | PORTABARRAS VANO EXT P300 QDX630L | 243 | 1 | 1 | 1 | NR | 8034035061103 | 85389099 | 2DN04 | Energy | 2DN | ENERGY | 2DN16G | MCCB/CUADROS DISTR. | 2DN16G23F | CUADR DIST/ ARMARIOS | 2DN16G23F417 | BUSBAR
GWD3709 | PORTAB VANO INT P300 QDX630L | 161.5 | 1 | 1 | 1 | NR | 8034035061110 | 85389099 | 2DN04 | Energy | 2DN | ENERGY | 2DN16G | MCCB/CUADROS DISTR. | 2DN16G23F | CUADR DIST/ ARMARIOS | 2DN16G23F417 | BUSBAR
GWD3711 | 4 COMPENSADORES FASES BARRAS 5MM QDX | 66 | 1 | 1 | 1 | NR | 8034035061783 | 85389099 | 2DN04 | Energy | 2DN | ENERGY | 2DN16G | MCCB/CUADROS DISTR. | 2DN16G23F | CUADR DIST/ ARMARIOS | 2DN16G23F417 | BUSBAR
GWD3712 | 4 COMPENSADORES FASES BARRAS 10MM QDX | 60.5 | 1 | 1 | 1 | NR | 8034035061790 | 85389099 | 2DN04 | Energy | 2DN | ENERGY | 2DN16G | MCCB/CUADROS DISTR. | 2DN16G23F | CUADR DIST/ ARMARIOS | 2DN16G23F417 | BUSBAR
GWD3713 | ADHESIVO FASE BARRAS PERFILADAS QDX | 55.5 | 1 | 1 | 1 | NR | 8034035061806 | 48211010 | 2DN04 | Energy | 2DN | ENERGY | 2DN16G | MCCB/CUADROS DISTR. | 2DN16G23F | CUADR DIST/ ARMARIOS | 2DN16G23F417 | BUSBAR
GWD3714 | 20 JUEGO TORNILLOS M8X25 BARRA PERF QDX | 79 | 1 | 1 | 1 | NR | 8034035061813 | 73181552 | 2DN04 | Energy | 2DN | ENERGY | 2DN16G | MCCB/CUADROS DISTR. | 2DN16G23F | CUADR DIST/ ARMARIOS | 2DN16G23F417 | BUSBAR
GWD3715 | 20 JUEGO TORNILLOS M8X35 BARRA PERF QDX | 102.5 | 1 | 1 | 1 | NR | 8034035061820 | 73181552 | 2DN04 | Energy | 2DN | ENERGY | 2DN16G | MCCB/CUADROS DISTR. | 2DN16G23F | CUADR DIST/ ARMARIOS | 2DN16G23F417 | BUSBAR
GWD3721 | PORTABARRAS 250-400A L600 QDX630H/1600H | 183.5 | 1 | 1 | 1 | NR | 8034035061127 | 85389099 | 2DN04 | Energy | 2DN | ENERGY | 2DN16G | MCCB/CUADROS DISTR. | 2DN16G23F | CUADR DIST/ ARMARIOS | 2DN16G23F417 | BUSBAR
GWD3722 | PORTABARRAS 250-400A L850 QDX630H/1600H | 199 | 1 | 1 | 1 | NR | 8034035061134 | 85389099 | 2DN04 | Energy | 2DN | ENERGY | 2DN16G | MCCB/CUADROS DISTR. | 2DN16G23F | CUADR DIST/ ARMARIOS | 2DN16G23F417 | BUSBAR
GWD3723 | PORTAB VANO INT 250-400A P250 QDX630H | 163 | 1 | 1 | 1 | NR | 8034035061141 | 85389099 | 2DN04 | Energy | 2DN | ENERGY | 2DN16G | MCCB/CUADROS DISTR. | 2DN16G23F | CUADR DIST/ ARMARIOS | 2DN16G23F417 | BUSBAR
GWD3724 | PORTAB VANO EXT 250-400A P250 QDX630H | 168 | 1 | 1 | 1 | NR | 8034035061158 | 85389099 | 2DN04 | Energy | 2DN | ENERGY | 2DN16G | MCCB/CUADROS DISTR. | 2DN16G23F | CUADR DIST/ ARMARIOS | 2DN16G23F417 | BUSBAR
GWD3725 | PORTABARRAS 630A L600 QDX630H | 257.5 | 1 | 1 | 1 | NR | 8034035061165 | 85389099 | 2DN04 | Energy | 2DN | ENERGY | 2DN16G | MCCB/CUADROS DISTR. | 2DN16G23F | CUADR DIST/ ARMARIOS | 2DN16G23F417 | BUSBAR
GWD3726 | PORTABARRAS 630A L850 QDX630H | 275 | 1 | 1 | 1 | NR | 8034035061172 | 85389099 | 2DN04 | Energy | 2DN | ENERGY | 2DN16G | MCCB/CUADROS DISTR. | 2DN16G23F | CUADR DIST/ ARMARIOS | 2DN16G23F417 | BUSBAR
GWD3727 | PORTAB VANO INT 630A P400 QDX630H | 225.5 | 1 | 1 | 1 | NR | 8034035061189 | 85389099 | 2DN04 | Energy | 2DN | ENERGY | 2DN16G | MCCB/CUADROS DISTR. | 2DN16G23F | CUADR DIST/ ARMARIOS | 2DN16G23F417 | BUSBAR
GWD3728 | PORTAB VANO EXT 630A P250 QDX630H | 245 | 1 | 1 | 1 | NR | 8034035061196 | 85389099 | 2DN04 | Energy | 2DN | ENERGY | 2DN16G | MCCB/CUADROS DISTR. | 2DN16G23F | CUADR DIST/ ARMARIOS | 2DN16G23F417 | BUSBAR
GWD3729 | PORTABARRAS 630A L600 QDX1600H | 295.5 | 1 | 1 | 1 | NR | 8034035061202 | 85389099 | 2DN04 | Energy | 2DN | ENERGY | 2DN16G | MCCB/CUADROS DISTR. | 2DN16G23F | CUADR DIST/ ARMARIOS | 2DN16G23F417 | BUSBAR
GWD3730 | PORTABARRAS 800-1600A L600 QDX1600H | 541 | 1 | 1 | 1 | NR | 8034035061219 | 85389099 | 2DN04 | Energy | 2DN | ENERGY | 2DN16G | MCCB/CUADROS DISTR. | 2DN16G23F | CUADR DIST/ ARMARIOS | 2DN16G23F417 | BUSBAR
GWD3731 | PORTABARRAS 630A L850 P800 QDX1600H | 304 | 1 | 1 | 1 | NR | 8034035061226 | 85389099 | 2DN04 | Energy | 2DN | ENERGY | 2DN16G | MCCB/CUADROS DISTR. | 2DN16G23F | CUADR DIST/ ARMARIOS | 2DN16G23F417 | BUSBAR
GWD3732 | PORTABARRAS 800-1600A L850 QDX1600H | 553 | 1 | 1 | 1 | NR | 8034035061233 | 85389099 | 2DN04 | Energy | 2DN | ENERGY | 2DN16G | MCCB/CUADROS DISTR. | 2DN16G23F | CUADR DIST/ ARMARIOS | 2DN16G23F417 | BUSBAR
GWD3733 | PORTAB V INT/EXT 250-400A P600 QDX1600H | 170 | 1 | 1 | 1 | NR | 8034035061240 | 85389099 | 2DN04 | Energy | 2DN | ENERGY | 2DN16G | MCCB/CUADROS DISTR. | 2DN16G23F | CUADR DIST/ ARMARIOS | 2DN16G23F417 | BUSBAR
GWD3734 | PORTAB V INT/EXT 630A P600 QDX1600H | 241 | 1 | 1 | 1 | NR | 8034035061257 | 85389099 | 2DN04 | Energy | 2DN | ENERGY | 2DN16G | MCCB/CUADROS DISTR. | 2DN16G23F | CUADR DIST/ ARMARIOS | 2DN16G23F417 | BUSBAR
GWD3735 | PORTAB V INT/EXT 800-1600A P600 QDX1600H | 541 | 1 | 1 | 1 | NR | 8034035061264 | 85389099 | 2DN04 | Energy | 2DN | ENERGY | 2DN16G | MCCB/CUADROS DISTR. | 2DN16G23F | CUADR DIST/ ARMARIOS | 2DN16G23F417 | BUSBAR
GWD3736 | PORTAB V INT/EXT 250-400A P800 QDX1600H | 168 | 1 | 1 | 1 | NR | 8034035061271 | 85389099 | 2DN04 | Energy | 2DN | ENERGY | 2DN16G | MCCB/CUADROS DISTR. | 2DN16G23F | CUADR DIST/ ARMARIOS | 2DN16G23F417 | BUSBAR
GWD3737 | PORTAB V INT/EXT 630A P800 QDX1600H | 285.5 | 1 | 1 | 1 | NR | 8034035061288 | 85389099 | 2DN04 | Energy | 2DN | ENERGY | 2DN16G | MCCB/CUADROS DISTR. | 2DN16G23F | CUADR DIST/ ARMARIOS | 2DN16G23F417 | BUSBAR
GWD3738 | PORTAB V INT/EXT 800-1600A P800 QDX1600H | 553 | 1 | 1 | 1 | NR | 8034035061295 | 85389099 | 2DN04 | Energy | 2DN | ENERGY | 2DN16G | MCCB/CUADROS DISTR. | 2DN16G23F | CUADR DIST/ ARMARIOS | 2DN16G23F417 | BUSBAR
GWD3741 | PORTABARRAS PERFILADAS L600 QDX1600H | 455.5 | 1 | 1 | 1 | NR | 8034035061301 | 85389099 | 2DN04 | Energy | 2DN | ENERGY | 2DN16G | MCCB/CUADROS DISTR. | 2DN16G23F | CUADR DIST/ ARMARIOS | 2DN16G23F417 | BUSBAR
GWD3742 | PORTABARRAS PERFILADAS L850 QDX1600H | 465.5 | 1 | 1 | 1 | NR | 8034035061318 | 85389099 | 2DN04 | Energy | 2DN | ENERGY | 2DN16G | MCCB/CUADROS DISTR. | 2DN16G23F | CUADR DIST/ ARMARIOS | 2DN16G23F417 | BUSBAR
GWD3743 | PORTAB PERF VANO INT/EXT P600 QDX1600H | 434.5 | 1 | 1 | 1 | NR | 8034035061325 | 85389099 | 2DN04 | Energy | 2DN | ENERGY | 2DN16G | MCCB/CUADROS DISTR. | 2DN16G23F | CUADR DIST/ ARMARIOS | 2DN16G23F417 | BUSBAR
GWD3744 | PORTAB PERF VANO INT/EXT P800 QDX1600H | 450 | 1 | 1 | 1 | NR | 8034035061332 | 85389099 | 2DN04 | Energy | 2DN | ENERGY | 2DN16G | MCCB/CUADROS DISTR. | 2DN16G23F | CUADR DIST/ ARMARIOS | 2DN16G23F417 | BUSBAR
GWD3745 | PORTAB LINEAR BARRAS PLANAS CU QDX1600H | 399.5 | 1 | 1 | 1 | NR | 8034035061349 | 85389099 | 2DN04 | Energy | 2DN | ENERGY | 2DN16G | MCCB/CUADROS DISTR. | 2DN16G23F | CUADR DIST/ ARMARIOS | 2DN16G23F417 | BUSBAR
GWD3746 | PORTAB LINEAR BARRAS PERF CU QDX1600H | 378 | 1 | 1 | 1 | NR | 8034035061356 | 85389099 | 2DN04 | Energy | 2DN | ENERGY | 2DN16G | MCCB/CUADROS DISTR. | 2DN16G23F | CUADR DIST/ ARMARIOS | 2DN16G23F417 | BUSBAR
GWD3747 | TRAVESAÑO PORTAB COBRE L600 QDX1600H | 100.5 | 1 | 1 | 1 | NR | 8034035061363 | 74072190 | 2DN04 | Energy | 2DN | ENERGY | 2DN16G | MCCB/CUADROS DISTR. | 2DN16G23F | CUADR DIST/ ARMARIOS | 2DN16G23F417 | BUSBAR
GWD3748 | TRAVESAÑO PORTAB COBRE L850 QDX1600H | 120.5 | 1 | 1 | 1 | NR | 8034035061370 | 74072190 | 2DN04 | Energy | 2DN | ENERGY | 2DN16G | MCCB/CUADROS DISTR. | 2DN16G23F | CUADR DIST/ ARMARIOS | 2DN16G23F417 | BUSBAR
GWD3749 | TRAVESAÑO PORTAB CU VANO EXT QDX1600H | 62 | 1 | 1 | 1 | NR | 8034035061387 | 74072190 | 2DN04 | Energy | 2DN | ENERGY | 2DN16G | MCCB/CUADROS DISTR. | 2DN16G23F | CUADR DIST/ ARMARIOS | 2DN16G23F417 | BUSBAR
GWD3751 | PORTABARRAS PERF ALUM L600 P400 QDX630H | 325.5 | 1 | 1 | 1 | NR | 8034035061394 | 85389099 | 2DN04 | Energy | 2DN | ENERGY | 2DN16G | MCCB/CUADROS DISTR. | 2DN16G23F | CUADR DIST/ ARMARIOS | 2DN16G23F417 | BUSBAR
GWD3752 | PORTABARRAS PERF ALUM L850 P400 QDX630H | 337 | 1 | 1 | 1 | NR | 8034035061400 | 85389099 | 2DN04 | Energy | 2DN | ENERGY | 2DN16G | MCCB/CUADROS DISTR. | 2DN16G23F | CUADR DIST/ ARMARIOS | 2DN16G23F417 | BUSBAR
GWD3753 | PORTAB PERF ALUM VANO INT P400 QDX630H | 297.5 | 1 | 1 | 1 | NR | 8034035061417 | 85389099 | 2DN04 | Energy | 2DN | ENERGY | 2DN16G | MCCB/CUADROS DISTR. | 2DN16G23F | CUADR DIST/ ARMARIOS | 2DN16G23F417 | BUSBAR
GWD3754 | PORTAB LINEAL PERF ALUM QDX630H/1600H | 339 | 1 | 1 | 1 | NR | 8034035061424 | 85389099 | 2DN04 | Energy | 2DN | ENERGY | 2DN16G | MCCB/CUADROS DISTR. | 2DN16G23F | CUADR DIST/ ARMARIOS | 2DN16G23F417 | BUSBAR
GWD3755 | PORTABARRAS PERF ALUM L600 QDX1600H | 354.5 | 1 | 1 | 1 | NR | 8034035061431 | 85389099 | 2DN04 | Energy | 2DN | ENERGY | 2DN16G | MCCB/CUADROS DISTR. | 2DN16G23F | CUADR DIST/ ARMARIOS | 2DN16G23F417 | BUSBAR
GWD3756 | PORTAB PERF AL 1250/1600A L600 QDX1600H | 418.5 | 1 | 1 | 1 | NR | 8034035061448 | 85389099 | 2DN04 | Energy | 2DN | ENERGY | 2DN16G | MCCB/CUADROS DISTR. | 2DN16G23F | CUADR DIST/ ARMARIOS | 2DN16G23F417 | BUSBAR
GWD3757 | PORTABARRAS PERF ALUM L850 QDX1600H | 362.5 | 1 | 1 | 1 | NR | 8034035061455 | 85389099 | 2DN04 | Energy | 2DN | ENERGY | 2DN16G | MCCB/CUADROS DISTR. | 2DN16G23F | CUADR DIST/ ARMARIOS | 2DN16G23F417 | BUSBAR
GWD3758 | PORTAB PERF AL 1250/1600A L850 QDX1600H | 427.5 | 1 | 1 | 1 | NR | 8034035061462 | 85389099 | 2DN04 | Energy | 2DN | ENERGY | 2DN16G | MCCB/CUADROS DISTR. | 2DN16G23F | CUADR DIST/ ARMARIOS | 2DN16G23F417 | BUSBAR
GWD3759 | PORT PERF AL VANO INT/EXT P600 QDX1600H | 418.5 | 1 | 1 | 1 | NR | 8034035061479 | 85389099 | 2DN04 | Energy | 2DN | ENERGY | 2DN16G | MCCB/CUADROS DISTR. | 2DN16G23F | CUADR DIST/ ARMARIOS | 2DN16G23F417 | BUSBAR
GWD3760 | PORT AL INT/EXT 1250/1600 P600 QDX1600H | 448 | 1 | 1 | 1 | NR | 8034035061486 | 85389099 | 2DN04 | Energy | 2DN | ENERGY | 2DN16G | MCCB/CUADROS DISTR. | 2DN16G23F | CUADR DIST/ ARMARIOS | 2DN16G23F417 | BUSBAR
GWD3761 | PORT PERF AL VANO INT/EXT P800 QDX1600H | 426.5 | 1 | 1 | 1 | NR | 8034035061493 | 85389099 | 2DN04 | Energy | 2DN | ENERGY | 2DN16G | MCCB/CUADROS DISTR. | 2DN16G23F | CUADR DIST/ ARMARIOS | 2DN16G23F417 | BUSBAR
GWD3762 | PORT AL INT/EXT 1250/1600 P800 QDX1600H | 455.5 | 1 | 1 | 1 | NR | 8034035061509 | 85389099 | 2DN04 | Energy | 2DN | ENERGY | 2DN16G | MCCB/CUADROS DISTR. | 2DN16G23F | CUADR DIST/ ARMARIOS | 2DN16G23F417 | BUSBAR
GWD3763 | PORTAB LIN PERF ALUM 1250/1600 QDX1600H | 369 | 1 | 1 | 1 | NR | 8034035061516 | 85389099 | 2DN04 | Energy | 2DN | ENERGY | 2DN16G | MCCB/CUADROS DISTR. | 2DN16G23F | CUADR DIST/ ARMARIOS | 2DN16G23F417 | BUSBAR
GWD3764 | TRAVESAÑOS PORTAB ALUM L600 QDX1600H | 88.5 | 1 | 1 | 1 | NR | 8034035061523 | 76041090 | 2DN04 | Energy | 2DN | ENERGY | 2DN16G | MCCB/CUADROS DISTR. | 2DN16G23F | CUADR DIST/ ARMARIOS | 2DN16G23F417 | BUSBAR
GWD3765 | TRAVESAÑOS PORTAB ALUM L850 QDX1600H | 104 | 1 | 1 | 1 | NR | 8034035061530 | 76041090 | 2DN04 | Energy | 2DN | ENERGY | 2DN16G | MCCB/CUADROS DISTR. | 2DN16G23F | CUADR DIST/ ARMARIOS | 2DN16G23F417 | BUSBAR
GWD3766 | TRAVESAÑOS PORTAB AL VANO EXT QDX1600H | 70 | 1 | 1 | 1 | NR | 8034035061547 | 76041090 | 2DN04 | Energy | 2DN | ENERGY | 2DN16G | MCCB/CUADROS DISTR. | 2DN16G23F | CUADR DIST/ ARMARIOS | 2DN16G23F417 | BUSBAR
GWD3767 | TRAVIESAS HORIZ BARRAS B600 QDX1600H | 303 | 1 | 1 | 1 | NR | 8034035087349 | 72169110 | 2DN04 | Energy | 2DN | ENERGY | 2DN16G | MCCB/CUADROS DISTR. | 2DN16G23F | CUADR DIST/ ARMARIOS | 2DN16G23F417 | BUSBAR
GWD3768 | TRAVIESAS HORIZ BARRAS B850 QDX1600H | 329.5 | 1 | 1 | 1 | NR | 8034035087356 | 72169110 | 2DN04 | Energy | 2DN | ENERGY | 2DN16G | MCCB/CUADROS DISTR. | 2DN16G23F | CUADR DIST/ ARMARIOS | 2DN16G23F417 | BUSBAR
GWD3769 | TRAVIESAS HO BARRAS EXT COMP QDX1600H | 290.5 | 1 | 1 | 1 | NR | 8034035087363 | 72169110 | 2DN04 | Energy | 2DN | ENERGY | 2DN16G | MCCB/CUADROS DISTR. | 2DN16G23F | CUADR DIST/ ARMARIOS | 2DN16G23F417 | BUSBAR
GWD3771 | UNION BARRAS PERF CU 800A QDX1600H | 316.5 | 1 | 1 | 1 | NR | 8034035061691 |  | 2DN04 | Energy | 2DN | ENERGY | 2DN16G | MCCB/CUADROS DISTR. | 2DN16G23F | CUADR DIST/ ARMARIOS | 2DN16G23F417 | BUSBAR
GWD3772 | UNION BARRAS PERF CU 1250/1600 QDX1600H | 422.5 | 1 | 1 | 1 | NR | 8034035061707 |  | 2DN04 | Energy | 2DN | ENERGY | 2DN16G | MCCB/CUADROS DISTR. | 2DN16G23F | CUADR DIST/ ARMARIOS | 2DN16G23F417 | BUSBAR
GWD3773 | UNION BARRAS PERF AL 630/800A QDX1600H | 223.5 | 1 | 1 | 1 | NR | 8034035061714 |  | 2DN04 | Energy | 2DN | ENERGY | 2DN16G | MCCB/CUADROS DISTR. | 2DN16G23F | CUADR DIST/ ARMARIOS | 2DN16G23F417 | BUSBAR
GWD3774 | UNION BARRAS PERF AL 1250/1600 QDX1600H | 316.5 | 1 | 1 | 1 | NR | 8034035061721 |  | 2DN04 | Energy | 2DN | ENERGY | 2DN16G | MCCB/CUADROS DISTR. | 2DN16G23F | CUADR DIST/ ARMARIOS | 2DN16G23F417 | BUSBAR
GWD3775 | 4 EMP. DE DERIVACIÓN QDX | 198 | 1 | 1 | 1 | NR | 8034035061738 |  | 2DN04 | Energy | 2DN | ENERGY | 2DN16G | MCCB/CUADROS DISTR. | 2DN16G23F | CUADR DIST/ ARMARIOS | 2DN16G23F417 | BUSBAR
GWD3776 | SUJECIÓN INF.BARR PERF CU B600 QDX1600H | 157.5 | 1 | 1 | 1 | NR | 8034035061745 | 76041090 | 2DN04 | Energy | 2DN | ENERGY | 2DN16G | MCCB/CUADROS DISTR. | 2DN16G23F | CUADR DIST/ ARMARIOS | 2DN16G23F417 | BUSBAR
GWD3777 | SUJECIÓN INF.BARR PERF CU B850 QDX1600H | 181.5 | 1 | 1 | 1 | NR | 8034035061752 | 76041090 | 2DN04 | Energy | 2DN | ENERGY | 2DN16G | MCCB/CUADROS DISTR. | 2DN16G23F | CUADR DIST/ ARMARIOS | 2DN16G23F417 | BUSBAR
GWD3778 | SUJECIÓN INF.BARR PERF CU P600 QDX1600H | 151.5 | 1 | 1 | 1 | NR | 8034035061769 | 85389099 | 2DN04 | Energy | 2DN | ENERGY | 2DN16G | MCCB/CUADROS DISTR. | 2DN16G23F | CUADR DIST/ ARMARIOS | 2DN16G23F417 | BUSBAR
GWD3779 | SUJECIÓN INF.BARR PERF CU P800 QDX1600H | 178.5 | 1 | 1 | 1 | NR | 8034035061776 | 85389099 | 2DN04 | Energy | 2DN | ENERGY | 2DN16G | MCCB/CUADROS DISTR. | 2DN16G23F | CUADR DIST/ ARMARIOS | 2DN16G23F417 | BUSBAR
GWD3781 | QDX 2 BARRAS PERF CU 800A 50x30x1830 | 884 | 1 | 1 | 1 | NR | 8034035061554 | 74071000 | 2DN04 | Energy | 2DN | ENERGY | 2DN16G | MCCB/CUADROS DISTR. | 2DN16G23F | CUADR DIST/ ARMARIOS | 2DN16G23F417 | BUSBAR
GWD3782 | QDX 2 BARRAS PERF CU 1250A 50x30x1830 | 1380 | 1 | 1 | 1 | NR | 8034035061561 | 74071000 | 2DN04 | Energy | 2DN | ENERGY | 2DN16G | MCCB/CUADROS DISTR. | 2DN16G23F | CUADR DIST/ ARMARIOS | 2DN16G23F417 | BUSBAR
GWD3783 | QDX 2 BARRAS PERF CU 1600A 50x30x1830 | 1947 | 1 | 1 | 1 | NR | 8034035061578 | 74071000 | 2DN04 | Energy | 2DN | ENERGY | 2DN16G | MCCB/CUADROS DISTR. | 2DN16G23F | CUADR DIST/ ARMARIOS | 2DN16G23F417 | BUSBAR
GWD3791 | QDX 2 BARRAS PERF ALUM 630A 30x40 | 592.5 | 1 | 1 | 1 | NR | 8034035061585 |  | 2DN04 | Energy | 2DN | ENERGY | 2DN16G | MCCB/CUADROS DISTR. | 2DN16G23F | CUADR DIST/ ARMARIOS | 2DN16G23F417 | BUSBAR
GWD3792 | QDX 2 BARRAS PERF ALUM 800A 30x40x1734 | 671.5 | 1 | 1 | 1 | NR | 8034035061592 |  | 2DN04 | Energy | 2DN | ENERGY | 2DN16G | MCCB/CUADROS DISTR. | 2DN16G23F | CUADR DIST/ ARMARIOS | 2DN16G23F417 | BUSBAR
GWD3793 | QDX 2 BARRAS PERF ALUM 1250A 60x30x1734 | 948 | 1 | 1 | 1 | NR | 8034035061608 |  | 2DN04 | Energy | 2DN | ENERGY | 2DN16G | MCCB/CUADROS DISTR. | 2DN16G23F | CUADR DIST/ ARMARIOS | 2DN16G23F417 | BUSBAR
GWD3794 | QDX 2 BARRAS PERF ALUM 1600A 60x30x1734 | 1185 | 1 | 1 | 1 | NR | 8034035061615 |  | 2DN04 | Energy | 2DN | ENERGY | 2DN16G | MCCB/CUADROS DISTR. | 2DN16G23F | CUADR DIST/ ARMARIOS | 2DN16G23F417 | BUSBAR
GWD3801 | QDX 630H SUELO PUERTA VIDRIO 850X1800 Ni | 1040.5 | 1 | 1 | 1 | NR | 8034035143083 | 85389099 | 2DN04 | Energy | 2DN | ENERGY | 2DN16G | MCCB/CUADROS DISTR. | 2DN16G23F | CUADR DIST/ ARMARIOS | 2DN16G23F424 | DISTR.BOAR. QDX IP55
GWD3802 | QDX 630H SUELO PUERTA VIDRIO 850X2000 Ni | 1082 | 1 | 1 | 1 | NR | 8034035143090 | 85389099 | 2DN04 | Energy | 2DN | ENERGY | 2DN16G | MCCB/CUADROS DISTR. | 2DN16G23F | CUADR DIST/ ARMARIOS | 2DN16G23F424 | DISTR.BOAR. QDX IP55
GWD3803 | QDX 630H SUELO PUERTA CIEGA 600X1600 Ni | 590.5 | 1 | 1 | 1 | NR | 8034035143106 | 85389099 | 2DN04 | Energy | 2DN | ENERGY | 2DN16G | MCCB/CUADROS DISTR. | 2DN16G23F | CUADR DIST/ ARMARIOS | 2DN16G23F424 | DISTR.BOAR. QDX IP55
GWD3804 | QDX 630H SUELO PUERTA CIEGA 600X1800 Ni | 630.5 | 1 | 1 | 1 | NR | 8034035143113 | 85389099 | 2DN04 | Energy | 2DN | ENERGY | 2DN16G | MCCB/CUADROS DISTR. | 2DN16G23F | CUADR DIST/ ARMARIOS | 2DN16G23F424 | DISTR.BOAR. QDX IP55
GWD3805 | QDX 630H SUELO PUERTA CIEGA 600X2000 Ni | 659.5 | 1 | 1 | 1 | NR | 8034035143120 | 85389099 | 2DN04 | Energy | 2DN | ENERGY | 2DN16G | MCCB/CUADROS DISTR. | 2DN16G23F | CUADR DIST/ ARMARIOS | 2DN16G23F424 | DISTR.BOAR. QDX IP55
GWD3806 | QDX 630H SUELO PUERTA CIEGA 850X1600 Ni | 689 | 1 | 1 | 1 | NR | 8034035143137 | 85389099 | 2DN04 | Energy | 2DN | ENERGY | 2DN16G | MCCB/CUADROS DISTR. | 2DN16G23F | CUADR DIST/ ARMARIOS | 2DN16G23F424 | DISTR.BOAR. QDX IP55
GWD3807 | QDX 630H SUELO PUERTA CIEGA 850X1800 Ni | 726.5 | 1 | 1 | 1 | NR | 8034035143144 | 85389099 | 2DN04 | Energy | 2DN | ENERGY | 2DN16G | MCCB/CUADROS DISTR. | 2DN16G23F | CUADR DIST/ ARMARIOS | 2DN16G23F424 | DISTR.BOAR. QDX IP55
GWD3808 | QDX 630H SUELO PUERTA CIEGA 850X2000 Ni | 756 | 1 | 1 | 1 | NR | 8034035143151 | 85389099 | 2DN04 | Energy | 2DN | ENERGY | 2DN16G | MCCB/CUADROS DISTR. | 2DN16G23F | CUADR DIST/ ARMARIOS | 2DN16G23F424 | DISTR.BOAR. QDX IP55
GWD3809 | QDX 630H SUELO PUERTA CIEGA 400X1600 Ni | 484 | 1 | 1 | 1 | NR | 8034035143168 | 85389099 | 2DN04 | Energy | 2DN | ENERGY | 2DN16G | MCCB/CUADROS DISTR. | 2DN16G23F | CUADR DIST/ ARMARIOS | 2DN16G23F424 | DISTR.BOAR. QDX IP55
GWD3810 | QDX 630H SUELO PUERTA CIEGA 400X1800 Ni | 513 | 1 | 1 | 1 | NR | 8034035143175 | 85389099 | 2DN04 | Energy | 2DN | ENERGY | 2DN16G | MCCB/CUADROS DISTR. | 2DN16G23F | CUADR DIST/ ARMARIOS | 2DN16G23F424 | DISTR.BOAR. QDX IP55
GWD3811 | QDX 630H SUELO PUERTA CIEGA 400X2000 Ni | 541 | 1 | 1 | 1 | NR | 8034035143182 | 85389099 | 2DN04 | Energy | 2DN | ENERGY | 2DN16G | MCCB/CUADROS DISTR. | 2DN16G23F | CUADR DIST/ ARMARIOS | 2DN16G23F424 | DISTR.BOAR. QDX IP55
GWD3812 | QDX 630H SL PRT VANO INT 600+300X1600 GR | 498.5 | 1 | 1 | 1 | NR | 8034035143199 | 85389099 | 2DN04 | Energy | 2DN | ENERGY | 2DN16G | MCCB/CUADROS DISTR. | 2DN16G23F | CUADR DIST/ ARMARIOS | 2DN16G23F424 | DISTR.BOAR. QDX IP55
GWD3813 | QDX 630H SL PRT VANO INT 600+300X1800 GR | 524.5 | 1 | 1 | 1 | NR | 8034035143205 | 85389099 | 2DN04 | Energy | 2DN | ENERGY | 2DN16G | MCCB/CUADROS DISTR. | 2DN16G23F | CUADR DIST/ ARMARIOS | 2DN16G23F424 | DISTR.BOAR. QDX IP55
GWD3814 | QDX 630H SL PRT VANO INT 600+300X2000 GR | 553 | 1 | 1 | 1 | NR | 8034035143212 | 85389099 | 2DN04 | Energy | 2DN | ENERGY | 2DN16G | MCCB/CUADROS DISTR. | 2DN16G23F | CUADR DIST/ ARMARIOS | 2DN16G23F424 | DISTR.BOAR. QDX IP55
GWD3815 | QDX 630H SL PANELES LAT VENT.1600X400 GR | 392.5 | 1 | 1 | 1 | NR | 8034035143229 | 85389099 | 2DN04 | Energy | 2DN | ENERGY | 2DN16G | MCCB/CUADROS DISTR. | 2DN16G23F | CUADR DIST/ ARMARIOS | 2DN16G23F424 | DISTR.BOAR. QDX IP55
GWD3816 | QDX 630H SL PANELES LAT VENT.1800X400 GR | 443 | 1 | 1 | 1 | NR | 8034035143236 | 85389099 | 2DN04 | Energy | 2DN | ENERGY | 2DN16G | MCCB/CUADROS DISTR. | 2DN16G23F | CUADR DIST/ ARMARIOS | 2DN16G23F424 | DISTR.BOAR. QDX IP55
GWD3817 | QDX 630H SL PANELES LAT VENT.2000X400 GR | 467.5 | 1 | 1 | 1 | NR | 8034035143243 | 85389099 | 2DN04 | Energy | 2DN | ENERGY | 2DN16G | MCCB/CUADROS DISTR. | 2DN16G23F | CUADR DIST/ ARMARIOS | 2DN16G23F424 | DISTR.BOAR. QDX IP55
GWD3818 | QDX1600H SL PANELES LAT VENT.1800X600 GR | 569.5 | 1 | 1 | 1 | NR | 8034035143250 | 85389099 | 2DN04 | Energy | 2DN | ENERGY | 2DN16G | MCCB/CUADROS DISTR. | 2DN16G23F | CUADR DIST/ ARMARIOS | 2DN16G23F424 | DISTR.BOAR. QDX IP55
GWD3819 | QDX1600H SL PANELES LAT VENT.2000X600 GR | 608 | 1 | 1 | 1 | NR | 8034035143267 | 85389099 | 2DN04 | Energy | 2DN | ENERGY | 2DN16G | MCCB/CUADROS DISTR. | 2DN16G23F | CUADR DIST/ ARMARIOS | 2DN16G23F424 | DISTR.BOAR. QDX IP55
GWD3820 | QDX1600H SL PANELES LAT VENT.2000X800 GR | 771.5 | 1 | 1 | 1 | NR | 8034035143274 | 85389099 | 2DN04 | Energy | 2DN | ENERGY | 2DN16G | MCCB/CUADROS DISTR. | 2DN16G23F | CUADR DIST/ ARMARIOS | 2DN16G23F424 | DISTR.BOAR. QDX IP55
GWD3821 | QDX HERRAMIENTA MONTAJE CARRIL DIN | 13.3 | 1 | 1 | 1 | NR | 8034035143281 | 85389099 | 2DN04 | Energy | 2DN | ENERGY | 2DN16G | MCCB/CUADROS DISTR. | 2DN16G23F | CUADR DIST/ ARMARIOS | 2DN16G23F429 | COMPLEMENTI QDX
GWD3822 | ZOCALO ADIC. 400X200 QDX630L GR | 200 | 1 | 1 | 1 | NR | 8034035143298 | 85389099 | 2DN04 | Energy | 2DN | ENERGY | 2DN16G | MCCB/CUADROS DISTR. | 2DN16G23F | CUADR DIST/ ARMARIOS | 2DN16G23F429 | COMPLEMENTI QDX
GWD3823 | ZOCALO ADIC. 600X200 QDX630L GR | 208 | 1 | 1 | 1 | NR | 8034035143304 | 85389099 | 2DN04 | Energy | 2DN | ENERGY | 2DN16G | MCCB/CUADROS DISTR. | 2DN16G23F | CUADR DIST/ ARMARIOS | 2DN16G23F429 | COMPLEMENTI QDX
GWD3824 | ZOCALO ADIC. 850X200 QDX630L GR | 217.5 | 1 | 1 | 1 | NR | 8034035143311 | 85389099 | 2DN04 | Energy | 2DN | ENERGY | 2DN16G | MCCB/CUADROS DISTR. | 2DN16G23F | CUADR DIST/ ARMARIOS | 2DN16G23F429 | COMPLEMENTI QDX
GWD3825 | ZOCALO ADIC. 400X300 QDX630L GR | 218.5 | 1 | 1 | 1 | NR | 8034035143328 | 85389099 | 2DN04 | Energy | 2DN | ENERGY | 2DN16G | MCCB/CUADROS DISTR. | 2DN16G23F | CUADR DIST/ ARMARIOS | 2DN16G23F429 | COMPLEMENTI QDX
GWD3826 | ZOCALO ADIC. 600X300 QDX630L GR | 190.5 | 1 | 1 | 1 | NR | 8034035143335 | 85389099 | 2DN04 | Energy | 2DN | ENERGY | 2DN16G | MCCB/CUADROS DISTR. | 2DN16G23F | CUADR DIST/ ARMARIOS | 2DN16G23F429 | COMPLEMENTI QDX
GWD3827 | ZOCALO ADIC. 850X300 QDX630L GR | 203 | 1 | 1 | 1 | NR | 8034035143342 | 85389099 | 2DN04 | Energy | 2DN | ENERGY | 2DN16G | MCCB/CUADROS DISTR. | 2DN16G23F | CUADR DIST/ ARMARIOS | 2DN16G23F429 | COMPLEMENTI QDX
GWD3828 | ZOCALO ADIC. 400X250 QDX630H GR | 150.5 | 1 | 1 | 1 | NR | 8034035143359 | 85389099 | 2DN04 | Energy | 2DN | ENERGY | 2DN16G | MCCB/CUADROS DISTR. | 2DN16G23F | CUADR DIST/ ARMARIOS | 2DN16G23F429 | COMPLEMENTI QDX
GWD3829 | ZOCALO ADIC. 600X250 QDX630H GR | 156.5 | 1 | 1 | 1 | NR | 8034035143366 | 85389099 | 2DN04 | Energy | 2DN | ENERGY | 2DN16G | MCCB/CUADROS DISTR. | 2DN16G23F | CUADR DIST/ ARMARIOS | 2DN16G23F429 | COMPLEMENTI QDX
GWD3830 | ZOCALO ADIC. 850X250 QDX630H GR | 168 | 1 | 1 | 1 | NR | 8034035143373 | 85389099 | 2DN04 | Energy | 2DN | ENERGY | 2DN16G | MCCB/CUADROS DISTR. | 2DN16G23F | CUADR DIST/ ARMARIOS | 2DN16G23F429 | COMPLEMENTI QDX
GWD3831 | ZOCALO ADIC. 600+300X250 QDX630H GR | 168 | 1 | 1 | 1 | NR | 8034035143380 | 85389099 | 2DN04 | Energy | 2DN | ENERGY | 2DN16G | MCCB/CUADROS DISTR. | 2DN16G23F | CUADR DIST/ ARMARIOS | 2DN16G23F429 | COMPLEMENTI QDX
GWD3832 | ZOCALO ADIC. 400X400 QDX630H GR | 168 | 1 | 1 | 1 | NR | 8034035143397 | 85389099 | 2DN04 | Energy | 2DN | ENERGY | 2DN16G | MCCB/CUADROS DISTR. | 2DN16G23F | CUADR DIST/ ARMARIOS | 2DN16G23F429 | COMPLEMENTI QDX
GWD3833 | ZOCALO ADIC. 600X400 QDX630H GR | 174 | 1 | 1 | 1 | NR | 8034035143403 | 85389099 | 2DN04 | Energy | 2DN | ENERGY | 2DN16G | MCCB/CUADROS DISTR. | 2DN16G23F | CUADR DIST/ ARMARIOS | 2DN16G23F429 | COMPLEMENTI QDX
GWD3834 | ZOCALO ADIC. 850X400 QDX630H GR | 184.5 | 1 | 1 | 1 | NR | 8034035143410 | 85389099 | 2DN04 | Energy | 2DN | ENERGY | 2DN16G | MCCB/CUADROS DISTR. | 2DN16G23F | CUADR DIST/ ARMARIOS | 2DN16G23F429 | COMPLEMENTI QDX
GWD3835 | ZOCALO ADIC. 600+300X400 QDX630H GR | 184.5 | 1 | 1 | 1 | NR | 8034035143427 | 85389099 | 2DN04 | Energy | 2DN | ENERGY | 2DN16G | MCCB/CUADROS DISTR. | 2DN16G23F | CUADR DIST/ ARMARIOS | 2DN16G23F429 | COMPLEMENTI QDX
GWD3836 | ZOCALO ADIC. 400X600 QDX1600H GR | 250.5 | 1 | 1 | 1 | NR | 8034035143434 | 85389099 | 2DN04 | Energy | 2DN | ENERGY | 2DN16G | MCCB/CUADROS DISTR. | 2DN16G23F | CUADR DIST/ ARMARIOS | 2DN16G23F429 | COMPLEMENTI QDX
GWD3837 | ZOCALO ADIC. 600X600 QDX1600H GR | 290.5 | 1 | 1 | 1 | NR | 8034035143441 | 85389099 | 2DN04 | Energy | 2DN | ENERGY | 2DN16G | MCCB/CUADROS DISTR. | 2DN16G23F | CUADR DIST/ ARMARIOS | 2DN16G23F429 | COMPLEMENTI QDX
GWD3838 | ZOCALO ADIC. 850X600 QDX1600H GR | 300 | 1 | 1 | 1 | NR | 8034035143458 | 85389099 | 2DN04 | Energy | 2DN | ENERGY | 2DN16G | MCCB/CUADROS DISTR. | 2DN16G23F | CUADR DIST/ ARMARIOS | 2DN16G23F429 | COMPLEMENTI QDX
GWD3839 | ZOCALO ADIC. 600+300X600 QDX1600H GR | 314 | 1 | 1 | 1 | NR | 8034035143465 | 85389099 | 2DN04 | Energy | 2DN | ENERGY | 2DN16G | MCCB/CUADROS DISTR. | 2DN16G23F | CUADR DIST/ ARMARIOS | 2DN16G23F429 | COMPLEMENTI QDX
GWD3840 | ZOCALO ADIC. 400X800 QDX1600H GR | 314 | 1 | 1 | 1 | NR | 8034035143472 | 85389099 | 2DN04 | Energy | 2DN | ENERGY | 2DN16G | MCCB/CUADROS DISTR. | 2DN16G23F | CUADR DIST/ ARMARIOS | 2DN16G23F429 | COMPLEMENTI QDX
GWD3841 | ZOCALO ADIC. 600X800 QDX1600H GR | 345 | 1 | 1 | 1 | NR | 8034035143489 | 85389099 | 2DN04 | Energy | 2DN | ENERGY | 2DN16G | MCCB/CUADROS DISTR. | 2DN16G23F | CUADR DIST/ ARMARIOS | 2DN16G23F429 | COMPLEMENTI QDX
GWD3842 | ZOCALO ADIC. 850X800 QDX1600H GR | 356.5 | 1 | 1 | 1 | NR | 8034035143496 | 85389099 | 2DN04 | Energy | 2DN | ENERGY | 2DN16G | MCCB/CUADROS DISTR. | 2DN16G23F | CUADR DIST/ ARMARIOS | 2DN16G23F429 | COMPLEMENTI QDX
GWD3843 | ZOCALO ADIC. 600+300X800 QDX1600H GR | 360.5 | 1 | 1 | 1 | NR | 8034035143502 | 85389099 | 2DN04 | Energy | 2DN | ENERGY | 2DN16G | MCCB/CUADROS DISTR. | 2DN16G23F | CUADR DIST/ ARMARIOS | 2DN16G23F429 | COMPLEMENTI QDX
GWD3844 | CERRADURA TRIANG.VANO EST QDX630L GR | 154.5 | 1 | 1 | 1 | NR | 8034035143519 | 85389099 | 2DN04 | Energy | 2DN | ENERGY | 2DN16G | MCCB/CUADROS DISTR. | 2DN16G23F | CUADR DIST/ ARMARIOS | 2DN16G23F429 | COMPLEMENTI QDX
GWD3845 | CERRADURA LLAVE PUERTA QDX630L GR | 165 | 1 | 1 | 1 | NR | 8034035143526 | 85389099 | 2DN04 | Energy | 2DN | ENERGY | 2DN16G | MCCB/CUADROS DISTR. | 2DN16G23F | CUADR DIST/ ARMARIOS | 2DN16G23F429 | COMPLEMENTI QDX
GWD3847 | CERRADURA LLAVE PUERTA PAR QDX630H GR | 68.5 | 1 | 1 | 1 | NR | 8034035143540 | 85389099 | 2DN04 | Energy | 2DN | ENERGY | 2DN16G | MCCB/CUADROS DISTR. | 2DN16G23F | CUADR DIST/ ARMARIOS | 2DN16G23F429 | COMPLEMENTI QDX
GWD3848 | CERRADURA TRI. LATERAL QDX630H GR | 30.5 | 1 | 1 | 1 | NR | 8034035143557 | 85389099 | 2DN04 | Energy | 2DN | ENERGY | 2DN16G | MCCB/CUADROS DISTR. | 2DN16G23F | CUADR DIST/ ARMARIOS | 2DN16G23F429 | COMPLEMENTI QDX
GWD3850 | CERR. TRI. VANO EST SL QDX630H/1600H GR | 179.5 | 1 | 1 | 1 | NR | 8034035143571 | 85389099 | 2DN04 | Energy | 2DN | ENERGY | 2DN16G | MCCB/CUADROS DISTR. | 2DN16G23F | CUADR DIST/ ARMARIOS | 2DN16G23F429 | COMPLEMENTI QDX
GWD3851 | CERR. LLAVE PUERTA SL QDX630H/1600H GR | 160.5 | 1 | 1 | 1 | NR | 8034035143588 | 85389099 | 2DN04 | Energy | 2DN | ENERGY | 2DN16G | MCCB/CUADROS DISTR. | 2DN16G23F | CUADR DIST/ ARMARIOS | 2DN16G23F429 | COMPLEMENTI QDX
GWD3852 | N.2 LLAVE RECAMBIO TRIANG. QDX GR | 24.1 | 1 | 1 | 10 | NR | 8034035143595 | 83017000 | 2DN04 | Energy | 2DN | ENERGY | 2DN16G | MCCB/CUADROS DISTR. | 2DN16G23F | CUADR DIST/ ARMARIOS | 2DN16G23F429 | COMPLEMENTI QDX
GWD3853 | KIT INSERT. TORNILLOS QDX630H/1600H | 30.5 | 1 | 1 | 1 | NR | 8034035144202 | 85389099 | 2DN04 | Energy | 2DN | ENERGY | 2DN16G | MCCB/CUADROS DISTR. | 2DN16G23F | CUADR DIST/ ARMARIOS | 2DN16G23F429 | COMPLEMENTI QDX
GWD4001 | IDP 2P 25A INSTANT.AC/0,01 2M | 450 | 1 | 1 | 6 | NR | 8011564825710 | 85362010 | 2DN08 | Energy | 2DN | ENERGY | 2DN13G | DIN RAIL MODULAR DEV | 2DN13G19F | RCCB | 2DN13G19F331 | RCCB TYPE AC
GWD4002 | IDP 2P 25A INSTANT.AC/0,03 2M | 168 | 1 | 1 | 6 | NR | 8011564825727 | 85362010 | 2DN08 | Energy | 2DN | ENERGY | 2DN13G | DIN RAIL MODULAR DEV | 2DN13G19F | RCCB | 2DN13G19F331 | RCCB TYPE AC
GWD4003 | IDP 2P 25A INSTANT.AC/0,1 2M | 292.5 | 1 | 1 | 6 | NR | 8011564825734 | 85362010 | 2DN08 | Energy | 2DN | ENERGY | 2DN13G | DIN RAIL MODULAR DEV | 2DN13G19F | RCCB | 2DN13G19F331 | RCCB TYPE AC
GWD4004 | IDP 2P 25A INSTANT.AC/0,3 2M | 165 | 1 | 1 | 6 | NR | 8011564825741 | 85362010 | 2DN08 | Energy | 2DN | ENERGY | 2DN13G | DIN RAIL MODULAR DEV | 2DN13G19F | RCCB | 2DN13G19F331 | RCCB TYPE AC
GWD4011 | IDP 2P 25A INSTANT.A/0,01 2M | 515 | 1 | 1 | 6 | NR | 8011564824119 | 85362010 | 2DN08 | Energy | 2DN | ENERGY | 2DN13G | DIN RAIL MODULAR DEV | 2DN13G19F | RCCB | 2DN13G19F333 | RCCB TYPE A
GWD4012 | IDP 2P 25A INSTANT.A/0,03 2M | 331.5 | 1 | 1 | 6 | NR | 8011564824126 | 85362010 | 2DN08 | Energy | 2DN | ENERGY | 2DN13G | DIN RAIL MODULAR DEV | 2DN13G19F | RCCB | 2DN13G19F333 | RCCB TYPE A
GWD4013 | IDP 2P 25A INSTANT.A/0,1 2M | 331.5 | 1 | 1 | 6 | NR | 8011564824133 | 85362010 | 2DN08 | Energy | 2DN | ENERGY | 2DN13G | DIN RAIL MODULAR DEV | 2DN13G19F | RCCB | 2DN13G19F333 | RCCB TYPE A
GWD4014 | IDP 2P 25A INSTANT.A/0,3 2M | 311 | 1 | 1 | 6 | NR | 8011564824140 | 85362010 | 2DN08 | Energy | 2DN | ENERGY | 2DN13G | DIN RAIL MODULAR DEV | 2DN13G19F | RCCB | 2DN13G19F333 | RCCB TYPE A
GWD4022 | IDP 2P 40A INSTANT.AC/0,03 2M | 179.5 | 1 | 1 | 6 | NR | 8011564825758 | 85362010 | 2DN08 | Energy | 2DN | ENERGY | 2DN13G | DIN RAIL MODULAR DEV | 2DN13G19F | RCCB | 2DN13G19F331 | RCCB TYPE AC
GWD4023 | IDP 2P 40A INSTANT.AC/0,1 2M | 317.5 | 1 | 1 | 6 | NR | 8011564825765 | 85362010 | 2DN08 | Energy | 2DN | ENERGY | 2DN13G | DIN RAIL MODULAR DEV | 2DN13G19F | RCCB | 2DN13G19F331 | RCCB TYPE AC
GWD4024 | IDP 2P 40A INSTANT.AC/0,3 2M | 173 | 1 | 1 | 6 | NR | 8011564825772 | 85362010 | 2DN08 | Energy | 2DN | ENERGY | 2DN13G | DIN RAIL MODULAR DEV | 2DN13G19F | RCCB | 2DN13G19F331 | RCCB TYPE AC
GWD4025 | IDP 2P 40A INSTANT.AC/0,5 2M | 310 | 1 | 1 | 6 | NR | 8011564825789 | 85362010 | 2DN08 | Energy | 2DN | ENERGY | 2DN13G | DIN RAIL MODULAR DEV | 2DN13G19F | RCCB | 2DN13G19F331 | RCCB TYPE AC
GWD4032 | IDP 2P 40A INSTANT.A/0,03 2M | 374 | 1 | 1 | 6 | NR | 8011564824157 | 85362010 | 2DN08 | Energy | 2DN | ENERGY | 2DN13G | DIN RAIL MODULAR DEV | 2DN13G19F | RCCB | 2DN13G19F333 | RCCB TYPE A
GWD4033 | IDP 2P 40A INSTANT.A/0,1 2M | 374 | 1 | 1 | 6 | NR | 8011564824164 | 85362010 | 2DN08 | Energy | 2DN | ENERGY | 2DN13G | DIN RAIL MODULAR DEV | 2DN13G19F | RCCB | 2DN13G19F333 | RCCB TYPE A
GWD4034 | IDP 2P 40A INSTANT.A/0,3 2M | 348 | 1 | 1 | 6 | NR | 8011564824171 | 85362010 | 2DN08 | Energy | 2DN | ENERGY | 2DN13G | DIN RAIL MODULAR DEV | 2DN13G19F | RCCB | 2DN13G19F333 | RCCB TYPE A
GWD4035 | IDP 2P 40A INSTANT.A/0,5 2M | 348 | 1 | 1 | 6 | NR | 8011564825796 | 85362010 | 2DN08 | Energy | 2DN | ENERGY | 2DN13G | DIN RAIL MODULAR DEV | 2DN13G19F | RCCB | 2DN13G19F333 | RCCB TYPE A
GWD4042 | IDP 2P 63A INSTANT.AC/0,03 2M | 336 | 1 | 1 | 6 | NR | 8011564825802 | 85362010 | 2DN08 | Energy | 2DN | ENERGY | 2DN13G | DIN RAIL MODULAR DEV | 2DN13G19F | RCCB | 2DN13G19F331 | RCCB TYPE AC
GWD4043 | IDP 2P 63A INSTANT.AC/0,1 2M | 501.5 | 1 | 1 | 6 | NR | 8011564825819 | 85362010 | 2DN08 | Energy | 2DN | ENERGY | 2DN13G | DIN RAIL MODULAR DEV | 2DN13G19F | RCCB | 2DN13G19F333 | RCCB TYPE A
GWD4044 | IDP 2P 63A INSTANT.AC/0,3 2M | 292.5 | 1 | 1 | 6 | NR | 8011564825826 | 85362010 | 2DN08 | Energy | 2DN | ENERGY | 2DN13G | DIN RAIL MODULAR DEV | 2DN13G19F | RCCB | 2DN13G19F331 | RCCB TYPE AC
GWD4045 | IDP 2P 63A INSTANT.AC/0,5 2M | 501.5 | 1 | 1 | 6 | NR | 8011564825833 | 85362010 | 2DN08 | Energy | 2DN | ENERGY | 2DN13G | DIN RAIL MODULAR DEV | 2DN13G19F | RCCB | 2DN13G19F331 | RCCB TYPE AC
GWD4052 | IDP 2P 63A INSTANT.A/0,03 2M | 603.5 | 1 | 1 | 6 | NR | 8011564824188 | 85362010 | 2DN08 | Energy | 2DN | ENERGY | 2DN13G | DIN RAIL MODULAR DEV | 2DN13G19F | RCCB | 2DN13G19F333 | RCCB TYPE A
GWD4053 | IDP 2P 63A INSTANT.A/0,1 2M | 603.5 | 1 | 1 | 6 | NR | 8011564824195 | 85362010 | 2DN08 | Energy | 2DN | ENERGY | 2DN13G | DIN RAIL MODULAR DEV | 2DN13G19F | RCCB | 2DN13G19F333 | RCCB TYPE A
GWD4054 | IDP 2P 63A INSTANT.A/0,3 2M | 566.5 | 1 | 1 | 6 | NR | 8011564824201 | 85362010 | 2DN08 | Energy | 2DN | ENERGY | 2DN13G | DIN RAIL MODULAR DEV | 2DN13G19F | RCCB | 2DN13G19F333 | RCCB TYPE A
GWD4055 | IDP 2P 63A INSTANT.A/0,5 2M | 566.5 | 1 | 1 | 6 | NR | 8011564824218 | 85362010 | 2DN08 | Energy | 2DN | ENERGY | 2DN13G | DIN RAIL MODULAR DEV | 2DN13G19F | RCCB | 2DN13G19F333 | RCCB TYPE A
GWD4062 | IDP 2P 80A INSTANT.AC/0,03 2M | 668.5 | 1 | 1 | 6 | NR | 8011564825840 | 85362090 | 2DN08 | Energy | 2DN | ENERGY | 2DN13G | DIN RAIL MODULAR DEV | 2DN13G19F | RCCB | 2DN13G19F331 | RCCB TYPE AC
GWD4072 | IDP 2P 80A INSTANT.A/0,03 2M | 787 | 1 | 1 | 6 | NR | 8011564825871 | 85362090 | 2DN08 | Energy | 2DN | ENERGY | 2DN13G | DIN RAIL MODULAR DEV | 2DN13G19F | RCCB | 2DN13G19F333 | RCCB TYPE A
GWD4102 | IDP 4P 25A INSTANT.AC/0,03 4M | 336 | 1 | 1 | 3 | NR | 8011564825932 | 85362010 | 2DN08 | Energy | 2DN | ENERGY | 2DN13G | DIN RAIL MODULAR DEV | 2DN13G19F | RCCB | 2DN13G19F331 | RCCB TYPE AC
GWD4103 | IDP 4P 25A INSTANT.AC/0,1 4M | 390.5 | 1 | 1 | 3 | NR | 8011564825949 | 85362010 | 2DN08 | Energy | 2DN | ENERGY | 2DN13G | DIN RAIL MODULAR DEV | 2DN13G19F | RCCB | 2DN13G19F331 | RCCB TYPE AC
GWD4104 | IDP 4P 25A INSTANT.AC/0,3 4M | 292.5 | 1 | 1 | 3 | NR | 8011564825956 | 85362010 | 2DN08 | Energy | 2DN | ENERGY | 2DN13G | DIN RAIL MODULAR DEV | 2DN13G19F | RCCB | 2DN13G19F331 | RCCB TYPE AC
GWD4111 | IDP 4P 25A INSTANT.A/0,01 4M | 709 | 1 | 1 | 3 | NR | 8011564840812 | 85362010 | 2DN08 | Energy | 2DN | ENERGY | 2DN13G | DIN RAIL MODULAR DEV | 2DN13G19F | RCCB | 2DN13G19F333 | RCCB TYPE A
GWD4112 | IDP 4P 25A INSTANT.A/0,03 4M | 543 | 1 | 1 | 3 | NR | 8011564824256 | 85362010 | 2DN08 | Energy | 2DN | ENERGY | 2DN13G | DIN RAIL MODULAR DEV | 2DN13G19F | RCCB | 2DN13G19F333 | RCCB TYPE A
GWD4113 | IDP 4P 25A INSTANT.A/0,1 4M | 452.5 | 1 | 1 | 3 | NR | 8011564824263 | 85362010 | 2DN08 | Energy | 2DN | ENERGY | 2DN13G | DIN RAIL MODULAR DEV | 2DN13G19F | RCCB | 2DN13G19F333 | RCCB TYPE A
GWD4114 | IDP 4P 25A INSTANT.A/0,3 4M | 417 | 1 | 1 | 3 | NR | 8011564824270 | 85362010 | 2DN08 | Energy | 2DN | ENERGY | 2DN13G | DIN RAIL MODULAR DEV | 2DN13G19F | RCCB | 2DN13G19F333 | RCCB TYPE A
GWD4122 | IDP 4P 40A INSTANT.AC/0,03 4M | 336 | 1 | 1 | 3 | NR | 8011564825963 | 85362010 | 2DN08 | Energy | 2DN | ENERGY | 2DN13G | DIN RAIL MODULAR DEV | 2DN13G19F | RCCB | 2DN13G19F331 | RCCB TYPE AC
GWD4123 | IDP 4P 40A INSTANT.AC/0,1 4M | 438 | 1 | 1 | 3 | NR | 8011564825970 | 85362010 | 2DN08 | Energy | 2DN | ENERGY | 2DN13G | DIN RAIL MODULAR DEV | 2DN13G19F | RCCB | 2DN13G19F331 | RCCB TYPE AC
GWD4124 | IDP 4P 40A INSTANT.AC/0,3 4M | 292.5 | 1 | 1 | 3 | NR | 8011564825987 | 85362010 | 2DN08 | Energy | 2DN | ENERGY | 2DN13G | DIN RAIL MODULAR DEV | 2DN13G19F | RCCB | 2DN13G19F331 | RCCB TYPE AC
GWD4125 | IDP 4P 40A INSTANT.AC/0,5 4M | 401 | 1 | 1 | 3 | NR | 8011564825994 | 85362010 | 2DN08 | Energy | 2DN | ENERGY | 2DN13G | DIN RAIL MODULAR DEV | 2DN13G19F | RCCB | 2DN13G19F331 | RCCB TYPE AC
GWD4132 | IDP 4P 40A INSTANT.A/0,03 4M | 627.5 | 1 | 1 | 3 | NR | 8011564824294 | 85362010 | 2DN08 | Energy | 2DN | ENERGY | 2DN13G | DIN RAIL MODULAR DEV | 2DN13G19F | RCCB | 2DN13G19F333 | RCCB TYPE A
GWD4133 | IDP 4P 40A INSTANT.A/0,1 4M | 505 | 1 | 1 | 3 | NR | 8011564824300 | 85362010 | 2DN08 | Energy | 2DN | ENERGY | 2DN13G | DIN RAIL MODULAR DEV | 2DN13G19F | RCCB | 2DN13G19F333 | RCCB TYPE A
GWD4134 | IDP 4P 40A INSTANT.A/0,3 4M | 526.5 | 1 | 1 | 3 | NR | 8011564824317 | 85362010 | 2DN08 | Energy | 2DN | ENERGY | 2DN13G | DIN RAIL MODULAR DEV | 2DN13G19F | RCCB | 2DN13G19F333 | RCCB TYPE A
GWD4135 | IDP 4P 40A INSTANT.A/0,5 4M | 473 | 1 | 1 | 3 | NR | 8011564826007 | 85362010 | 2DN08 | Energy | 2DN | ENERGY | 2DN13G | DIN RAIL MODULAR DEV | 2DN13G19F | RCCB | 2DN13G19F333 | RCCB TYPE A
GWD4142 | IDP 4P 63A INSTANT.AC/0,03 4M | 485 | 1 | 1 | 3 | NR | 8011564826014 | 85362010 | 2DN08 | Energy | 2DN | ENERGY | 2DN13G | DIN RAIL MODULAR DEV | 2DN13G19F | RCCB | 2DN13G19F331 | RCCB TYPE AC
GWD4143 | IDP 4P 63A INSTANT.AC/0,1 4M | 706.5 | 1 | 1 | 3 | NR | 8011564826021 | 85362010 | 2DN08 | Energy | 2DN | ENERGY | 2DN13G | DIN RAIL MODULAR DEV | 2DN13G19F | RCCB | 2DN13G19F331 | RCCB TYPE AC
GWD4144 | IDP 4P 63A INSTANT.AC/0,3 4M | 414 | 1 | 1 | 3 | NR | 8011564826038 | 85362010 | 2DN08 | Energy | 2DN | ENERGY | 2DN13G | DIN RAIL MODULAR DEV | 2DN13G19F | RCCB | 2DN13G19F331 | RCCB TYPE AC
GWD4145 | IDP 4P 63A INSTANT.AC/0,5 4M | 652 | 1 | 1 | 3 | NR | 8011564826045 | 85362010 | 2DN08 | Energy | 2DN | ENERGY | 2DN13G | DIN RAIL MODULAR DEV | 2DN13G19F | RCCB | 2DN13G19F331 | RCCB TYPE AC
GWD4152 | IDP 4P 63A INSTANT.A/0,03 4M | 1004.5 | 1 | 1 | 3 | NR | 8011564824324 | 85362010 | 2DN08 | Energy | 2DN | ENERGY | 2DN13G | DIN RAIL MODULAR DEV | 2DN13G19F | RCCB | 2DN13G19F333 | RCCB TYPE A
GWD4153 | IDP 4P 63A INSTANT.A/0,1 4M | 806.5 | 1 | 1 | 3 | NR | 8011564824331 | 85362010 | 2DN08 | Energy | 2DN | ENERGY | 2DN13G | DIN RAIL MODULAR DEV | 2DN13G19F | RCCB | 2DN13G19F333 | RCCB TYPE A
GWD4154 | IDP 4P 63A INSTANT.A/0,3 4M | 794.5 | 1 | 1 | 3 | NR | 8011564824348 | 85362010 | 2DN08 | Energy | 2DN | ENERGY | 2DN13G | DIN RAIL MODULAR DEV | 2DN13G19F | RCCB | 2DN13G19F333 | RCCB TYPE A
GWD4155 | IDP 4P 63A INSTANT.A/0,5 4M | 765.5 | 1 | 1 | 3 | NR | 8011564826052 | 85362010 | 2DN08 | Energy | 2DN | ENERGY | 2DN13G | DIN RAIL MODULAR DEV | 2DN13G19F | RCCB | 2DN13G19F333 | RCCB TYPE A
GWD4202 | IDP 2P 25A INMUN.A/0,03 2M | 350.5 | 1 | 1 | 6 | NR | 8011564826182 | 85362010 | 2DN08 | Energy | 2DN | ENERGY | 2DN13G | DIN RAIL MODULAR DEV | 2DN13G19F | RCCB | 2DN13G19F337 | RCCB TYPE IR
GWD4203 | IDP 2P 25A INMUN.A/0,3 2M | 347 | 1 | 1 | 6 | NR | 8011564718180 | 85362010 | 2DN08 | Energy | 2DN | ENERGY | 2DN13G | DIN RAIL MODULAR DEV | 2DN13G19F | RCCB | 2DN13G19F337 | RCCB TYPE IR
GWD4205 | IDP 2P 40A INMUN.A/0,03 2M | 388.5 | 1 | 1 | 6 | NR | 8011564826199 | 85362010 | 2DN08 | Energy | 2DN | ENERGY | 2DN13G | DIN RAIL MODULAR DEV | 2DN13G19F | RCCB | 2DN13G19F337 | RCCB TYPE IR
GWD4206 | IDP 2P 40A INMUN.A/0,3 2M | 383 | 1 | 1 | 6 | NR | 8011564718197 | 85362010 | 2DN08 | Energy | 2DN | ENERGY | 2DN13G | DIN RAIL MODULAR DEV | 2DN13G19F | RCCB | 2DN13G19F337 | RCCB TYPE IR
GWD4208 | IDP 2P 63A INMUN.A/0,03 2M | 728.5 | 1 | 1 | 6 | NR | 8011564824393 | 85362010 | 2DN08 | Energy | 2DN | ENERGY | 2DN13G | DIN RAIL MODULAR DEV | 2DN13G19F | RCCB | 2DN13G19F337 | RCCB TYPE IR
GWD4209 | IDP 2P 63A INMUN.A/0,3 2M | 726.5 | 1 | 1 | 6 | NR | 8011564718203 | 85362010 | 2DN08 | Energy | 2DN | ENERGY | 2DN13G | DIN RAIL MODULAR DEV | 2DN13G19F | RCCB | 2DN13G19F337 | RCCB TYPE IR
GWD4217 | IDP 4P 25A INMUN.A/0,03 4M | 585 | 1 | 1 | 3 | NR | 8011564826205 | 85362010 | 2DN08 | Energy | 2DN | ENERGY | 2DN13G | DIN RAIL MODULAR DEV | 2DN13G19F | RCCB | 2DN13G19F337 | RCCB TYPE IR
GWD4218 | IDP 4P 25A INMUN.A/0,3 4M | 541 | 1 | 1 | 3 | NR | 8011564826212 | 85362010 | 2DN08 | Energy | 2DN | ENERGY | 2DN13G | DIN RAIL MODULAR DEV | 2DN13G19F | RCCB | 2DN13G19F337 | RCCB TYPE IR
GWD4220 | IDP 4P 40A INMUN.A/0,03 4M | 664.5 | 1 | 1 | 3 | NR | 8011564826229 | 85362010 | 2DN08 | Energy | 2DN | ENERGY | 2DN13G | DIN RAIL MODULAR DEV | 2DN13G19F | RCCB | 2DN13G19F337 | RCCB TYPE IR
GWD4221 | IDP 4P 40A INMUN.A/0,3 4M | 580 | 1 | 1 | 3 | NR | 8011564826236 | 85362010 | 2DN08 | Energy | 2DN | ENERGY | 2DN13G | DIN RAIL MODULAR DEV | 2DN13G19F | RCCB | 2DN13G19F337 | RCCB TYPE IR
GWD4223 | IDP 4P 63A INMUN.A/0,03 4M | 1050.5 | 1 | 1 | 3 | NR | 8011564824515 | 85362010 | 2DN08 | Energy | 2DN | ENERGY | 2DN13G | DIN RAIL MODULAR DEV | 2DN13G19F | RCCB | 2DN13G19F337 | RCCB TYPE IR
GWD4224 | IDP 4P 63A INMUN.A/0,3 4M | 944.5 | 1 | 1 | 3 | NR | 8011564824522 | 85362010 | 2DN08 | Energy | 2DN | ENERGY | 2DN13G | DIN RAIL MODULAR DEV | 2DN13G19F | RCCB | 2DN13G19F337 | RCCB TYPE IR
GWD4227P | REARME RM PRO 2X16X30MA TIPOA CURVA C | 485 | 1 | 1 | 4 | NR | 8011564722231 | 85362010 | 2DN02 | Energy | 2DN | ENERGY | 2DN13G | DIN RAIL MODULAR DEV | 2DN13G13F | RESTART/AUTOTEST | 2DN13G13F339 | RESTART
GWD4227R | REARME RM 2X16X30MA TIPOA CURVA C | 450 | 1 | 1 | 4 | NR | 8011564722194 | 85362010 | 2DN02 | Energy | 2DN | ENERGY | 2DN13G | DIN RAIL MODULAR DEV | 2DN13G13F | RESTART/AUTOTEST | 2DN13G13F339 | RESTART
GWD4229P | REARME RM PRO 2X25X30MA TIPOA CURVA C | 485 | 1 | 1 | 4 | NR | 8011564722248 | 85362010 | 2DN02 | Energy | 2DN | ENERGY | 2DN13G | DIN RAIL MODULAR DEV | 2DN13G13F | RESTART/AUTOTEST | 2DN13G13F339 | RESTART
GWD4229R | REARME RM 2X25X30MA TIPOA CURVA C | 450 | 1 | 1 | 4 | NR | 8011564722200 | 85362010 | 2DN02 | Energy | 2DN | ENERGY | 2DN13G | DIN RAIL MODULAR DEV | 2DN13G13F | RESTART/AUTOTEST | 2DN13G13F339 | RESTART
GWD4234 | IDP 2P 40A SELECT.A/0,3 2M | 470 | 1 | 1 | 6 | NR | 8011564826267 | 85362010 | 2DN08 | Energy | 2DN | ENERGY | 2DN13G | DIN RAIL MODULAR DEV | 2DN13G19F | RCCB | 2DN13G19F335 | RCCB TYPE A SELECT.
GWD4235 | IDP 2P 40A SELECT.A/0,5 2M | 470 | 1 | 1 | 6 | NR | 8011564826274 | 85362010 | 2DN08 | Energy | 2DN | ENERGY | 2DN13G | DIN RAIL MODULAR DEV | 2DN13G19F | RCCB | 2DN13G19F335 | RCCB TYPE A SELECT.
GWD4237 | IDP 2P 63A SELECT.A/0,3 2M | 711 | 1 | 1 | 6 | NR | 8011564824553 | 85362010 | 2DN08 | Energy | 2DN | ENERGY | 2DN13G | DIN RAIL MODULAR DEV | 2DN13G19F | RCCB | 2DN13G19F335 | RCCB TYPE A SELECT.
GWD4238 | IDP 2P 63A SELECT.A/0,5 2M | 754 | 1 | 1 | 6 | NR | 8011564826281 | 85362010 | 2DN08 | Energy | 2DN | ENERGY | 2DN13G | DIN RAIL MODULAR DEV | 2DN13G19F | RCCB | 2DN13G19F335 | RCCB TYPE A SELECT.
GWD4249 | IDP 4P 40A SELECT.A/0,3 4M | 635.5 | 1 | 1 | 3 | NR | 8011564826335 | 85362010 | 2DN08 | Energy | 2DN | ENERGY | 2DN13G | DIN RAIL MODULAR DEV | 2DN13G19F | RCCB | 2DN13G19F335 | RCCB TYPE A SELECT.
GWD4250 | IDP 4P 40A SELECT.A/0,5 4M | 627.5 | 1 | 1 | 3 | NR | 8011564826342 | 85362010 | 2DN08 | Energy | 2DN | ENERGY | 2DN13G | DIN RAIL MODULAR DEV | 2DN13G19F | RCCB | 2DN13G19F335 | RCCB TYPE A SELECT.
GWD4252 | IDP 4P 63A SELECT.A/0,3 4M | 962 | 1 | 1 | 3 | NR | 8011564826359 | 85362010 | 2DN08 | Energy | 2DN | ENERGY | 2DN13G | DIN RAIL MODULAR DEV | 2DN13G19F | RCCB | 2DN13G19F335 | RCCB TYPE A SELECT.
GWD4253 | IDP 4P 63A SELECT.A/0,5 4M | 1023 | 1 | 1 | 3 | NR | 8011564824584 | 85362010 | 2DN08 | Energy | 2DN | ENERGY | 2DN13G | DIN RAIL MODULAR DEV | 2DN13G19F | RCCB | 2DN13G19F335 | RCCB TYPE A SELECT.
GWD4261 | IDP 2P 25A INSTANT.F/0,03 2M | 350.5 | 1 | 1 | 6 | NR | 8034035019807 | 85362010 | 2DN08 | Energy | 2DN | ENERGY | 2DN13G | DIN RAIL MODULAR DEV | 2DN13G19F | RCCB | 2DN13G19F336 | RCCB TYPE F
GWD4265 | IDP 2P 40A INSTANT.F/0,03 2M | 388.5 | 1 | 1 | 6 | NR | 8034035019821 | 85362010 | 2DN08 | Energy | 2DN | ENERGY | 2DN13G | DIN RAIL MODULAR DEV | 2DN13G19F | RCCB | 2DN13G19F336 | RCCB TYPE F
GWD4269 | IDP 2P 63A INSTANT.F/0,03 2M | 728.5 | 1 | 1 | 6 | NR | 8034035019845 | 85362010 | 2DN08 | Energy | 2DN | ENERGY | 2DN13G | DIN RAIL MODULAR DEV | 2DN13G19F | RCCB | 2DN13G19F336 | RCCB TYPE F
GWD4281 | IDP 4P 25A INSTANT.F/0,03 4M | 585 | 1 | 1 | 3 | NR | 8034035019883 | 85362010 | 2DN08 | Energy | 2DN | ENERGY | 2DN13G | DIN RAIL MODULAR DEV | 2DN13G19F | RCCB | 2DN13G19F336 | RCCB TYPE F
GWD4285 | IDP 4P 40A INSTANT.F/0,03 4M | 664.5 | 1 | 1 | 3 | NR | 8034035019906 | 85362010 | 2DN08 | Energy | 2DN | ENERGY | 2DN13G | DIN RAIL MODULAR DEV | 2DN13G19F | RCCB | 2DN13G19F336 | RCCB TYPE F
GWD4289 | IDP 4P 63A INSTANT.F/0,03 4M | 1050.5 | 1 | 1 | 3 | NR | 8034035019920 | 85362010 | 2DN08 | Energy | 2DN | ENERGY | 2DN13G | DIN RAIL MODULAR DEV | 2DN13G19F | RCCB | 2DN13G19F336 | RCCB TYPE F
GWD4427 | IDP NA-T 4P 25A INSTANT.AC/0,03 4M | 183.5 | 1 | 1 | 3 | NR | 8011564848870 | 85362010 | 2DN08 | Energy | 2DN | ENERGY | 2DN13G | DIN RAIL MODULAR DEV | 2DN13G19F | RCCB | 2DN13G19F331 | RCCB TYPE AC
GWD4429 | IDP NA-T 4P 25A INSTANT.AC/0,3 4M | 155 | 1 | 1 | 3 | NR | 8011564848887 | 85362010 | 2DN08 | Energy | 2DN | ENERGY | 2DN13G | DIN RAIL MODULAR DEV | 2DN13G19F | RCCB | 2DN13G19F331 | RCCB TYPE AC
GWD4431 | IDP NA-T 4P 40A INSTANT.AC/0,03 4M | 196 | 1 | 1 | 3 | NR | 8011564848894 | 85362010 | 2DN08 | Energy | 2DN | ENERGY | 2DN13G | DIN RAIL MODULAR DEV | 2DN13G19F | RCCB | 2DN13G19F331 | RCCB TYPE AC
GWD4433 | IDP NA-T 4P 40A INSTANT.AC/0,3 4M | 163 | 1 | 1 | 3 | NR | 8011564848900 | 85362010 | 2DN08 | Energy | 2DN | ENERGY | 2DN13G | DIN RAIL MODULAR DEV | 2DN13G19F | RCCB | 2DN13G19F331 | RCCB TYPE AC
GWD4435 | IDP NA-T 4P 63A INSTANT.AC/0,03 4M | 275 | 1 | 1 | 3 | NR | 8011564848917 | 85362010 | 2DN08 | Energy | 2DN | ENERGY | 2DN13G | DIN RAIL MODULAR DEV | 2DN13G19F | RCCB | 2DN13G19F331 | RCCB TYPE AC
GWD4437 | IDP NA-T 4P 63A INSTANT.AC/0,3 4M | 223 | 1 | 1 | 3 | NR | 8011564848924 | 85362010 | 2DN08 | Energy | 2DN | ENERGY | 2DN13G | DIN RAIL MODULAR DEV | 2DN13G19F | RCCB | 2DN13G19F331 | RCCB TYPE AC
GWD4443 | IDP NA-T 4P 40A INSTANT.A/0,03 4M | 307 | 1 | 1 | 3 | NR | 8011564849006 | 85362010 | 2DN08 | Energy | 2DN | ENERGY | 2DN13G | DIN RAIL MODULAR DEV | 2DN13G19F | RCCB | 2DN13G19F333 | RCCB TYPE A
GWD4452 | IDP NA-B 2P 25A INSTANT.AC/0,03 2M | 79 | 1 | 1 | 6 | NR | 8011564849044 | 85362010 | 2DN08 | Energy | 2DN | ENERGY | 2DN13G | DIN RAIL MODULAR DEV | 2DN13G19F | RCCB | 2DN13G19F331 | RCCB TYPE AC
GWD4456 | IDP NA-B 2P 40A INSTANT.AC/0,03 2M | 81.5 | 1 | 1 | 6 | NR | 8011564849068 | 85362010 | 2DN08 | Energy | 2DN | ENERGY | 2DN13G | DIN RAIL MODULAR DEV | 2DN13G19F | RCCB | 2DN13G19F331 | RCCB TYPE AC
GWD4502 | IDP 2P 25A INSTANT.B/0,03 4M | 2122.5 | 1 | 1 | 3 | NR | 8034035018701 | 85362010 | 2DN08 | Energy | 2DN | ENERGY | 2DN13G | DIN RAIL MODULAR DEV | 2DN13G19F | RCCB | 2DN13G19F334 | RCCB TYPE B
GWD4504 | IDP 2P 25A INSTANT.B/0,3 4M | 1885 | 1 | 1 | 3 | NR | 8034035018718 | 85362010 | 2DN08 | Energy | 2DN | ENERGY | 2DN13G | DIN RAIL MODULAR DEV | 2DN13G19F | RCCB | 2DN13G19F334 | RCCB TYPE B
GWD4507 | IDP 2P 40A INSTANT.B/0,03 4M | 2236 | 1 | 1 | 3 | NR | 8034035018725 | 85362010 | 2DN08 | Energy | 2DN | ENERGY | 2DN13G | DIN RAIL MODULAR DEV | 2DN13G19F | RCCB | 2DN13G19F334 | RCCB TYPE B
GWD4509 | IDP 2P 40A INSTANT.B/0,3 4M | 2081 | 1 | 1 | 3 | NR | 8034035018732 | 85362010 | 2DN08 | Energy | 2DN | ENERGY | 2DN13G | DIN RAIL MODULAR DEV | 2DN13G19F | RCCB | 2DN13G19F334 | RCCB TYPE B
GWD4512 | IDP 2P 63A INSTANT.B/0,03 4M | 3070 | 1 | 1 | 3 | NR | 8034035018749 | 85362010 | 2DN08 | Energy | 2DN | ENERGY | 2DN13G | DIN RAIL MODULAR DEV | 2DN13G19F | RCCB | 2DN13G19F334 | RCCB TYPE B
GWD4514 | IDP 2P 63A INSTANT.B/0,3 4M | 2947 | 1 | 1 | 3 | NR | 8034035018756 | 85362010 | 2DN08 | Energy | 2DN | ENERGY | 2DN13G | DIN RAIL MODULAR DEV | 2DN13G19F | RCCB | 2DN13G19F334 | RCCB TYPE B
GWD4527 | IDP 4P 25A INSTANT.B/0,03 4M | 2658 | 1 | 1 | 3 | NR | 8034035018763 | 85362010 | 2DN08 | Energy | 2DN | ENERGY | 2DN13G | DIN RAIL MODULAR DEV | 2DN13G19F | RCCB | 2DN13G19F334 | RCCB TYPE B
GWD4529 | IDP 4P 25A INSTANT.B/0,3 4M | 2596 | 1 | 1 | 3 | NR | 8034035018770 | 85362010 | 2DN08 | Energy | 2DN | ENERGY | 2DN13G | DIN RAIL MODULAR DEV | 2DN13G19F | RCCB | 2DN13G19F334 | RCCB TYPE B
GWD4532 | IDP 4P 40A INSTANT.B/0,03 4M | 2915 | 1 | 1 | 3 | NR | 8034035018787 | 85362010 | 2DN08 | Energy | 2DN | ENERGY | 2DN13G | DIN RAIL MODULAR DEV | 2DN13G19F | RCCB | 2DN13G19F334 | RCCB TYPE B
GWD4534 | IDP 4P 40A INSTANT.B/0,3 4M | 2771.5 | 1 | 1 | 3 | NR | 8034035018794 | 85362010 | 2DN08 | Energy | 2DN | ENERGY | 2DN13G | DIN RAIL MODULAR DEV | 2DN13G19F | RCCB | 2DN13G19F334 | RCCB TYPE B
GWD4537 | IDP 4P 63A INSTANT.B/0,03 4M | 3688.5 | 1 | 1 | 3 | NR | 8034035018800 | 85362010 | 2DN08 | Energy | 2DN | ENERGY | 2DN13G | DIN RAIL MODULAR DEV | 2DN13G19F | RCCB | 2DN13G19F334 | RCCB TYPE B
GWD4539 | IDP 4P 63A INSTANT.B/0,3 4M | 3585.5 | 1 | 1 | 3 | NR | 8034035018817 | 85362010 | 2DN08 | Energy | 2DN | ENERGY | 2DN13G | DIN RAIL MODULAR DEV | 2DN13G19F | RCCB | 2DN13G19F334 | RCCB TYPE B
GWD4617 | IDP NA-T 2P 25A INSTANT.AC/0,03 2M | 79.5 | 1 | 1 | 6 | NR | 8011564848818 | 85362010 | 2DN08 | Energy | 2DN | ENERGY | 2DN13G | DIN RAIL MODULAR DEV | 2DN13G19F | RCCB | 2DN13G19F331 | RCCB TYPE AC
GWD4627 | IDP NA-T 2P 40A INSTANT.AC/0,03 2M | 82.5 | 1 | 1 | 6 | NR | 8011564848832 | 85362010 | 2DN08 | Energy | 2DN | ENERGY | 2DN13G | DIN RAIL MODULAR DEV | 2DN13G19F | RCCB | 2DN13G19F331 | RCCB TYPE AC
GWD4817P | REARME RD PRO 2X25X30MA TIPO A | 332 | 1 | 1 | 4 | NR | 8011564722170 | 85362010 | 2DN02 | Energy | 2DN | ENERGY | 2DN13G | DIN RAIL MODULAR DEV | 2DN13G13F | RESTART/AUTOTEST | 2DN13G13F339 | RESTART
GWD4817R | REARME RD 2X25X30MA TIPO A | 305.5 | 1 | 1 | 4 | NR | 8011564722149 | 85362010 | 2DN02 | Energy | 2DN | ENERGY | 2DN13G | DIN RAIL MODULAR DEV | 2DN13G13F | RESTART/AUTOTEST | 2DN13G13F339 | RESTART
GWD4827 | IDP NA-T 2P 40A INSTANT.A/0,03 2M | 210.5 | 1 | 1 | 6 | NR | 8011564848955 | 85362010 | 2DN08 | Energy | 2DN | ENERGY | 2DN13G | DIN RAIL MODULAR DEV | 2DN13G19F | RCCB | 2DN13G19F333 | RCCB TYPE A
GWD4827P | REARME RD PRO 2X40X30MA TIPO A | 332 | 1 | 1 | 4 | NR | 8011564722187 | 85362010 | 2DN02 | Energy | 2DN | ENERGY | 2DN13G | DIN RAIL MODULAR DEV | 2DN13G13F | RESTART/AUTOTEST | 2DN13G13F339 | RESTART
GWD4827R | REARME RD 2X40X30MA TIPO A | 305.5 | 1 | 1 | 4 | NR | 8011564722163 | 85362010 | 2DN02 | Energy | 2DN | ENERGY | 2DN13G | DIN RAIL MODULAR DEV | 2DN13G13F | RESTART/AUTOTEST | 2DN13G13F339 | RESTART
GWD6002 | CONT. AUX. ABIERTO/CERRADO PARA IDP | 41.1 | 1 | 1 | 16 | NR | 8011564821613 | 85308000 | 2DN04 | Energy | 2DN | ENERGY | 2DN13G | DIN RAIL MODULAR DEV | 2DN13G21F | ACC. MODULARES | 2DN13G21F341 | AUX CONT./OPEN. REL.
GWD6007 | CONT. AUX. DISPARO RELE PARA IDP | 44.4 | 1 | 1 | 16 | NR | 8011564821620 | 85308000 | 2DN04 | Energy | 2DN | ENERGY | 2DN13G | DIN RAIL MODULAR DEV | 2DN13G21F | ACC. MODULARES | 2DN13G21F341 | AUX CONT./OPEN. REL.
GWD6010 | CONT. AUX. CONFIGURABLE PARA IDP | 53.5 | 1 | 1 | 16 | NR | 8011564821637 | 85308000 | 2DN04 | Energy | 2DN | ENERGY | 2DN13G | DIN RAIL MODULAR DEV | 2DN13G21F | ACC. MODULARES | 2DN13G21F341 | AUX CONT./OPEN. REL.
GWD6013 | BOBINA DE DISPARO 12/48V AC/DC PARA IDP | 65 | 1 | 1 | 8 | NR | 8011564821644 | 85389099 | 2DN04 | Energy | 2DN | ENERGY | 2DN13G | DIN RAIL MODULAR DEV | 2DN13G21F | ACC. MODULARES | 2DN13G21F341 | AUX CONT./OPEN. REL.
GWD6015 | BOBINA DE DISPARO 110/415Vac PARA IDP | 67 | 1 | 1 | 10 | NR | 8011564821651 | 85389099 | 2DN04 | Energy | 2DN | ENERGY | 2DN13G | DIN RAIL MODULAR DEV | 2DN13G21F | ACC. MODULARES | 2DN13G21F341 | AUX CONT./OPEN. REL.
GWD6026 | CUBRE-TORNILLOS PARA IDP 2P 2M | 9.3 | 1 | 1 | 50 | NR | 8011564825680 | 85389099 | 2DN04 | Energy | 2DN | ENERGY | 2DN13G | DIN RAIL MODULAR DEV | 2DN13G21F | ACC. MODULARES | 2DN13G21F343 | BUSBARS/ACC.CIRC.BR.
GWD6027 | CUBRE-TORNILLOS PARA IDP 4P 2M | 12.9 | 1 | 1 | 10 | NR | 8011564825697 | 85389099 | 2DN04 | Energy | 2DN | ENERGY | 2DN13G | DIN RAIL MODULAR DEV | 2DN13G21F | ACC. MODULARES | 2DN13G21F343 | BUSBARS/ACC.CIRC.BR.
GWD6401 | DESCARGADOR 1P+N 12,5KA TIPO 1+2 | 334 | 1 | 1 | 6 | NR | 8011564801998 | 85361090 | 2DN04 | Energy | 2DN | ENERGY | 2DN13G | DIN RAIL MODULAR DEV | 2DN13G21F | ACC. MODULARES | 2DN13G21F347 | SPD
GWD6402 | DESCARGADOR 3P+N 12,5KA TIPO 1+2 | 852 | 1 | 1 | 3 | NR | 8011564801981 | 85361090 | 2DN04 | Energy | 2DN | ENERGY | 2DN13G | DIN RAIL MODULAR DEV | 2DN13G21F | ACC. MODULARES | 2DN13G21F347 | SPD
GWD6404 | DESCARGADOR 1P+N 25KA AUX. T1+2 | 1002.5 | 1 | 1 | 3 | NR | 8011564774827 | 85361090 | 2DN04 | Energy | 2DN | ENERGY | 2DN13G | DIN RAIL MODULAR DEV | 2DN13G21F | ACC. MODULARES | 2DN13G21F347 | SPD
GWD6405 | DESCARGADOR 3P+N 25KA AUX. T1+2 | 1308.5 | 1 | 1 | 1 | NR | 8011564774834 | 85361090 | 2DN04 | Energy | 2DN | ENERGY | 2DN13G | DIN RAIL MODULAR DEV | 2DN13G21F | ACC. MODULARES | 2DN13G21F347 | SPD
GWD6407 | DESCARGADOR 1P+N 20KA TIPO 2 | 153.5 | 1 | 1 | 6 | NR | 8011564774841 | 85361090 | 2DN04 | Energy | 2DN | ENERGY | 2DN13G | DIN RAIL MODULAR DEV | 2DN13G21F | ACC. MODULARES | 2DN13G21F347 | SPD
GWD6409 | DESCARGADOR 3P+N 20KA TIPO 2 | 296.5 | 1 | 1 | 3 | NR | 8011564774858 | 85361090 | 2DN04 | Energy | 2DN | ENERGY | 2DN13G | DIN RAIL MODULAR DEV | 2DN13G21F | ACC. MODULARES | 2DN13G21F347 | SPD
GWD6411 | DESCARGADOR 1P 40KA TIPO 2 | 133 | 1 | 1 | 12 | NR | 8011564774865 | 85361090 | 2DN04 | Energy | 2DN | ENERGY | 2DN13G | DIN RAIL MODULAR DEV | 2DN13G21F | ACC. MODULARES | 2DN13G21F347 | SPD
GWD6412 | DESCARGADOR 1P 40KA AUX. TIPO 2 | 184.5 | 1 | 1 | 12 | NR | 8011564774872 | 85361090 | 2DN04 | Energy | 2DN | ENERGY | 2DN13G | DIN RAIL MODULAR DEV | 2DN13G21F | ACC. MODULARES | 2DN13G21F347 | SPD
GWD6413 | DESCARGADOR 1P 40KA 400V TIPO 2 | 169 | 1 | 1 | 12 | NR | 8011564774889 | 85361090 | 2DN04 | Energy | 2DN | ENERGY | 2DN13G | DIN RAIL MODULAR DEV | 2DN13G21F | ACC. MODULARES | 2DN13G21F347 | SPD
GWD6417 | DESCARGADOR 1P+N 40KA TIPO 2 | 227.5 | 1 | 1 | 6 | NR | 8011564774896 | 85361090 | 2DN04 | Energy | 2DN | ENERGY | 2DN13G | DIN RAIL MODULAR DEV | 2DN13G21F | ACC. MODULARES | 2DN13G21F347 | SPD
GWD6418 | DESCARGADOR 1P+N 40KA AUX. TIPO 2 | 297.5 | 1 | 1 | 6 | NR | 8011564774902 | 85361090 | 2DN04 | Energy | 2DN | ENERGY | 2DN13G | DIN RAIL MODULAR DEV | 2DN13G21F | ACC. MODULARES | 2DN13G21F347 | SPD
GWD6419 | DESCARGADOR 3P+N 40KA TIPO 2 | 437 | 1 | 1 | 3 | NR | 8011564775015 | 85361090 | 2DN04 | Energy | 2DN | ENERGY | 2DN13G | DIN RAIL MODULAR DEV | 2DN13G21F | ACC. MODULARES | 2DN13G21F347 | SPD
GWD6420 | DESCARGADOR 3P+N 40KA AUX. TIPO 2 | 553 | 1 | 1 | 3 | NR | 8011564775022 | 85361090 | 2DN04 | Energy | 2DN | ENERGY | 2DN13G | DIN RAIL MODULAR DEV | 2DN13G21F | ACC. MODULARES | 2DN13G21F347 | SPD
GWD6426 | DESCARGADOR 3P 40KA 600V DC TIPO 2 | 350.5 | 1 | 1 | 4 | NR | 8011564775039 | 85361090 | 2DN04 | Energy | 2DN | ENERGY | 2DN13G | DIN RAIL MODULAR DEV | 2DN13G21F | ACC. MODULARES | 2DN13G21F347 | SPD
GWD6428 | DESCARGADOR 3P 40KA 1000V DC TIPO 2 | 383 | 1 | 1 | 4 | NR | 8011564775046 | 85361090 | 2DN04 | Energy | 2DN | ENERGY | 2DN13G | DIN RAIL MODULAR DEV | 2DN13G21F | ACC. MODULARES | 2DN13G21F347 | SPD
GWD6429 | LST - SPD 3P 5KA 1000V DC T1+2 | a consultar | 1 | 1 | 4 | NR | 8034035137280 | 85361090 | 2DN04 | Energy | 2DN | ENERGY | 2DN13G | DIN RAIL MODULAR DEV | 2DN13G21F | ACC. MODULARES | 2DN13G21F347 | SPD
GWD6430 | DESCARGADOR LINEA TELEF.ADSL/PSTN | 216.5 | 1 | 1 | 12 | NR | 8011564775053 | 85361090 | 2DN04 | Energy | 2DN | ENERGY | 2DN13G | DIN RAIL MODULAR DEV | 2DN13G21F | ACC. MODULARES | 2DN13G21F347 | SPD
GWD6433 | CARTUCHO FASE 25KA TIPO 1+2 | 556.5 | 1 | 1 | 6 | NR | 8011564775060 | 85361090 | 2DN04 | Energy | 2DN | ENERGY | 2DN13G | DIN RAIL MODULAR DEV | 2DN13G21F | ACC. MODULARES | 2DN13G21F347 | SPD
GWD6434 | CARTUCHO NEUTRO 50KA TIPO 1+2 - 25kA | 552 | 1 | 1 | 6 | NR | 8011564775077 | 85361090 | 2DN04 | Energy | 2DN | ENERGY | 2DN13G | DIN RAIL MODULAR DEV | 2DN13G21F | ACC. MODULARES | 2DN13G21F347 | SPD
GWD6435 | CARTUCHO NEUTRO 100KA TIPO 1+2 | 770.5 | 1 | 1 | 6 | NR | 8011564775084 | 85361090 | 2DN04 | Energy | 2DN | ENERGY | 2DN13G | DIN RAIL MODULAR DEV | 2DN13G21F | ACC. MODULARES | 2DN13G21F347 | SPD
GWD6436 | CARTUCHO FASE 20KA TIPO 2 | 97.5 | 1 | 1 | 6 | NR | 8011564775091 | 85361090 | 2DN04 | Energy | 2DN | ENERGY | 2DN13G | DIN RAIL MODULAR DEV | 2DN13G21F | ACC. MODULARES | 2DN13G21F347 | SPD
GWD6438 | CARTUCHO NEUTRO 20KA TIPO 2 | 109 | 1 | 1 | 6 | NR | 8011564775107 | 85361090 | 2DN04 | Energy | 2DN | ENERGY | 2DN13G | DIN RAIL MODULAR DEV | 2DN13G21F | ACC. MODULARES | 2DN13G21F347 | SPD
GWD6441 | CARTUCHO FASE 40KA TIPO 2 | 112.5 | 1 | 1 | 6 | NR | 8011564775114 | 85361090 | 2DN04 | Energy | 2DN | ENERGY | 2DN13G | DIN RAIL MODULAR DEV | 2DN13G21F | ACC. MODULARES | 2DN13G21F347 | SPD
GWD6442 | CARTUCHO FASE 40KA 400V TIPO 2 | 141 | 1 | 1 | 6 | NR | 8011564775121 | 85361090 | 2DN04 | Energy | 2DN | ENERGY | 2DN13G | DIN RAIL MODULAR DEV | 2DN13G21F | ACC. MODULARES | 2DN13G21F347 | SPD
GWD6443 | CARTUCHO NEUTRO 40KA TIPO 2 | 146.5 | 1 | 1 | 6 | NR | 8011564775138 | 85361090 | 2DN04 | Energy | 2DN | ENERGY | 2DN13G | DIN RAIL MODULAR DEV | 2DN13G21F | ACC. MODULARES | 2DN13G21F347 | SPD
GWD6446 | CARTUCHO 40KA 600V DC TIPO 2 | 101 | 1 | 1 | 6 | NR | 8011564775145 | 85361090 | 2DN04 | Energy | 2DN | ENERGY | 2DN13G | DIN RAIL MODULAR DEV | 2DN13G21F | ACC. MODULARES | 2DN13G21F347 | SPD
GWD6448 | CARTUCHO 40KA 1000V DC TIPO 2 | 109 | 1 | 1 | 6 | NR | 8011564775152 | 85361090 | 2DN04 | Energy | 2DN | ENERGY | 2DN13G | DIN RAIL MODULAR DEV | 2DN13G21F | ACC. MODULARES | 2DN13G21F347 | SPD
GWD6449 | LST - SPD CARTRIDGE 5KA 1000V DC T1+2 | a consultar | 1 | 1 | 6 | NR | 8034035137297 | 85361090 | 2DN04 | Energy | 2DN | ENERGY | 2DN13G | DIN RAIL MODULAR DEV | 2DN13G21F | ACC. MODULARES | 2DN13G21F347 | SPD
GWD6451 | CARTUCHO FASE 12,5KA TIPO 1+2 | 215.5 | 1 | 1 | 6 | NR | 8011564802001 | 85361090 | 2DN04 | Energy | 2DN | ENERGY | 2DN13G | DIN RAIL MODULAR DEV | 2DN13G21F | ACC. MODULARES | 2DN13G21F347 | SPD
GWD6452 | CARTUCHO NEUTRO 25KA TIPO 1+2 | 222.5 | 1 | 1 | 6 | NR | 8011564802117 | 85361090 | 2DN04 | Energy | 2DN | ENERGY | 2DN13G | DIN RAIL MODULAR DEV | 2DN13G21F | ACC. MODULARES | 2DN13G21F347 | SPD
GWD6453 | CARTUCHO NEUTRO 50KA TIPO 1+2 -12,5kA | 282.5 | 1 | 1 | 6 | NR | 8011564802124 | 85361090 | 2DN04 | Energy | 2DN | ENERGY | 2DN13G | DIN RAIL MODULAR DEV | 2DN13G21F | ACC. MODULARES | 2DN13G21F347 | SPD
GWD6461 | POP + SPD TIPO 2 MONOFASE | 150.5 | 1 | 1 | 6 | NR | 8034035070020 | 85389099 | 2DN04 | Energy | 2DN | ENERGY | 2DN13G | DIN RAIL MODULAR DEV | 2DN13G21F | ACC. MODULARES | 2DN13G21F347 | SPD
GWD6471 | DESCARGADOR POP + TIPO 2 15KA 3P+N | 311 | 1 | 1 | 3 | NR | 8011564814646 | 85389099 | 2DN04 | Energy | 2DN | ENERGY | 2DN13G | DIN RAIL MODULAR DEV | 2DN13G21F | ACC. MODULARES | 2DN13G21F347 | SPD
GWD6472 | DESCARGADOR POP + TIPO 2 40KA 3P+N | 488.5 | 1 | 1 | 3 | NR | 8011564817821 | 85389099 | 2DN04 | Energy | 2DN | ENERGY | 2DN13G | DIN RAIL MODULAR DEV | 2DN13G21F | ACC. MODULARES | 2DN13G21F347 | SPD
GWD6501 | GUARDAMOTOR 0,1-0,16 A | 87.5 | 1 | 1 | 30 | NR | 8034035136375 | 85362010 | 2DN04 | Energy | 2DN | ENERGY | 2DN13G | DIN RAIL MODULAR DEV | 2DN13G21F | ACC. MODULARES | 2DN13G21F348 | MOTOR PROT.CIRC.BR.
GWD6502 | GUARDAMOTOR 0,16-0,25 A | 87.5 | 1 | 1 | 30 | NR | 8034035136382 | 85362010 | 2DN04 | Energy | 2DN | ENERGY | 2DN13G | DIN RAIL MODULAR DEV | 2DN13G21F | ACC. MODULARES | 2DN13G21F348 | MOTOR PROT.CIRC.BR.
GWD6503 | GUARDAMOTOR 0,25-0,4 A | 87 | 1 | 1 | 30 | NR | 8034035136399 | 85362010 | 2DN04 | Energy | 2DN | ENERGY | 2DN13G | DIN RAIL MODULAR DEV | 2DN13G21F | ACC. MODULARES | 2DN13G21F348 | MOTOR PROT.CIRC.BR.
GWD6504 | GUARDAMOTOR 0,4-0,63 A | 89.5 | 1 | 1 | 50 | NR | 8034035136603 | 85362010 | 2DN04 | Energy | 2DN | ENERGY | 2DN13G | DIN RAIL MODULAR DEV | 2DN13G21F | ACC. MODULARES | 2DN13G21F348 | MOTOR PROT.CIRC.BR.
GWD6505 | GUARDAMOTOR 0,63-1A | 96.5 | 1 | 1 | 50 | NR | 8034035136610 | 85362010 | 2DN04 | Energy | 2DN | ENERGY | 2DN13G | DIN RAIL MODULAR DEV | 2DN13G21F | ACC. MODULARES | 2DN13G21F348 | MOTOR PROT.CIRC.BR.
GWD6506 | GUARDAMOTOR 1-1,6 A | 96.5 | 1 | 1 | 50 | NR | 8034035136627 | 85362010 | 2DN04 | Energy | 2DN | ENERGY | 2DN13G | DIN RAIL MODULAR DEV | 2DN13G21F | ACC. MODULARES | 2DN13G21F348 | MOTOR PROT.CIRC.BR.
GWD6507 | GUARDAMOTOR 1,6-2,5 A | 96.5 | 1 | 1 | 50 | NR | 8034035136634 | 85362010 | 2DN04 | Energy | 2DN | ENERGY | 2DN13G | DIN RAIL MODULAR DEV | 2DN13G21F | ACC. MODULARES | 2DN13G21F348 | MOTOR PROT.CIRC.BR.
GWD6508 | GUARDAMOTOR 3P 2,5-4A 2,5M | 96.5 | 1 | 1 | 50 | NR | 8034035136641 | 85362010 | 2DN04 | Energy | 2DN | ENERGY | 2DN13G | DIN RAIL MODULAR DEV | 2DN13G21F | ACC. MODULARES | 2DN13G21F348 | MOTOR PROT.CIRC.BR.
GWD6509 | GUARDAMOTOR 3P 4-6,3A 2,5M | 96.5 | 1 | 1 | 50 | NR | 8034035136658 | 85362010 | 2DN04 | Energy | 2DN | ENERGY | 2DN13G | DIN RAIL MODULAR DEV | 2DN13G21F | ACC. MODULARES | 2DN13G21F348 | MOTOR PROT.CIRC.BR.
GWD6510 | GUARDAMOTOR 3P 6,3-10A 2,5M | 111 | 1 | 1 | 50 | NR | 8034035136665 | 85362010 | 2DN04 | Energy | 2DN | ENERGY | 2DN13G | DIN RAIL MODULAR DEV | 2DN13G21F | ACC. MODULARES | 2DN13G21F348 | MOTOR PROT.CIRC.BR.
GWD6511 | GUARDAMOTOR 3P 9-14A 2,5M | 113.5 | 1 | 1 | 50 | NR | 8034035136672 | 85362010 | 2DN04 | Energy | 2DN | ENERGY | 2DN13G | DIN RAIL MODULAR DEV | 2DN13G21F | ACC. MODULARES | 2DN13G21F348 | MOTOR PROT.CIRC.BR.
GWD6512 | GUARDAMOTOR 3P 13-18A 2,5M | 116 | 1 | 1 | 50 | NR | 8034035136689 | 85362010 | 2DN04 | Energy | 2DN | ENERGY | 2DN13G | DIN RAIL MODULAR DEV | 2DN13G21F | ACC. MODULARES | 2DN13G21F348 | MOTOR PROT.CIRC.BR.
GWD6513 | GUARDAMOTOR 17-23A | 126 | 1 | 1 | 50 | NR | 8034035136696 | 85362010 | 2DN04 | Energy | 2DN | ENERGY | 2DN13G | DIN RAIL MODULAR DEV | 2DN13G21F | ACC. MODULARES | 2DN13G21F348 | MOTOR PROT.CIRC.BR.
GWD6514 | GUARDAMOTOR 3P 20-27A 2,5M | 142 | 1 | 1 | 50 | NR | 8034035136702 | 85362010 | 2DN04 | Energy | 2DN | ENERGY | 2DN13G | DIN RAIL MODULAR DEV | 2DN13G21F | ACC. MODULARES | 2DN13G21F348 | MOTOR PROT.CIRC.BR.
GWD6515 | GUARDAMOTOR 25-32A | 173 | 1 | 1 | 50 | NR | 8034035136719 | 85362010 | 2DN04 | Energy | 2DN | ENERGY | 2DN13G | DIN RAIL MODULAR DEV | 2DN13G21F | ACC. MODULARES | 2DN13G21F348 | MOTOR PROT.CIRC.BR.
GWD6516 | CONTACTO AUX POS. GUARDAMOTOR 0,5M | 16.75 | 1 | 1 | 30 | NR | 8034035136726 | 85389099 | 2DN04 | Energy | 2DN | ENERGY | 2DN13G | DIN RAIL MODULAR DEV | 2DN13G21F | ACC. MODULARES | 2DN13G21F348 | MOTOR PROT.CIRC.BR.
GWD6517 | DISP.EMISION CORR. 230V GUARDAMOTOR 1M | 44.4 | 1 | 1 | 20 | NR | 8034035136733 | 85389099 | 2DN04 | Energy | 2DN | ENERGY | 2DN13G | DIN RAIL MODULAR DEV | 2DN13G21F | ACC. MODULARES | 2DN13G21F348 | MOTOR PROT.CIRC.BR.
GWD6518 | DISP.EMISION CORR. 400V GUARDAMOTOR 1M | 44.4 | 1 | 1 | 20 | NR | 8034035136740 | 85389099 | 2DN04 | Energy | 2DN | ENERGY | 2DN13G | DIN RAIL MODULAR DEV | 2DN13G21F | ACC. MODULARES | 2DN13G21F348 | MOTOR PROT.CIRC.BR.
GWD6519 | DISP. MIN. TENSION 230V GUARDAMOTOR 1M | 41.6 | 1 | 1 | 20 | NR | 8034035136757 | 85389099 | 2DN04 | Energy | 2DN | ENERGY | 2DN13G | DIN RAIL MODULAR DEV | 2DN13G21F | ACC. MODULARES | 2DN13G21F348 | MOTOR PROT.CIRC.BR.
GWD6520 | DISP. MIN. TENSION 400V GUARDAMOTOR 1M | 41.6 | 1 | 1 | 20 | NR | 8034035136764 | 85389099 | 2DN04 | Energy | 2DN | ENERGY | 2DN13G | DIN RAIL MODULAR DEV | 2DN13G21F | ACC. MODULARES | 2DN13G21F348 | MOTOR PROT.CIRC.BR.
GWD6601 | RELE MONOESTABLE 1NA 16A 8Vac 1M | 42.15 | 1 | 6 | 24 | NR | 8011564847187 | 85364190 | 2DN04 | Energy | 2DN | ENERGY | 2DN13G | DIN RAIL MODULAR DEV | 2DN13G21F | ACC. MODULARES | 2DN13G21F353 | CONTACTORS/RELAYS
GWD6602 | RELE MONOESTABLE 1NA 16A 12Vac 1M | 42.15 | 1 | 6 | 24 | NR | 8011564847194 | 85364190 | 2DN04 | Energy | 2DN | ENERGY | 2DN13G | DIN RAIL MODULAR DEV | 2DN13G21F | ACC. MODULARES | 2DN13G21F353 | CONTACTORS/RELAYS
GWD6603 | RELE MONOESTABLE 1NA 16A 24Vac 1M | 42.15 | 1 | 6 | 24 | NR | 8011564847200 | 85364190 | 2DN04 | Energy | 2DN | ENERGY | 2DN13G | DIN RAIL MODULAR DEV | 2DN13G21F | ACC. MODULARES | 2DN13G21F353 | CONTACTORS/RELAYS
GWD6604 | RELE MONOESTABLE 1NA 16A 230Vac 1M | 42.15 | 1 | 6 | 24 | NR | 8011564847217 | 85364900 | 2DN04 | Energy | 2DN | ENERGY | 2DN13G | DIN RAIL MODULAR DEV | 2DN13G21F | ACC. MODULARES | 2DN13G21F353 | CONTACTORS/RELAYS
GWD6606 | RELE MONOESTABLE 1CONM 16A 8Vac 1M | 43.45 | 1 | 6 | 24 | NR | 8011564847224 | 85364190 | 2DN04 | Energy | 2DN | ENERGY | 2DN13G | DIN RAIL MODULAR DEV | 2DN13G21F | ACC. MODULARES | 2DN13G21F353 | CONTACTORS/RELAYS
GWD6608 | RELE MONOESTABLE 1CONM 16A 12Vac/dc 1M | 43.45 | 1 | 6 | 24 | NR | 8011564847248 | 85364190 | 2DN04 | Energy | 2DN | ENERGY | 2DN13G | DIN RAIL MODULAR DEV | 2DN13G21F | ACC. MODULARES | 2DN13G21F353 | CONTACTORS/RELAYS
GWD6610 | RELE MONOESTABLE 1CONM 16A 24Vac/dc 1M | 43.45 | 1 | 6 | 24 | NR | 8011564847262 | 85364190 | 2DN04 | Energy | 2DN | ENERGY | 2DN13G | DIN RAIL MODULAR DEV | 2DN13G21F | ACC. MODULARES | 2DN13G21F353 | CONTACTORS/RELAYS
GWD6611 | RELE MONOESTABLE 1CONM 16A 230Vac 1M | 43.45 | 1 | 6 | 24 | NR | 8011564847279 | 85364900 | 2DN04 | Energy | 2DN | ENERGY | 2DN13G | DIN RAIL MODULAR DEV | 2DN13G21F | ACC. MODULARES | 2DN13G21F353 | CONTACTORS/RELAYS
GWD6617 | RELE MONOESTABLE 1NA+1NC 16A 12Vac 1M | 57 | 1 | 6 | 24 | NR | 8011564847286 | 85364190 | 2DN04 | Energy | 2DN | ENERGY | 2DN13G | DIN RAIL MODULAR DEV | 2DN13G21F | ACC. MODULARES | 2DN13G21F353 | CONTACTORS/RELAYS
GWD6618 | RELE MONOESTABLE 1NA+1NC 16A 24Vac 1M | 57 | 1 | 6 | 24 | NR | 8011564847293 | 85364190 | 2DN04 | Energy | 2DN | ENERGY | 2DN13G | DIN RAIL MODULAR DEV | 2DN13G21F | ACC. MODULARES | 2DN13G21F353 | CONTACTORS/RELAYS
GWD6619 | RELE MONOESTABLE 1NA+1NC 16A 230Vac 1M | 57 | 1 | 6 | 24 | NR | 8011564847309 | 85364900 | 2DN04 | Energy | 2DN | ENERGY | 2DN13G | DIN RAIL MODULAR DEV | 2DN13G21F | ACC. MODULARES | 2DN13G21F353 | CONTACTORS/RELAYS
GWD6624 | RELE MONOESTABLE 2NA 16A 230Vac 1M | 57 | 1 | 6 | 24 | NR | 8011564847316 | 85364900 | 2DN04 | Energy | 2DN | ENERGY | 2DN13G | DIN RAIL MODULAR DEV | 2DN13G21F | ACC. MODULARES | 2DN13G21F353 | CONTACTORS/RELAYS
GWD6626 | RELE MONOESTABLE 2CONM 16A 8Vac 2M | 70 | 1 | 3 | 12 | NR | 8011564847323 | 85364190 | 2DN04 | Energy | 2DN | ENERGY | 2DN13G | DIN RAIL MODULAR DEV | 2DN13G21F | ACC. MODULARES | 2DN13G21F353 | CONTACTORS/RELAYS
GWD6627 | RELE MONOESTABLE 2CONM 16A 12Vac 2M | 70 | 1 | 3 | 12 | NR | 8011564847330 | 85364190 | 2DN04 | Energy | 2DN | ENERGY | 2DN13G | DIN RAIL MODULAR DEV | 2DN13G21F | ACC. MODULARES | 2DN13G21F353 | CONTACTORS/RELAYS
GWD6629 | RELE MONOESTABLE 2CONM 16A 24Vac/dc 2M | 70 | 1 | 3 | 12 | NR | 8011564847354 | 85364190 | 2DN04 | Energy | 2DN | ENERGY | 2DN13G | DIN RAIL MODULAR DEV | 2DN13G21F | ACC. MODULARES | 2DN13G21F353 | CONTACTORS/RELAYS
GWD6630 | RELE MONOESTABLE 2CONM 16A 230Vac 2M | 70 | 1 | 3 | 12 | NR | 8011564847361 | 85364900 | 2DN04 | Energy | 2DN | ENERGY | 2DN13G | DIN RAIL MODULAR DEV | 2DN13G21F | ACC. MODULARES | 2DN13G21F353 | CONTACTORS/RELAYS
GWD6632 | RELE MONOESTABLE 4NA 16A 12Vac 2M | 82 | 1 | 3 | 12 | NR | 8011564847378 | 85364190 | 2DN04 | Energy | 2DN | ENERGY | 2DN13G | DIN RAIL MODULAR DEV | 2DN13G21F | ACC. MODULARES | 2DN13G21F353 | CONTACTORS/RELAYS
GWD6633 | RELE MONOESTABLE 4NA 16A 24Vac 2M | 82 | 1 | 3 | 12 | NR | 8011564847385 | 85364190 | 2DN04 | Energy | 2DN | ENERGY | 2DN13G | DIN RAIL MODULAR DEV | 2DN13G21F | ACC. MODULARES | 2DN13G21F353 | CONTACTORS/RELAYS
GWD6634 | RELE MONOESTABLE 4NA 16A 230Vac 2M | 82 | 1 | 3 | 12 | NR | 8011564847392 | 85364900 | 2DN04 | Energy | 2DN | ENERGY | 2DN13G | DIN RAIL MODULAR DEV | 2DN13G21F | ACC. MODULARES | 2DN13G21F353 | CONTACTORS/RELAYS
GWD6641 | TELERRUPTOR 1NA 16A 8Vac 1M | 44.4 | 1 | 6 | 24 | NR | 8011564847408 | 85364190 | 2DN04 | Energy | 2DN | ENERGY | 2DN13G | DIN RAIL MODULAR DEV | 2DN13G21F | ACC. MODULARES | 2DN13G21F353 | CONTACTORS/RELAYS
GWD6642 | TELERRUPTOR 1NA 16A 12Vac 1M | 44.4 | 1 | 6 | 24 | NR | 8011564847415 | 85364190 | 2DN04 | Energy | 2DN | ENERGY | 2DN13G | DIN RAIL MODULAR DEV | 2DN13G21F | ACC. MODULARES | 2DN13G21F353 | CONTACTORS/RELAYS
GWD6643 | TELERRUPTOR 1NA 16A 24Vac 1M | 44.4 | 1 | 6 | 24 | NR | 8011564847422 | 85364190 | 2DN04 | Energy | 2DN | ENERGY | 2DN13G | DIN RAIL MODULAR DEV | 2DN13G21F | ACC. MODULARES | 2DN13G21F353 | CONTACTORS/RELAYS
GWD6644 | TELERRUPTOR 1NA 16A 230Vac 1M | 44.4 | 1 | 6 | 24 | NR | 8011564847439 | 85364900 | 2DN04 | Energy | 2DN | ENERGY | 2DN13G | DIN RAIL MODULAR DEV | 2DN13G21F | ACC. MODULARES | 2DN13G21F353 | CONTACTORS/RELAYS
GWD6646 | TELERRUPTOR 1CONM 16A 8Vac 1M | 47.7 | 1 | 6 | 24 | NR | 8011564847446 | 85364190 | 2DN04 | Energy | 2DN | ENERGY | 2DN13G | DIN RAIL MODULAR DEV | 2DN13G21F | ACC. MODULARES | 2DN13G21F353 | CONTACTORS/RELAYS
GWD6647 | TELERRUPTOR 1CONM 16A 12Vac 1M | 47.7 | 1 | 6 | 24 | NR | 8011564847453 | 85364190 | 2DN04 | Energy | 2DN | ENERGY | 2DN13G | DIN RAIL MODULAR DEV | 2DN13G21F | ACC. MODULARES | 2DN13G21F353 | CONTACTORS/RELAYS
GWD6648 | TELERRUPTOR 1CONM 16A 24Vac 1M | 47.7 | 1 | 6 | 24 | NR | 8011564847460 | 85364190 | 2DN04 | Energy | 2DN | ENERGY | 2DN13G | DIN RAIL MODULAR DEV | 2DN13G21F | ACC. MODULARES | 2DN13G21F353 | CONTACTORS/RELAYS
GWD6649 | TELERRUPTOR 1CONM 16A 24Vdc 1M | 47.7 | 1 | 6 | 24 | NR | 8011564847477 | 85364190 | 2DN04 | Energy | 2DN | ENERGY | 2DN13G | DIN RAIL MODULAR DEV | 2DN13G21F | ACC. MODULARES | 2DN13G21F353 | CONTACTORS/RELAYS
GWD6650 | TELERRUPTOR 1CONM 16A 230Vac 1M | 47.7 | 1 | 6 | 24 | NR | 8011564847484 | 85364900 | 2DN04 | Energy | 2DN | ENERGY | 2DN13G | DIN RAIL MODULAR DEV | 2DN13G21F | ACC. MODULARES | 2DN13G21F353 | CONTACTORS/RELAYS
GWD6652 | TELERRUPTOR 1NA+1NC 16A 12Vac 1M | 62.5 | 1 | 6 | 24 | NR | 8011564847491 | 85364190 | 2DN04 | Energy | 2DN | ENERGY | 2DN13G | DIN RAIL MODULAR DEV | 2DN13G21F | ACC. MODULARES | 2DN13G21F353 | CONTACTORS/RELAYS
GWD6653 | TELERRUPTOR 1NA+1NC 16A 24Vac 1M | 62.5 | 1 | 6 | 24 | NR | 8011564847507 | 85364190 | 2DN04 | Energy | 2DN | ENERGY | 2DN13G | DIN RAIL MODULAR DEV | 2DN13G21F | ACC. MODULARES | 2DN13G21F353 | CONTACTORS/RELAYS
GWD6654 | TELERRUPTOR 1NA+1NC 16A 230Vac 1M | 62.5 | 1 | 6 | 24 | NR | 8011564847514 | 85364900 | 2DN04 | Energy | 2DN | ENERGY | 2DN13G | DIN RAIL MODULAR DEV | 2DN13G21F | ACC. MODULARES | 2DN13G21F353 | CONTACTORS/RELAYS
GWD6657 | TELERRUPTOR 2NA 16A 12Vac 1M | 62.5 | 1 | 6 | 24 | NR | 8011564847521 | 85364190 | 2DN04 | Energy | 2DN | ENERGY | 2DN13G | DIN RAIL MODULAR DEV | 2DN13G21F | ACC. MODULARES | 2DN13G21F353 | CONTACTORS/RELAYS
GWD6658 | TELERRUPTOR 2NA 16A 24Vac 1M | 62.5 | 1 | 6 | 24 | NR | 8011564847538 | 85364190 | 2DN04 | Energy | 2DN | ENERGY | 2DN13G | DIN RAIL MODULAR DEV | 2DN13G21F | ACC. MODULARES | 2DN13G21F353 | CONTACTORS/RELAYS
GWD6659 | TELERRUPTOR 2NA 16A 230Vac 1M | 62.5 | 1 | 6 | 24 | NR | 8011564847545 | 85364900 | 2DN04 | Energy | 2DN | ENERGY | 2DN13G | DIN RAIL MODULAR DEV | 2DN13G21F | ACC. MODULARES | 2DN13G21F353 | CONTACTORS/RELAYS
GWD6663 | TELERUPTOR 2CONM 16A 24Vac 2M | 62.5 | 1 | 3 | 12 | NR | 8011564847552 | 85364190 | 2DN04 | Energy | 2DN | ENERGY | 2DN13G | DIN RAIL MODULAR DEV | 2DN13G21F | ACC. MODULARES | 2DN13G21F353 | CONTACTORS/RELAYS
GWD6664 | TELERUPTOR 2CONM 16A 230Vac 2M | 62.5 | 1 | 3 | 12 | NR | 8011564847569 | 85364900 | 2DN04 | Energy | 2DN | ENERGY | 2DN13G | DIN RAIL MODULAR DEV | 2DN13G21F | ACC. MODULARES | 2DN13G21F353 | CONTACTORS/RELAYS
GWD6667 | TELERRUPTOR 4NA 16A 12Vac 2M | 96 | 1 | 3 | 12 | NR | 8011564847576 | 85364190 | 2DN04 | Energy | 2DN | ENERGY | 2DN13G | DIN RAIL MODULAR DEV | 2DN13G21F | ACC. MODULARES | 2DN13G21F353 | CONTACTORS/RELAYS
GWD6668 | TELERRUPTOR 4NA 16A 24Vac 2M | 96 | 1 | 3 | 12 | NR | 8011564847583 | 85364190 | 2DN04 | Energy | 2DN | ENERGY | 2DN13G | DIN RAIL MODULAR DEV | 2DN13G21F | ACC. MODULARES | 2DN13G21F353 | CONTACTORS/RELAYS
GWD6669 | TELERRUPTOR 4NA 16A 230Vac 2M | 96 | 1 | 3 | 12 | NR | 8011564847590 | 85364900 | 2DN04 | Energy | 2DN | ENERGY | 2DN13G | DIN RAIL MODULAR DEV | 2DN13G21F | ACC. MODULARES | 2DN13G21F353 | CONTACTORS/RELAYS
GWD6671 | MANDO CENTRALIZADO PARA RELES | 44.3 | 1 | 1 | 20 | NR | 8011564834347 | 85389099 | 2DN04 | Energy | 2DN | ENERGY | 2DN13G | DIN RAIL MODULAR DEV | 2DN13G21F | ACC. MODULARES | 2DN13G21F353 | CONTACTORS/RELAYS
GWD6672 | CONTROL GRUPOS RELES CENTRALIZADOS | 32.55 | 1 | 1 | 20 | NR | 8011564834354 | 85389099 | 2DN04 | Energy | 2DN | ENERGY | 2DN13G | DIN RAIL MODULAR DEV | 2DN13G21F | ACC. MODULARES | 2DN13G21F353 | CONTACTORS/RELAYS
GWD6676 | CONTACTO AUXILIAR RELE 2CONM | 39.25 | 1 | 1 | 20 | NR | 8011564834361 | 85389099 | 2DN04 | Energy | 2DN | ENERGY | 2DN13G | DIN RAIL MODULAR DEV | 2DN13G21F | ACC. MODULARES | 2DN13G21F353 | CONTACTORS/RELAYS
GWD6677 | CONTACTO AUXILIAR RELE 1NA+1NC | 39.25 | 1 | 1 | 20 | NR | 8011564834378 | 85389099 | 2DN04 | Energy | 2DN | ENERGY | 2DN13G | DIN RAIL MODULAR DEV | 2DN13G21F | ACC. MODULARES | 2DN13G21F353 | CONTACTORS/RELAYS
GWD6678 | CONTACTO AUXILIAR RELE 2NA | 39.25 | 1 | 1 | 20 | NR | 8011564834385 | 85389099 | 2DN04 | Energy | 2DN | ENERGY | 2DN13G | DIN RAIL MODULAR DEV | 2DN13G21F | ACC. MODULARES | 2DN13G21F353 | CONTACTORS/RELAYS
GWD6701 | CONTACTOR 230V 1NA 20A 1M | 48.7 | 1 | 6 | 24 | NR | 8011564809314 | 85364900 | 2DN04 | Energy | 2DN | ENERGY | 2DN13G | DIN RAIL MODULAR DEV | 2DN13G21F | ACC. MODULARES | 2DN13G21F353 | CONTACTORS/RELAYS
GWD6702 | CONTACTOR 24V 2NA 20A 1M | 66.5 | 1 | 6 | 24 | NR | 8011564809321 | 85364900 | 2DN04 | Energy | 2DN | ENERGY | 2DN13G | DIN RAIL MODULAR DEV | 2DN13G21F | ACC. MODULARES | 2DN13G21F353 | CONTACTORS/RELAYS
GWD6703 | CONTACTOR 230V 2NA 20A 1M | 42.15 | 1 | 6 | 24 | NR | 8011564809338 | 85364900 | 2DN04 | Energy | 2DN | ENERGY | 2DN13G | DIN RAIL MODULAR DEV | 2DN13G21F | ACC. MODULARES | 2DN13G21F353 | CONTACTORS/RELAYS
GWD6705 | CONTACTOR 230V 2NC 20A 1M | 54.5 | 1 | 6 | 24 | NR | 8011564809352 | 85364900 | 2DN04 | Energy | 2DN | ENERGY | 2DN13G | DIN RAIL MODULAR DEV | 2DN13G21F | ACC. MODULARES | 2DN13G21F353 | CONTACTORS/RELAYS
GWD6706 | CONTACTOR 24V 1NA+1NC 20A 1M | 66.5 | 1 | 6 | 24 | NR | 8011564809369 | 85364900 | 2DN04 | Energy | 2DN | ENERGY | 2DN13G | DIN RAIL MODULAR DEV | 2DN13G21F | ACC. MODULARES | 2DN13G21F353 | CONTACTORS/RELAYS
GWD6707 | CONTACTOR 230V 1NA+1NC 20A 1M | 54.5 | 1 | 6 | 24 | NR | 8011564809376 | 85364900 | 2DN04 | Energy | 2DN | ENERGY | 2DN13G | DIN RAIL MODULAR DEV | 2DN13G21F | ACC. MODULARES | 2DN13G21F353 | CONTACTORS/RELAYS
GWD6708 | CONTACTOR 230V 3NA 20A 2M | 69 | 1 | 3 | 12 | NR | 8011564809437 | 85364900 | 2DN04 | Energy | 2DN | ENERGY | 2DN13G | DIN RAIL MODULAR DEV | 2DN13G21F | ACC. MODULARES | 2DN13G21F353 | CONTACTORS/RELAYS
GWD6709 | CONTACTOR 230V 4NA 20A 2M | 59 | 1 | 3 | 12 | NR | 8011564809444 | 85364900 | 2DN04 | Energy | 2DN | ENERGY | 2DN13G | DIN RAIL MODULAR DEV | 2DN13G21F | ACC. MODULARES | 2DN13G21F353 | CONTACTORS/RELAYS
GWD6711 | CONTACTOR 24V 2NA 25A 2M | 72 | 1 | 3 | 12 | NR | 8011564809451 | 85364900 | 2DN04 | Energy | 2DN | ENERGY | 2DN13G | DIN RAIL MODULAR DEV | 2DN13G21F | ACC. MODULARES | 2DN13G21F353 | CONTACTORS/RELAYS
GWD6712 | CONTACTOR 230V 2NA 25A 2M | 59 | 1 | 3 | 12 | NR | 8011564809468 | 85364900 | 2DN04 | Energy | 2DN | ENERGY | 2DN13G | DIN RAIL MODULAR DEV | 2DN13G21F | ACC. MODULARES | 2DN13G21F353 | CONTACTORS/RELAYS
GWD6713 | CONTACTOR 230V 3NA 25A 2M | 72.5 | 1 | 3 | 12 | NR | 8011564809475 | 85364900 | 2DN04 | Energy | 2DN | ENERGY | 2DN13G | DIN RAIL MODULAR DEV | 2DN13G21F | ACC. MODULARES | 2DN13G21F353 | CONTACTORS/RELAYS
GWD6714 | CONTACTOR 24V 4NA 25A 2M | 74 | 1 | 3 | 12 | NR | 8011564809482 | 85364900 | 2DN04 | Energy | 2DN | ENERGY | 2DN13G | DIN RAIL MODULAR DEV | 2DN13G21F | ACC. MODULARES | 2DN13G21F353 | CONTACTORS/RELAYS
GWD6715 | CONTACTOR 230V 4NA 25A 2M | 63 | 1 | 3 | 12 | NR | 8011564809499 | 85364900 | 2DN04 | Energy | 2DN | ENERGY | 2DN13G | DIN RAIL MODULAR DEV | 2DN13G21F | ACC. MODULARES | 2DN13G21F353 | CONTACTORS/RELAYS
GWD6716 | CONTACTOR 24V 4NC 25A 2M | 74 | 1 | 3 | 12 | NR | 8011564809505 | 85364900 | 2DN04 | Energy | 2DN | ENERGY | 2DN13G | DIN RAIL MODULAR DEV | 2DN13G21F | ACC. MODULARES | 2DN13G21F353 | CONTACTORS/RELAYS
GWD6717 | CONTACTOR 230V 4NC 25A 2M | 74 | 1 | 3 | 12 | NR | 8011564809512 | 85364900 | 2DN04 | Energy | 2DN | ENERGY | 2DN13G | DIN RAIL MODULAR DEV | 2DN13G21F | ACC. MODULARES | 2DN13G21F353 | CONTACTORS/RELAYS
GWD6718 | CONTACTOR 230V 3NA+1NC 25A 2M | 74 | 1 | 3 | 12 | NR | 8011564809529 | 85364900 | 2DN04 | Energy | 2DN | ENERGY | 2DN13G | DIN RAIL MODULAR DEV | 2DN13G21F | ACC. MODULARES | 2DN13G21F353 | CONTACTORS/RELAYS
GWD6721 | CONTACTOR 230V 2NA 40A 3M | 94.5 | 1 | 2 | 8 | NR | 8011564809598 | 85364900 | 2DN04 | Energy | 2DN | ENERGY | 2DN13G | DIN RAIL MODULAR DEV | 2DN13G21F | ACC. MODULARES | 2DN13G21F353 | CONTACTORS/RELAYS
GWD6722 | CONTACTOR 230V 3NA 40A 3M | 136 | 1 | 2 | 8 | NR | 8011564809581 | 85364900 | 2DN04 | Energy | 2DN | ENERGY | 2DN13G | DIN RAIL MODULAR DEV | 2DN13G21F | ACC. MODULARES | 2DN13G21F353 | CONTACTORS/RELAYS
GWD6723 | CONTACTOR 24V 4NA 40A 3M | 161.5 | 1 | 2 | 8 | NR | 8011564809604 | 85364900 | 2DN04 | Energy | 2DN | ENERGY | 2DN13G | DIN RAIL MODULAR DEV | 2DN13G21F | ACC. MODULARES | 2DN13G21F353 | CONTACTORS/RELAYS
GWD6724 | CONTACTOR 230V 4NA 40A 3M | 133 | 1 | 2 | 8 | NR | 8011564809611 | 85364900 | 2DN04 | Energy | 2DN | ENERGY | 2DN13G | DIN RAIL MODULAR DEV | 2DN13G21F | ACC. MODULARES | 2DN13G21F353 | CONTACTORS/RELAYS
GWD6725 | CONTACTOR 230V 2NA+2NC 40A 3M | 161.5 | 1 | 2 | 8 | NR | 8011564809628 | 85364900 | 2DN04 | Energy | 2DN | ENERGY | 2DN13G | DIN RAIL MODULAR DEV | 2DN13G21F | ACC. MODULARES | 2DN13G21F353 | CONTACTORS/RELAYS
GWD6726 | CONTACTOR 230V AC/DC 4NC 40A 3M | 161.5 | 1 | 2 | 8 | NR | 8034035017339 | 85364900 | 2DN04 | Energy | 2DN | ENERGY | 2DN13G | DIN RAIL MODULAR DEV | 2DN13G21F | ACC. MODULARES | 2DN13G21F353 | CONTACTORS/RELAYS
GWD6731 | CONTACTOR 230V 2NA 63A 3M | 150.5 | 1 | 2 | 8 | NR | 8011564809635 | 85364900 | 2DN04 | Energy | 2DN | ENERGY | 2DN13G | DIN RAIL MODULAR DEV | 2DN13G21F | ACC. MODULARES | 2DN13G21F353 | CONTACTORS/RELAYS
GWD6732 | CONTACTOR 230V 3NA 63A 3M | 178.5 | 1 | 2 | 8 | NR | 8011564809642 | 85364900 | 2DN04 | Energy | 2DN | ENERGY | 2DN13G | DIN RAIL MODULAR DEV | 2DN13G21F | ACC. MODULARES | 2DN13G21F353 | CONTACTORS/RELAYS
GWD6733 | CONTACTOR 24V 4NA 63A 3M | 218.5 | 1 | 2 | 8 | NR | 8011564809659 | 85364900 | 2DN04 | Energy | 2DN | ENERGY | 2DN13G | DIN RAIL MODULAR DEV | 2DN13G21F | ACC. MODULARES | 2DN13G21F353 | CONTACTORS/RELAYS
GWD6734 | CONTACTOR 230V 4NA 63A 3M | 183.5 | 1 | 2 | 8 | NR | 8011564809666 | 85364900 | 2DN04 | Energy | 2DN | ENERGY | 2DN13G | DIN RAIL MODULAR DEV | 2DN13G21F | ACC. MODULARES | 2DN13G21F353 | CONTACTORS/RELAYS
GWD6735 | CONTACTOR 230V 3NA+1NC 63A 3M | 218.5 | 1 | 2 | 8 | NR | 8011564809673 | 85364900 | 2DN04 | Energy | 2DN | ENERGY | 2DN13G | DIN RAIL MODULAR DEV | 2DN13G21F | ACC. MODULARES | 2DN13G21F353 | CONTACTORS/RELAYS
GWD6736 | CONTACTOR 230V 4NC 63A 3M | 218.5 | 1 | 2 | 8 | NR | 8034035017322 | 85364900 | 2DN04 | Energy | 2DN | ENERGY | 2DN13G | DIN RAIL MODULAR DEV | 2DN13G21F | ACC. MODULARES | 2DN13G21F353 | CONTACTORS/RELAYS
GWD6741 | CONTACTOR MANDO MANUAL 24V 2NA 20A | 75 | 1 | 6 | 24 | NR | 8011564809383 | 85364900 | 2DN04 | Energy | 2DN | ENERGY | 2DN13G | DIN RAIL MODULAR DEV | 2DN13G21F | ACC. MODULARES | 2DN13G21F353 | CONTACTORS/RELAYS
GWD6742 | CONTACTOR MANDO MANUAL 230V 2NA 20A | 75 | 1 | 6 | 24 | NR | 8011564809390 | 85364900 | 2DN04 | Energy | 2DN | ENERGY | 2DN13G | DIN RAIL MODULAR DEV | 2DN13G21F | ACC. MODULARES | 2DN13G21F353 | CONTACTORS/RELAYS
GWD6743 | CONTACTOR MANDO MANUAL 230V 2NC 20A | 75 | 1 | 6 | 24 | NR | 8011564809406 | 85364900 | 2DN04 | Energy | 2DN | ENERGY | 2DN13G | DIN RAIL MODULAR DEV | 2DN13G21F | ACC. MODULARES | 2DN13G21F353 | CONTACTORS/RELAYS
GWD6744 | CONTACTOR MANDO MANUAL 230V 1NA+1NC 20A | 75 | 1 | 6 | 24 | NR | 8011564809413 | 85364900 | 2DN04 | Energy | 2DN | ENERGY | 2DN13G | DIN RAIL MODULAR DEV | 2DN13G21F | ACC. MODULARES | 2DN13G21F353 | CONTACTORS/RELAYS
GWD6751 | CONTACTOR MANDO MANUAL 230V 2NA 25A | 79 | 1 | 3 | 12 | NR | 8011564809536 | 85364900 | 2DN04 | Energy | 2DN | ENERGY | 2DN13G | DIN RAIL MODULAR DEV | 2DN13G21F | ACC. MODULARES | 2DN13G21F353 | CONTACTORS/RELAYS
GWD6752 | CONTACTOR MANDO MANUAL 230V 3NA 25A | 82.5 | 1 | 3 | 12 | NR | 8011564809543 | 85364900 | 2DN04 | Energy | 2DN | ENERGY | 2DN13G | DIN RAIL MODULAR DEV | 2DN13G21F | ACC. MODULARES | 2DN13G21F353 | CONTACTORS/RELAYS
GWD6753 | CONTACTOR MANDO MANUAL 24V 4NA 25A | 96.5 | 1 | 3 | 12 | NR | 8011564809550 | 85364900 | 2DN04 | Energy | 2DN | ENERGY | 2DN13G | DIN RAIL MODULAR DEV | 2DN13G21F | ACC. MODULARES | 2DN13G21F353 | CONTACTORS/RELAYS
GWD6754 | CONTACTOR MANDO MANUAL 230V 4NA 25A | 96.5 | 1 | 3 | 12 | NR | 8011564809567 | 85364900 | 2DN04 | Energy | 2DN | ENERGY | 2DN13G | DIN RAIL MODULAR DEV | 2DN13G21F | ACC. MODULARES | 2DN13G21F353 | CONTACTORS/RELAYS
GWD6761 | CONT. AUX. CONTACTOR 2NA | 42.85 | 1 | 1 | 12 | NR | 8011564809697 | 85389099 | 2DN04 | Energy | 2DN | ENERGY | 2DN13G | DIN RAIL MODULAR DEV | 2DN13G21F | ACC. MODULARES | 2DN13G21F353 | CONTACTORS/RELAYS
GWD6762 | CONT. AUX. CONTACTOR 1NA+1NC | 42.85 | 1 | 1 | 12 | NR | 8011564809703 | 85389099 | 2DN04 | Energy | 2DN | ENERGY | 2DN13G | DIN RAIL MODULAR DEV | 2DN13G21F | ACC. MODULARES | 2DN13G21F353 | CONTACTORS/RELAYS
GWD6763 | PAR DE CUBRETERMINALES ESTANCOS 1M | 1.53 | 1 | 1 | 10 | NR | 8011564809420 | 85389099 | 2DN04 | Energy | 2DN | ENERGY | 2DN13G | DIN RAIL MODULAR DEV | 2DN13G21F | ACC. MODULARES | 2DN13G21F353 | CONTACTORS/RELAYS
GWD6764 | PAR DE CUBRETERMINALES ESTANCOS 2M | 1.89 | 1 | 1 | 10 | NR | 8011564809574 | 85389099 | 2DN04 | Energy | 2DN | ENERGY | 2DN13G | DIN RAIL MODULAR DEV | 2DN13G21F | ACC. MODULARES | 2DN13G21F353 | CONTACTORS/RELAYS
GWD6765 | PAR DE CUBRETERMINALES ESTANCOS 3M | 2.24 | 1 | 1 | 10 | NR | 8011564809680 | 85389099 | 2DN04 | Energy | 2DN | ENERGY | 2DN13G | DIN RAIL MODULAR DEV | 2DN13G21F | ACC. MODULARES | 2DN13G21F353 | CONTACTORS/RELAYS
GWD6766 | SEPARADOR 0,5M | 2.96 | 1 | 12 | 12 | NR | 8011564811812 | 85389099 | 2DN04 | Energy | 2DN | ENERGY | 2DN13G | DIN RAIL MODULAR DEV | 2DN13G21F | ACC. MODULARES | 2DN13G21F353 | CONTACTORS/RELAYS
GWD6771 | INT.HORARIO DIARIO ANALOG.SIN RESERVA 1M | 55 | 1 | 1 | 12 | NR | 8034035007002 | 91070000 | 2DN04 | Energy | 2DN | ENERGY | 2DN13G | DIN RAIL MODULAR DEV | 2DN13G21F | ACC. MODULARES | 2DN13G21F356 | TIME SWITCHES
GWD6772 | INT.HORARIO DIARIO ANALOG.CON RESERVA 1M | 72.5 | 1 | 1 | 12 | NR | 8034035007019 | 91070000 | 2DN04 | Energy | 2DN | ENERGY | 2DN13G | DIN RAIL MODULAR DEV | 2DN13G21F | ACC. MODULARES | 2DN13G21F356 | TIME SWITCHES
GWD6773 | INT.HORARIO DIARIO ANALOG.CON RESERVA 2M | 93.5 | 1 | 1 | 6 | NR | 8034035007026 | 91070000 | 2DN04 | Energy | 2DN | ENERGY | 2DN13G | DIN RAIL MODULAR DEV | 2DN13G21F | ACC. MODULARES | 2DN13G21F356 | TIME SWITCHES
GWD6776 | INT.HORARIO SEMANAL CON RESERVA 2,5M | 125.5 | 1 | 1 | 4 | NR | 8034035007057 | 91070000 | 2DN04 | Energy | 2DN | ENERGY | 2DN13G | DIN RAIL MODULAR DEV | 2DN13G21F | ACC. MODULARES | 2DN13G21F356 | TIME SWITCHES
GWD6779 | INT.CREPUSCULAR 1M | 108 | 1 | 1 | 3 | NR | 8034035007101 | 91070000 | 2DN04 | Energy | 2DN | ENERGY | 2DN13G | DIN RAIL MODULAR DEV | 2DN13G21F | ACC. MODULARES | 2DN13G21F356 | TIME SWITCHES
GWD6780 | SONDA EXTERNA RECAMBIO INT.CREPUSCULAR | 46.05 | 1 | 1 | 4 | NR | 8034035007118 | 90329000 | 2DN04 | Energy | 2DN | ENERGY | 2DN13G | DIN RAIL MODULAR DEV | 2DN13G21F | ACC. MODULARES | 2DN13G21F356 | TIME SWITCHES
GWD6781 | INT.HORARIO SEMANAL DIGITAL 1C 1M | 132 | 1 | 1 | 6 | NR | 8034035007033 | 91070000 | 2DN04 | Energy | 2DN | ENERGY | 2DN13G | DIN RAIL MODULAR DEV | 2DN13G21F | ACC. MODULARES | 2DN13G21F356 | TIME SWITCHES
GWD6782 | INT.HORARIO SEMANAL DIGITAL 1C 2M | 113.5 | 1 | 1 | 3 | NR | 8034035007064 | 91070000 | 2DN04 | Energy | 2DN | ENERGY | 2DN13G | DIN RAIL MODULAR DEV | 2DN13G21F | ACC. MODULARES | 2DN13G21F356 | TIME SWITCHES
GWD6783 | INT.HORARIO SEMANAL DIGITAL 2C 2M | 189.5 | 1 | 1 | 3 | NR | 8034035007071 | 91070000 | 2DN04 | Energy | 2DN | ENERGY | 2DN13G | DIN RAIL MODULAR DEV | 2DN13G21F | ACC. MODULARES | 2DN13G21F356 | TIME SWITCHES
GWD6785 | INT.ASTRONOMICO 1CAN. 2M | 166 | 1 | 1 | 4 | NR | 8034035007088 | 91070000 | 2DN04 | Energy | 2DN | ENERGY | 2DN13G | DIN RAIL MODULAR DEV | 2DN13G21F | ACC. MODULARES | 2DN13G21F356 | TIME SWITCHES
GWD6786 | INT.ASTRONOMICO 2CAN. 2M | 230 | 1 | 1 | 3 | NR | 8034035007095 | 91070000 | 2DN04 | Energy | 2DN | ENERGY | 2DN13G | DIN RAIL MODULAR DEV | 2DN13G21F | ACC. MODULARES | 2DN13G21F356 | TIME SWITCHES
GWD6788 | INT.HORARIO-ASTRON. BT 1CAN. 2M | 216.5 | 1 | 1 | 3 | NR | 8034035007125 | 91070000 | 2DN04 | Energy | 2DN | ENERGY | 2DN13G | DIN RAIL MODULAR DEV | 2DN13G21F | ACC. MODULARES | 2DN13G21F356 | TIME SWITCHES
GWD6789 | INT.HORARIO-ASTRON. BT 2CAN. 2M | 255.5 | 1 | 1 | 3 | NR | 8034035007132 | 91070000 | 2DN04 | Energy | 2DN | ENERGY | 2DN13G | DIN RAIL MODULAR DEV | 2DN13G21F | ACC. MODULARES | 2DN13G21F356 | TIME SWITCHES
GWD6801 | CONTADOR ENERGIA MONOF.DIRECTO 40A 1M | 145.5 | 1 | 1 | 5 | NR | 8011564812413 | 90283019 | 2DN04 | Energy | 2DN | ENERGY | 2DN13G | DIN RAIL MODULAR DEV | 2DN13G21F | ACC. MODULARES | 2DN13G21F358 | MEASUREMENT DEVICES
GWD6802 | CONTADOR MID MONOF.DIRECTO 40A 1M | 217.5 | 1 | 1 | 5 | NR | 8011564886759 | 90283019 | 2DN04 | Energy | 2DN | ENERGY | 2DN13G | DIN RAIL MODULAR DEV | 2DN13G21F | ACC. MODULARES | 2DN13G21F358 | MEASUREMENT DEVICES
GWD6803 | CONTADOR MONOF.DIRECTO MID BUS 32A 1M | 306 | 1 | 1 | 5 | NR | 8034035117480 | 90283019 | 2DN04 | Energy | 2DN | ENERGY | 2DN13G | DIN RAIL MODULAR DEV | 2DN13G21F | ACC. MODULARES | 2DN13G21F358 | MEASUREMENT DEVICES
GWD6804 | CONTADOR TRIF.DIRECTO MID BUS 80A 4M | 681 | 1 | 1 | 2 | NR | 8034035117497 | 90283019 | 2DN04 | Energy | 2DN | ENERGY | 2DN13G | DIN RAIL MODULAR DEV | 2DN13G21F | ACC. MODULARES | 2DN13G21F358 | MEASUREMENT DEVICES
GWD6805 | CONTAD. TRIF.INDIRECTO MID BUS TC/5A 4M | 712 | 1 | 1 | 2 | NR | 8034035117701 | 90283019 | 2DN04 | Energy | 2DN | ENERGY | 2DN13G | DIN RAIL MODULAR DEV | 2DN13G21F | ACC. MODULARES | 2DN13G21F358 | MEASUREMENT DEVICES
GWD6807 | CONTADOR MID TRIF.DIRECTO 80A 4M | 553 | 1 | 1 | 2 | NR | 8011564886773 | 90283019 | 2DN04 | Energy | 2DN | ENERGY | 2DN13G | DIN RAIL MODULAR DEV | 2DN13G21F | ACC. MODULARES | 2DN13G21F358 | MEASUREMENT DEVICES
GWD6809 | CONTADOR MID TRIF.INDIRECTO TC/5A 4M | 581 | 1 | 1 | 2 | NR | 8011564886780 | 90283019 | 2DN04 | Energy | 2DN | ENERGY | 2DN13G | DIN RAIL MODULAR DEV | 2DN13G21F | ACC. MODULARES | 2DN13G21F358 | MEASUREMENT DEVICES
GWD6812 | CONTADOR MONOFASICO MODBUS ICON DLM | 166.5 | 1 | 1 | 6 | NR | 8034035043628 | 90268080 | 0EM02 | Mobility | 0EM | MOBILITY | 0EM18G | E-MOBILITY | 0EM18G25F | I-CON | 0EM18G25F033 | ACCESSORI I-CON
GWD6817 | CONTADOR TRIFASICO MODBUS ICON DLM | 257 | 1 | 1 | 6 | NR | 8034035026805 | 90268080 | 0EM02 | Mobility | 0EM | MOBILITY | 0EM18G | E-MOBILITY | 0EM18G25F | I-CON | 0EM18G25F033 | ACCESSORI I-CON
GWD6820 | INTERFACE MODBUS PARA CONTADOR ENERGÍA | 204 | 1 | 1 | 5 | NR | 8011564886766 | 85389099 | 2DN04 | Energy | 2DN | ENERGY | 2DN13G | DIN RAIL MODULAR DEV | 2DN13G21F | ACC. MODULARES | 2DN13G21F358 | MEASUREMENT DEVICES
GWD6821 | INTERFACE LAN TCP/IP PARA CONTADOR | 433.5 | 1 | 1 | 5 | NR | 8034035122965 | 85299096 | 2DN04 | Energy | 2DN | ENERGY | 2DN13G | DIN RAIL MODULAR DEV | 2DN13G21F | ACC. MODULARES | 2DN13G21F358 | MEASUREMENT DEVICES
GWD6911 | CUENTAHORAS | 92 | 1 | 1 | 6 | NR | 8034035007040 | 90283019 | 2DN04 | Energy | 2DN | ENERGY | 2DN13G | DIN RAIL MODULAR DEV | 2DN13G21F | ACC. MODULARES | 2DN13G21F358 | MEASUREMENT DEVICES
GWD6916 | P-COMFORT RELÉ GESTIÓN DE CARGAS | 144 | 1 | 1 | 6 | NR | 8011564881563 | 85389099 | 2DN04 | Energy | 2DN | ENERGY | 2DN13G | DIN RAIL MODULAR DEV | 2DN13G21F | ACC. MODULARES | 2DN13G21F354 | MONITORING RELAYS
GWD8501 | CONTACTO AUX POSICIÓN MSX/M160c-250c | 80 | 1 | 1 | 16 | NR | 8034035044182 | 85389099 | 2DN04 | Energy | 2DN | ENERGY | 2DN16G | MCCB/CUADROS DISTR. | 2DN16G22F | INT CAJA MOLD/SECC. | 2DN16G22F399 | ACCESSORIES MCCB MSX
GWD8502 | CONTACTO AUX DISPARO IZQ MSX/M160c-250c | 80 | 1 | 1 | 16 | NR | 8034035044199 | 85389099 | 2DN04 | Energy | 2DN | ENERGY | 2DN16G | MCCB/CUADROS DISTR. | 2DN16G22F | INT CAJA MOLD/SECC. | 2DN16G22F399 | ACCESSORIES MCCB MSX
GWD8503 | CONTACTO AUX DISPARO DCHA MSX/M160c-250c | 80 | 1 | 1 | 16 | NR | 8034035044205 | 85389099 | 2DN04 | Energy | 2DN | ENERGY | 2DN16G | MCCB/CUADROS DISTR. | 2DN16G22F | INT CAJA MOLD/SECC. | 2DN16G22F399 | ACCESSORIES MCCB MSX
GWD8504 | CONTACTO AUX POSICIÓN MSX/D/E/M125-1600 | 80 | 1 | 1 | 16 | NR | 8034035044212 | 85389099 | 2DN04 | Energy | 2DN | ENERGY | 2DN16G | MCCB/CUADROS DISTR. | 2DN16G22F | INT CAJA MOLD/SECC. | 2DN16G22F399 | ACCESSORIES MCCB MSX
GWD8505 | CONTACTO AUX DISPARO MSX/D/E/M125-1600 | 80 | 1 | 1 | 16 | NR | 8034035044229 | 85389099 | 2DN04 | Energy | 2DN | ENERGY | 2DN16G | MCCB/CUADROS DISTR. | 2DN16G22F | INT CAJA MOLD/SECC. | 2DN16G22F399 | ACCESSORIES MCCB MSX
GWD8510 | BOB. DISPARO MSXD125-250 | 189.5 | 1 | 1 | 20 | NR | 8034035044236 | 85389099 | 2DN04 | Energy | 2DN | ENERGY | 2DN16G | MCCB/CUADROS DISTR. | 2DN16G22F | INT CAJA MOLD/SECC. | 2DN16G22F399 | ACCESSORIES MCCB MSX
GWD8511 | BOB. DISPARO MSX/M160c-250c 100-120VAC | 153.5 | 1 | 1 | 20 | NR | 8034035054495 | 85389099 | 2DN04 | Energy | 2DN | ENERGY | 2DN16G | MCCB/CUADROS DISTR. | 2DN16G22F | INT CAJA MOLD/SECC. | 2DN16G22F399 | ACCESSORIES MCCB MSX
GWD8512 | BOB. DISPARO MSX/M160c-250c 200-240VAC | 145.5 | 1 | 1 | 16 | NR | 8034035044243 | 85389099 | 2DN04 | Energy | 2DN | ENERGY | 2DN16G | MCCB/CUADROS DISTR. | 2DN16G22F | INT CAJA MOLD/SECC. | 2DN16G22F399 | ACCESSORIES MCCB MSX
GWD8513 | BOB. DISPARO MSX/M160c-250c 380-450VAC | 165 | 1 | 1 | 16 | NR | 8034035044250 | 85389099 | 2DN04 | Energy | 2DN | ENERGY | 2DN16G | MCCB/CUADROS DISTR. | 2DN16G22F | INT CAJA MOLD/SECC. | 2DN16G22F399 | ACCESSORIES MCCB MSX
GWD8514 | BOB. DISPARO MSX/M160c-250c 24VACDC | 165 | 1 | 1 | 16 | NR | 8034035044267 | 85389099 | 2DN04 | Energy | 2DN | ENERGY | 2DN16G | MCCB/CUADROS DISTR. | 2DN16G22F | INT CAJA MOLD/SECC. | 2DN16G22F399 | ACCESSORIES MCCB MSX
GWD8515 | BOB. DISPARO MSX/M160c-250c 48VACDC | 153.5 | 1 | 1 | 16 | NR | 8034035054501 | 85389099 | 2DN04 | Energy | 2DN | ENERGY | 2DN16G | MCCB/CUADROS DISTR. | 2DN16G22F | INT CAJA MOLD/SECC. | 2DN16G22F399 | ACCESSORIES MCCB MSX
GWD8516 | BOB. DISPARO MSX/M160c-250c 100-120VDC | 153.5 | 1 | 1 | 16 | NR | 8034035054518 | 85389099 | 2DN04 | Energy | 2DN | ENERGY | 2DN16G | MCCB/CUADROS DISTR. | 2DN16G22F | INT CAJA MOLD/SECC. | 2DN16G22F399 | ACCESSORIES MCCB MSX
GWD8517 | BOB. DISPARO MSX/M160c-250c 200-240VDC | 153.5 | 1 | 1 | 16 | NR | 8034035054525 | 85389099 | 2DN04 | Energy | 2DN | ENERGY | 2DN16G | MCCB/CUADROS DISTR. | 2DN16G22F | INT CAJA MOLD/SECC. | 2DN16G22F399 | ACCESSORIES MCCB MSX
GWD8518 | BOB. DISPARO MSX/E/M125-1000 100-120VAC | 153.5 | 1 | 1 | 16 | NR | 8034035054648 | 85389099 | 2DN04 | Energy | 2DN | ENERGY | 2DN16G | MCCB/CUADROS DISTR. | 2DN16G22F | INT CAJA MOLD/SECC. | 2DN16G22F399 | ACCESSORIES MCCB MSX
GWD8519 | BOB. DISPARO MSX/E/M125-1000 200-240VAC | 145.5 | 1 | 1 | 16 | NR | 8034035044274 | 85389099 | 2DN04 | Energy | 2DN | ENERGY | 2DN16G | MCCB/CUADROS DISTR. | 2DN16G22F | INT CAJA MOLD/SECC. | 2DN16G22F399 | ACCESSORIES MCCB MSX
GWD8520 | BOB. DISPARO MSX/E/M125-1000 380-450VAC | 165 | 1 | 1 | 16 | NR | 8034035044281 | 85389099 | 2DN04 | Energy | 2DN | ENERGY | 2DN16G | MCCB/CUADROS DISTR. | 2DN16G22F | INT CAJA MOLD/SECC. | 2DN16G22F399 | ACCESSORIES MCCB MSX
GWD8521 | BOB. DISPARO MSX/E/M125-1000 12VACDC | 153.5 | 1 | 1 | 20 | NR | 8034035054686 | 85389099 | 2DN04 | Energy | 2DN | ENERGY | 2DN16G | MCCB/CUADROS DISTR. | 2DN16G22F | INT CAJA MOLD/SECC. | 2DN16G22F399 | ACCESSORIES MCCB MSX
GWD8522 | BOB. DISPARO MSX/E/M125-1000 24VACDC | 165 | 1 | 1 | 16 | NR | 8034035044298 | 85389099 | 2DN04 | Energy | 2DN | ENERGY | 2DN16G | MCCB/CUADROS DISTR. | 2DN16G22F | INT CAJA MOLD/SECC. | 2DN16G22F399 | ACCESSORIES MCCB MSX
GWD8523 | BOB. DISPARO MSX/E/M125-1000 48VACDC | 153.5 | 1 | 1 | 20 | NR | 8034035054655 | 85389099 | 2DN04 | Energy | 2DN | ENERGY | 2DN16G | MCCB/CUADROS DISTR. | 2DN16G22F | INT CAJA MOLD/SECC. | 2DN16G22F399 | ACCESSORIES MCCB MSX
GWD8524 | BOB. DISPARO MSX/E/M125-1000 100-120VDC | 153.5 | 1 | 1 | 20 | NR | 8034035054662 | 85389099 | 2DN04 | Energy | 2DN | ENERGY | 2DN16G | MCCB/CUADROS DISTR. | 2DN16G22F | INT CAJA MOLD/SECC. | 2DN16G22F399 | ACCESSORIES MCCB MSX
GWD8525 | BOB. DISPARO MSX/E/M125-1000 200-240VDC | 153.5 | 1 | 1 | 20 | NR | 8034035054679 | 85389099 | 2DN04 | Energy | 2DN | ENERGY | 2DN16G | MCCB/CUADROS DISTR. | 2DN16G22F | INT CAJA MOLD/SECC. | 2DN16G22F399 | ACCESSORIES MCCB MSX
GWD8526 | BOB. DISPARO MSXE/M1250-1600 100-120VAC | 153.5 | 1 | 1 | 1 | NR | 8034035055171 | 85389099 | 2DN04 | Energy | 2DN | ENERGY | 2DN16G | MCCB/CUADROS DISTR. | 2DN16G22F | INT CAJA MOLD/SECC. | 2DN16G22F399 | ACCESSORIES MCCB MSX
GWD8527 | BOB. DISPARO MSXE/M1250-1600 200-240VAC | 145.5 | 1 | 1 | 16 | NR | 8034035044304 | 85389099 | 2DN04 | Energy | 2DN | ENERGY | 2DN16G | MCCB/CUADROS DISTR. | 2DN16G22F | INT CAJA MOLD/SECC. | 2DN16G22F399 | ACCESSORIES MCCB MSX
GWD8528 | BOB. DISPARO MSXE/M1250-1600 380-450VAC | 165 | 1 | 1 | 16 | NR | 8034035044311 | 85389099 | 2DN04 | Energy | 2DN | ENERGY | 2DN16G | MCCB/CUADROS DISTR. | 2DN16G22F | INT CAJA MOLD/SECC. | 2DN16G22F399 | ACCESSORIES MCCB MSX
GWD8529 | BOB. DISPARO MSXE/M1250-1600 24VACDC | 165 | 1 | 1 | 16 | NR | 8034035044328 | 85389099 | 2DN04 | Energy | 2DN | ENERGY | 2DN16G | MCCB/CUADROS DISTR. | 2DN16G22F | INT CAJA MOLD/SECC. | 2DN16G22F399 | ACCESSORIES MCCB MSX
GWD8530 | BOB. DISPARO MSXE/M1250-1600 48VACDC | 153.5 | 1 | 1 | 1 | NR | 8034035055188 | 85389099 | 2DN04 | Energy | 2DN | ENERGY | 2DN16G | MCCB/CUADROS DISTR. | 2DN16G22F | INT CAJA MOLD/SECC. | 2DN16G22F399 | ACCESSORIES MCCB MSX
GWD8531 | BOB. DISPARO MSXE/M1250-1600 100-120VDC | 153.5 | 1 | 1 | 1 | NR | 8034035055195 | 85389099 | 2DN04 | Energy | 2DN | ENERGY | 2DN16G | MCCB/CUADROS DISTR. | 2DN16G22F | INT CAJA MOLD/SECC. | 2DN16G22F399 | ACCESSORIES MCCB MSX
GWD8532 | BOB. DISPARO MSXE/M1250-1600 200-240VDC | 153.5 | 1 | 1 | 1 | NR | 8034035055201 | 85389099 | 2DN04 | Energy | 2DN | ENERGY | 2DN16G | MCCB/CUADROS DISTR. | 2DN16G22F | INT CAJA MOLD/SECC. | 2DN16G22F399 | ACCESSORIES MCCB MSX
GWD8541 | BOB. MIN TENS MSX/M160c-250c 100-120VAC | 184.5 | 1 | 1 | 16 | NR | 8034035054532 | 85389099 | 2DN04 | Energy | 2DN | ENERGY | 2DN16G | MCCB/CUADROS DISTR. | 2DN16G22F | INT CAJA MOLD/SECC. | 2DN16G22F399 | ACCESSORIES MCCB MSX
GWD8542 | BOB. MIN TENS. MSX/M160c-250c 200-240VAC | 189.5 | 1 | 1 | 16 | NR | 8034035044335 | 85389099 | 2DN04 | Energy | 2DN | ENERGY | 2DN16G | MCCB/CUADROS DISTR. | 2DN16G22F | INT CAJA MOLD/SECC. | 2DN16G22F399 | ACCESSORIES MCCB MSX
GWD8543 | B MIN TENS.RET. MSX/M160c-250c 3P 240VAC | 446 | 1 | 1 | 16 | NR | 8034035044342 | 85389099 | 2DN04 | Energy | 2DN | ENERGY | 2DN16G | MCCB/CUADROS DISTR. | 2DN16G22F | INT CAJA MOLD/SECC. | 2DN16G22F399 | ACCESSORIES MCCB MSX
GWD8544 | B MIN TENS.RETARD. MSX/M160c-250c 240VAC | 446 | 1 | 1 | 16 | NR | 8034035044359 | 85389099 | 2DN04 | Energy | 2DN | ENERGY | 2DN16G | MCCB/CUADROS DISTR. | 2DN16G22F | INT CAJA MOLD/SECC. | 2DN16G22F399 | ACCESSORIES MCCB MSX
GWD8545 | BOB. MIN TENS. MSX/M160c-250c 380-450VAC | 189.5 | 1 | 1 | 16 | NR | 8034035044366 | 85389099 | 2DN04 | Energy | 2DN | ENERGY | 2DN16G | MCCB/CUADROS DISTR. | 2DN16G22F | INT CAJA MOLD/SECC. | 2DN16G22F399 | ACCESSORIES MCCB MSX
GWD8546 | BOB. MIN TENS. MSX/M160c-250c 24VDC | 189.5 | 1 | 1 | 16 | NR | 8034035044373 | 85389099 | 2DN04 | Energy | 2DN | ENERGY | 2DN16G | MCCB/CUADROS DISTR. | 2DN16G22F | INT CAJA MOLD/SECC. | 2DN16G22F399 | ACCESSORIES MCCB MSX
GWD8547 | B MIN TENS.RET. MSX/M160c-250c 3P 24VDC | 446 | 1 | 1 | 20 | NR | 8034035044380 | 85389099 | 2DN04 | Energy | 2DN | ENERGY | 2DN16G | MCCB/CUADROS DISTR. | 2DN16G22F | INT CAJA MOLD/SECC. | 2DN16G22F399 | ACCESSORIES MCCB MSX
GWD8548 | B MIN TENS. RETARD. MSX/M160c-250c 24VDC | 446 | 1 | 1 | 16 | NR | 8034035044397 | 85389099 | 2DN04 | Energy | 2DN | ENERGY | 2DN16G | MCCB/CUADROS DISTR. | 2DN16G22F | INT CAJA MOLD/SECC. | 2DN16G22F399 | ACCESSORIES MCCB MSX
GWD8549 | B MIN TENS MSX/M160c-250c 100-120VDC | 184.5 | 1 | 1 | 20 | NR | 8034035054549 | 85389099 | 2DN04 | Energy | 2DN | ENERGY | 2DN16G | MCCB/CUADROS DISTR. | 2DN16G22F | INT CAJA MOLD/SECC. | 2DN16G22F399 | ACCESSORIES MCCB MSX
GWD8550 | B MIN TENS MSX/M160c-250c 200-240VDC | 184.5 | 1 | 1 | 20 | NR | 8034035054556 | 85389099 | 2DN04 | Energy | 2DN | ENERGY | 2DN16G | MCCB/CUADROS DISTR. | 2DN16G22F | INT CAJA MOLD/SECC. | 2DN16G22F399 | ACCESSORIES MCCB MSX
GWD8551 | B MIN TENS MSX/E/M125-630 100-120VAC | 184.5 | 1 | 1 | 20 | NR | 8034035054693 | 85389099 | 2DN04 | Energy | 2DN | ENERGY | 2DN16G | MCCB/CUADROS DISTR. | 2DN16G22F | INT CAJA MOLD/SECC. | 2DN16G22F399 | ACCESSORIES MCCB MSX
GWD8552 | BOB. MIN TENS. MSX/E/M125-630 200-240VAC | 189.5 | 1 | 1 | 16 | NR | 8034035044403 | 85389099 | 2DN04 | Energy | 2DN | ENERGY | 2DN16G | MCCB/CUADROS DISTR. | 2DN16G22F | INT CAJA MOLD/SECC. | 2DN16G22F399 | ACCESSORIES MCCB MSX
GWD8553 | B MIN TENS.RETARD. MSX/E/M125-630 240VAC | 380 | 1 | 1 | 16 | NR | 8034035044410 | 85389099 | 2DN04 | Energy | 2DN | ENERGY | 2DN16G | MCCB/CUADROS DISTR. | 2DN16G22F | INT CAJA MOLD/SECC. | 2DN16G22F399 | ACCESSORIES MCCB MSX
GWD8554 | BOB. MIN TENS. MSX/E/M125-630 380-450VAC | 189.5 | 1 | 1 | 16 | NR | 8034035044427 | 85389099 | 2DN04 | Energy | 2DN | ENERGY | 2DN16G | MCCB/CUADROS DISTR. | 2DN16G22F | INT CAJA MOLD/SECC. | 2DN16G22F399 | ACCESSORIES MCCB MSX
GWD8555 | B MIN TENS.RETARD. MSX/E/M125-630 400VAC | 380 | 1 | 1 | 16 | NR | 8034035044434 | 85389099 | 2DN04 | Energy | 2DN | ENERGY | 2DN16G | MCCB/CUADROS DISTR. | 2DN16G22F | INT CAJA MOLD/SECC. | 2DN16G22F399 | ACCESSORIES MCCB MSX
GWD8556 | B MIN TENS MSX/E/M125-630 12VDC | 431.5 | 1 | 1 | 20 | NR | 8034035054709 | 85389099 | 2DN04 | Energy | 2DN | ENERGY | 2DN16G | MCCB/CUADROS DISTR. | 2DN16G22F | INT CAJA MOLD/SECC. | 2DN16G22F399 | ACCESSORIES MCCB MSX
GWD8557 | BOB. MIN TENS. MSX/E/M125-630 24VDC | 189.5 | 1 | 1 | 16 | NR | 8034035044441 | 85389099 | 2DN04 | Energy | 2DN | ENERGY | 2DN16G | MCCB/CUADROS DISTR. | 2DN16G22F | INT CAJA MOLD/SECC. | 2DN16G22F399 | ACCESSORIES MCCB MSX
GWD8558 | B MIN TENS. RETARD. MSX/E/M125-630 24VDC | 446 | 1 | 1 | 16 | NR | 8034035044458 | 85389099 | 2DN04 | Energy | 2DN | ENERGY | 2DN16G | MCCB/CUADROS DISTR. | 2DN16G22F | INT CAJA MOLD/SECC. | 2DN16G22F399 | ACCESSORIES MCCB MSX
GWD8559 | B MIN TENS MSX/E/M125-630 100-120VDC | 184.5 | 1 | 1 | 1 | NR | 8034035054716 | 85389099 | 2DN04 | Energy | 2DN | ENERGY | 2DN16G | MCCB/CUADROS DISTR. | 2DN16G22F | INT CAJA MOLD/SECC. | 2DN16G22F399 | ACCESSORIES MCCB MSX
GWD8560 | B MIN TENS MSX/E/M125-630 200-240VDC | 184.5 | 1 | 1 | 1 | NR | 8034035054723 | 85389099 | 2DN04 | Energy | 2DN | ENERGY | 2DN16G | MCCB/CUADROS DISTR. | 2DN16G22F | INT CAJA MOLD/SECC. | 2DN16G22F399 | ACCESSORIES MCCB MSX
GWD8561 | B MIN TENS MSXE/M1000-1600 100-110VAC | 184.5 | 1 | 1 | 1 | NR | 8034035055218 | 85389099 | 2DN04 | Energy | 2DN | ENERGY | 2DN16G | MCCB/CUADROS DISTR. | 2DN16G22F | INT CAJA MOLD/SECC. | 2DN16G22F399 | ACCESSORIES MCCB MSX
GWD8562 | B MIN TENS MSXE/M1000-1600 100-120VAC | 184.5 | 1 | 1 | 1 | NR | 8034035055225 | 85389099 | 2DN04 | Energy | 2DN | ENERGY | 2DN16G | MCCB/CUADROS DISTR. | 2DN16G22F | INT CAJA MOLD/SECC. | 2DN16G22F399 | ACCESSORIES MCCB MSX
GWD8563 | B MIN TENS MSXE/M1000-1600 200-220VAC | 184.5 | 1 | 1 | 1 | NR | 8034035055232 | 85389099 | 2DN04 | Energy | 2DN | ENERGY | 2DN16G | MCCB/CUADROS DISTR. | 2DN16G22F | INT CAJA MOLD/SECC. | 2DN16G22F399 | ACCESSORIES MCCB MSX
GWD8564 | B MIN TENS. MSXE/M1000-1600 220-240VAC | 189.5 | 1 | 1 | 16 | NR | 8034035044465 | 85389099 | 2DN04 | Energy | 2DN | ENERGY | 2DN16G | MCCB/CUADROS DISTR. | 2DN16G22F | INT CAJA MOLD/SECC. | 2DN16G22F399 | ACCESSORIES MCCB MSX
GWD8565 | B MIN TENS. RETARD. MSXE/M1000 240VAC | 446 | 1 | 1 | 16 | NR | 8034035044472 | 85389099 | 2DN04 | Energy | 2DN | ENERGY | 2DN16G | MCCB/CUADROS DISTR. | 2DN16G22F | INT CAJA MOLD/SECC. | 2DN16G22F399 | ACCESSORIES MCCB MSX
GWD8566 | B MIN TENS.RET. MSXE/M1250-1600 240VAC | 446 | 1 | 1 | 16 | NR | 8034035044489 | 85389099 | 2DN04 | Energy | 2DN | ENERGY | 2DN16G | MCCB/CUADROS DISTR. | 2DN16G22F | INT CAJA MOLD/SECC. | 2DN16G22F399 | ACCESSORIES MCCB MSX
GWD8567 | B MIN TENS. MSXE/M1000-1600 380-415VAC | 189.5 | 1 | 1 | 16 | NR | 8034035044496 | 85389099 | 2DN04 | Energy | 2DN | ENERGY | 2DN16G | MCCB/CUADROS DISTR. | 2DN16G22F | INT CAJA MOLD/SECC. | 2DN16G22F399 | ACCESSORIES MCCB MSX
GWD8568 | B MIN TENS. RETARD. MSXE/M1000 400VAC | 446 | 1 | 1 | 1 | NR | 8034035044502 | 85389099 | 2DN04 | Energy | 2DN | ENERGY | 2DN16G | MCCB/CUADROS DISTR. | 2DN16G22F | INT CAJA MOLD/SECC. | 2DN16G22F399 | ACCESSORIES MCCB MSX
GWD8569 | B MIN TENS.RET. MSXE/M1250-1600 400VAC | 446 | 1 | 1 | 16 | NR | 8034035044519 | 85389099 | 2DN04 | Energy | 2DN | ENERGY | 2DN16G | MCCB/CUADROS DISTR. | 2DN16G22F | INT CAJA MOLD/SECC. | 2DN16G22F399 | ACCESSORIES MCCB MSX
GWD8570 | B MIN TENS MSXE/M1000-1600 415-450VAC | 184.5 | 1 | 1 | 1 | NR | 8034035055249 | 85389099 | 2DN04 | Energy | 2DN | ENERGY | 2DN16G | MCCB/CUADROS DISTR. | 2DN16G22F | INT CAJA MOLD/SECC. | 2DN16G22F399 | ACCESSORIES MCCB MSX
GWD8571 | BOB. MIN TENS. MSXE/M1000-1600 24VDC | 189.5 | 1 | 1 | 16 | NR | 8034035044526 | 85389099 | 2DN04 | Energy | 2DN | ENERGY | 2DN16G | MCCB/CUADROS DISTR. | 2DN16G22F | INT CAJA MOLD/SECC. | 2DN16G22F399 | ACCESSORIES MCCB MSX
GWD8572 | B MIN TENS. RETARD. MSXE/M1000 24VDC | 446 | 1 | 1 | 16 | NR | 8034035044533 | 85389099 | 2DN04 | Energy | 2DN | ENERGY | 2DN16G | MCCB/CUADROS DISTR. | 2DN16G22F | INT CAJA MOLD/SECC. | 2DN16G22F399 | ACCESSORIES MCCB MSX
GWD8573 | B MIN TENS.RETARD. MSXE/M1250-1600 24VDC | 446 | 1 | 1 | 16 | NR | 8034035044540 | 85389099 | 2DN04 | Energy | 2DN | ENERGY | 2DN16G | MCCB/CUADROS DISTR. | 2DN16G22F | INT CAJA MOLD/SECC. | 2DN16G22F399 | ACCESSORIES MCCB MSX
GWD8574 | B MIN TENS MSXE/M1000-1600 100-120VDC | 184.5 | 1 | 1 | 1 | NR | 8034035055256 | 85389099 | 2DN04 | Energy | 2DN | ENERGY | 2DN16G | MCCB/CUADROS DISTR. | 2DN16G22F | INT CAJA MOLD/SECC. | 2DN16G22F399 | ACCESSORIES MCCB MSX
GWD8575 | B MIN TENS MSXE/M1000-1600 220-240VDC | 184.5 | 1 | 1 | 1 | NR | 8034035055263 | 85389099 | 2DN04 | Energy | 2DN | ENERGY | 2DN16G | MCCB/CUADROS DISTR. | 2DN16G22F | INT CAJA MOLD/SECC. | 2DN16G22F399 | ACCESSORIES MCCB MSX
GWD8581 | MANDO MOTOR MSX/M250c 240VAC | 1185 | 1 | 1 | 1 | NR | 8034035044557 | 85389099 | 2DN04 | Energy | 2DN | ENERGY | 2DN16G | MCCB/CUADROS DISTR. | 2DN16G22F | INT CAJA MOLD/SECC. | 2DN16G22F399 | ACCESSORIES MCCB MSX
GWD8582 | MANDO MOTOR MSX/M250c 24VDC | 1185 | 1 | 1 | 1 | NR | 8034035044564 | 85389099 | 2DN04 | Energy | 2DN | ENERGY | 2DN16G | MCCB/CUADROS DISTR. | 2DN16G22F | INT CAJA MOLD/SECC. | 2DN16G22F399 | ACCESSORIES MCCB MSX
GWD8583 | MANDO MOTORE MSX/D125 110VAC | 1205.5 | 1 | 1 | 1 | NR | 8034035054730 | 85389099 | 2DN04 | Energy | 2DN | ENERGY | 2DN16G | MCCB/CUADROS DISTR. | 2DN16G22F | INT CAJA MOLD/SECC. | 2DN16G22F399 | ACCESSORIES MCCB MSX
GWD8584 | MANDO MOTOR MSX/D125 240VAC | 1185 | 1 | 1 | 1 | NR | 8034035044571 | 85389099 | 2DN04 | Energy | 2DN | ENERGY | 2DN16G | MCCB/CUADROS DISTR. | 2DN16G22F | INT CAJA MOLD/SECC. | 2DN16G22F399 | ACCESSORIES MCCB MSX
GWD8585 | MANDO MOTOR MSX/D125 24VDC | 1185 | 1 | 1 | 1 | NR | 8034035044588 | 85389099 | 2DN04 | Energy | 2DN | ENERGY | 2DN16G | MCCB/CUADROS DISTR. | 2DN16G22F | INT CAJA MOLD/SECC. | 2DN16G22F399 | ACCESSORIES MCCB MSX
GWD8586 | MANDO MOTOR MSX/D125 48VDC | 1205.5 | 1 | 1 | 1 | NR | 8034035054747 | 85389099 | 2DN04 | Energy | 2DN | ENERGY | 2DN16G | MCCB/CUADROS DISTR. | 2DN16G22F | INT CAJA MOLD/SECC. | 2DN16G22F399 | ACCESSORIES MCCB MSX
GWD8587 | MANDO MOTOR MSX/D125 100VDC | 1205.5 | 1 | 1 | 1 | NR | 8034035054754 | 85389099 | 2DN04 | Energy | 2DN | ENERGY | 2DN16G | MCCB/CUADROS DISTR. | 2DN16G22F | INT CAJA MOLD/SECC. | 2DN16G22F399 | ACCESSORIES MCCB MSX
GWD8588 | MANDO MOTOR MSX/D125 220VDC | 1205.5 | 1 | 1 | 1 | NR | 8034035054761 | 85389099 | 2DN04 | Energy | 2DN | ENERGY | 2DN16G | MCCB/CUADROS DISTR. | 2DN16G22F | INT CAJA MOLD/SECC. | 2DN16G22F399 | ACCESSORIES MCCB MSX
GWD8589 | MANDO MOTOR MSX/D/E160-250 110VAC | 1205.5 | 1 | 1 | 1 | NR | 8034035054778 | 85389099 | 2DN04 | Energy | 2DN | ENERGY | 2DN16G | MCCB/CUADROS DISTR. | 2DN16G22F | INT CAJA MOLD/SECC. | 2DN16G22F399 | ACCESSORIES MCCB MSX
GWD8590 | MANDO MOTOR MSX/D/E160-250 240VAC | 1185 | 1 | 1 | 1 | NR | 8034035044595 | 85389099 | 2DN04 | Energy | 2DN | ENERGY | 2DN16G | MCCB/CUADROS DISTR. | 2DN16G22F | INT CAJA MOLD/SECC. | 2DN16G22F399 | ACCESSORIES MCCB MSX
GWD8591 | MANDO MOTOR MSX/D/E160-250 24VDC | 1185 | 1 | 1 | 1 | NR | 8034035044601 | 85389099 | 2DN04 | Energy | 2DN | ENERGY | 2DN16G | MCCB/CUADROS DISTR. | 2DN16G22F | INT CAJA MOLD/SECC. | 2DN16G22F399 | ACCESSORIES MCCB MSX
GWD8592 | MANDO MOTOR MSX/D/E160-250 48VDC | 1205.5 | 1 | 1 | 1 | NR | 8034035054785 | 85389099 | 2DN04 | Energy | 2DN | ENERGY | 2DN16G | MCCB/CUADROS DISTR. | 2DN16G22F | INT CAJA MOLD/SECC. | 2DN16G22F399 | ACCESSORIES MCCB MSX
GWD8593 | MANDO MOTOR MSX/D/E160-250 100VDC | 1205.5 | 1 | 1 | 1 | NR | 8034035054792 | 85389099 | 2DN04 | Energy | 2DN | ENERGY | 2DN16G | MCCB/CUADROS DISTR. | 2DN16G22F | INT CAJA MOLD/SECC. | 2DN16G22F399 | ACCESSORIES MCCB MSX
GWD8594 | MANDO MOTOR MSX/D/E160-250 220VDC | 1205.5 | 1 | 1 | 1 | NR | 8034035054808 | 85389099 | 2DN04 | Energy | 2DN | ENERGY | 2DN16G | MCCB/CUADROS DISTR. | 2DN16G22F | INT CAJA MOLD/SECC. | 2DN16G22F399 | ACCESSORIES MCCB MSX
GWD8595 | MANDO MOTOR MSX/E/M400-630 240VAC | 1565.5 | 1 | 1 | 1 | NR | 8034035044618 | 85389099 | 2DN04 | Energy | 2DN | ENERGY | 2DN16G | MCCB/CUADROS DISTR. | 2DN16G22F | INT CAJA MOLD/SECC. | 2DN16G22F399 | ACCESSORIES MCCB MSX
GWD8596 | MANDO MOTOR MSX/E/M400-630 24-48VDC | 1565.5 | 1 | 1 | 1 | NR | 8034035044625 | 85389099 | 2DN04 | Energy | 2DN | ENERGY | 2DN16G | MCCB/CUADROS DISTR. | 2DN16G22F | INT CAJA MOLD/SECC. | 2DN16G22F399 | ACCESSORIES MCCB MSX
GWD8597 | MANDO MOTOR MSX/E/M400-630 100-120VDC | 1658.5 | 1 | 1 | 1 | NR | 8034035054815 | 85389099 | 2DN04 | Energy | 2DN | ENERGY | 2DN16G | MCCB/CUADROS DISTR. | 2DN16G22F | INT CAJA MOLD/SECC. | 2DN16G22F399 | ACCESSORIES MCCB MSX
GWD8598 | MANDO MOTOR MSX/E/M1000 240VAC | 2493 | 1 | 1 | 1 | NR | 8034035044632 | 85389099 | 2DN04 | Energy | 2DN | ENERGY | 2DN16G | MCCB/CUADROS DISTR. | 2DN16G22F | INT CAJA MOLD/SECC. | 2DN16G22F399 | ACCESSORIES MCCB MSX
GWD8599 | MANDO MOTOR MSX/E/M1000 24-48VDC | 2493 | 1 | 1 | 1 | NR | 8034035044649 | 85389099 | 2DN04 | Energy | 2DN | ENERGY | 2DN16G | MCCB/CUADROS DISTR. | 2DN16G22F | INT CAJA MOLD/SECC. | 2DN16G22F399 | ACCESSORIES MCCB MSX
GWD8600 | MANDO MOTOR MSX/E/M1000 120VDC | 2452 | 1 | 1 | 1 | NR | 8034035055416 | 85389099 | 2DN04 | Energy | 2DN | ENERGY | 2DN16G | MCCB/CUADROS DISTR. | 2DN16G22F | INT CAJA MOLD/SECC. | 2DN16G22F399 | ACCESSORIES MCCB MSX
GWD8601 | MANDO MOTOR MSX/E/M1250-1600 115VAC | 2452 | 1 | 1 | 1 | NR | 8034035055423 | 85389099 | 2DN04 | Energy | 2DN | ENERGY | 2DN16G | MCCB/CUADROS DISTR. | 2DN16G22F | INT CAJA MOLD/SECC. | 2DN16G22F399 | ACCESSORIES MCCB MSX
GWD8602 | MANDO MOTOR MSX/E/M1250-1600 230VAC | 2493 | 1 | 1 | 1 | NR | 8034035044656 | 85389099 | 2DN04 | Energy | 2DN | ENERGY | 2DN16G | MCCB/CUADROS DISTR. | 2DN16G22F | INT CAJA MOLD/SECC. | 2DN16G22F399 | ACCESSORIES MCCB MSX
GWD8603 | MANDO MOTOR MSX/E/M1250-1600 24VDC | 2493 | 1 | 1 | 1 | NR | 8034035044663 | 85389099 | 2DN04 | Energy | 2DN | ENERGY | 2DN16G | MCCB/CUADROS DISTR. | 2DN16G22F | INT CAJA MOLD/SECC. | 2DN16G22F399 | ACCESSORIES MCCB MSX
GWD8604 | MANDO MOTOR MSX/E/M1250-1600 110VDC | 2452 | 1 | 1 | 1 | NR | 8034035055430 | 85389099 | 2DN04 | Energy | 2DN | ENERGY | 2DN16G | MCCB/CUADROS DISTR. | 2DN16G22F | INT CAJA MOLD/SECC. | 2DN16G22F399 | ACCESSORIES MCCB MSX
GWD8611 | MANETA ROTAT. DIR IP3X MSX/M160c | 182.5 | 1 | 1 | 1 | NR | 8034035054600 | 85389099 | 2DN04 | Energy | 2DN | ENERGY | 2DN16G | MCCB/CUADROS DISTR. | 2DN16G22F | INT CAJA MOLD/SECC. | 2DN16G22F399 | ACCESSORIES MCCB MSX
GWD8612 | MANETA ROTAT. DIR IP3X MSX/M250c | 208 | 1 | 1 | 1 | NR | 8034035054617 | 85389099 | 2DN04 | Energy | 2DN | ENERGY | 2DN16G | MCCB/CUADROS DISTR. | 2DN16G22F | INT CAJA MOLD/SECC. | 2DN16G22F399 | ACCESSORIES MCCB MSX
GWD8613 | MANETA ROTAT. DIR IP3X MSX/D125 | 167 | 1 | 1 | 1 | NR | 8034035055119 | 85389099 | 2DN04 | Energy | 2DN | ENERGY | 2DN16G | MCCB/CUADROS DISTR. | 2DN16G22F | INT CAJA MOLD/SECC. | 2DN16G22F399 | ACCESSORIES MCCB MSX
GWD8614 | MANETA ROTAT. DIR IP3X MSX/E/D160-250 | 167 | 1 | 1 | 1 | NR | 8034035055126 | 85389099 | 2DN04 | Energy | 2DN | ENERGY | 2DN16G | MCCB/CUADROS DISTR. | 2DN16G22F | INT CAJA MOLD/SECC. | 2DN16G22F399 | ACCESSORIES MCCB MSX
GWD8615 | MANETA ROTAT. DIR IP3X MSX/M/E400-630 | 179.5 | 1 | 1 | 1 | NR | 8034035055133 | 85389099 | 2DN04 | Energy | 2DN | ENERGY | 2DN16G | MCCB/CUADROS DISTR. | 2DN16G22F | INT CAJA MOLD/SECC. | 2DN16G22F399 | ACCESSORIES MCCB MSX
GWD8616 | MANETA ROTAT. DIR IP3X MSXE/M1000 | 252.5 | 1 | 1 | 1 | NR | 8034035055447 | 85389099 | 2DN04 | Energy | 2DN | ENERGY | 2DN16G | MCCB/CUADROS DISTR. | 2DN16G22F | INT CAJA MOLD/SECC. | 2DN16G22F399 | ACCESSORIES MCCB MSX
GWD8617 | MANETA ROTAT. DIR IP3X MSXE/M1250-1600 | 302 | 1 | 1 | 1 | NR | 8034035055454 | 85389099 | 2DN04 | Energy | 2DN | ENERGY | 2DN16G | MCCB/CUADROS DISTR. | 2DN16G22F | INT CAJA MOLD/SECC. | 2DN16G22F399 | ACCESSORIES MCCB MSX
GWD8618 | MANETA ROTAT. DIR. IP5X MSX/M160c | 222.5 | 1 | 1 | 1 | NR | 8034035044670 | 85389099 | 2DN04 | Energy | 2DN | ENERGY | 2DN16G | MCCB/CUADROS DISTR. | 2DN16G22F | INT CAJA MOLD/SECC. | 2DN16G22F399 | ACCESSORIES MCCB MSX
GWD8619 | MANETA ROTAT. DIR. IP5X MSX/M250c | 235 | 1 | 1 | 1 | NR | 8034035044687 | 85389099 | 2DN04 | Energy | 2DN | ENERGY | 2DN16G | MCCB/CUADROS DISTR. | 2DN16G22F | INT CAJA MOLD/SECC. | 2DN16G22F399 | ACCESSORIES MCCB MSX
GWD8620 | MANETA ROTAT. DIR. IP5X MSX/D125 | 183.5 | 1 | 1 | 1 | NR | 8034035044694 | 85389099 | 2DN04 | Energy | 2DN | ENERGY | 2DN16G | MCCB/CUADROS DISTR. | 2DN16G22F | INT CAJA MOLD/SECC. | 2DN16G22F399 | ACCESSORIES MCCB MSX
GWD8621 | MANETA ROTAT. DIR. IP5X MSX/E/D160-250 | 183.5 | 1 | 1 | 1 | NR | 8034035044700 | 85389099 | 2DN04 | Energy | 2DN | ENERGY | 2DN16G | MCCB/CUADROS DISTR. | 2DN16G22F | INT CAJA MOLD/SECC. | 2DN16G22F399 | ACCESSORIES MCCB MSX
GWD8622 | MANETA ROTAT. DIR. IP5X MSX/M/E400-630 | 197 | 1 | 1 | 1 | NR | 8034035044717 | 85389099 | 2DN04 | Energy | 2DN | ENERGY | 2DN16G | MCCB/CUADROS DISTR. | 2DN16G22F | INT CAJA MOLD/SECC. | 2DN16G22F399 | ACCESSORIES MCCB MSX
GWD8623 | MANETA ROTAT. DIR. IP5X MSXE/M1000 | 277 | 1 | 1 | 1 | NR | 8034035044724 | 85389099 | 2DN04 | Energy | 2DN | ENERGY | 2DN16G | MCCB/CUADROS DISTR. | 2DN16G22F | INT CAJA MOLD/SECC. | 2DN16G22F399 | ACCESSORIES MCCB MSX
GWD8624 | MANETA ROTAT. DIR. IP5X MSXE/M1250-1600 | 327.5 | 1 | 1 | 1 | NR | 8034035044731 | 85389099 | 2DN04 | Energy | 2DN | ENERGY | 2DN16G | MCCB/CUADROS DISTR. | 2DN16G22F | INT CAJA MOLD/SECC. | 2DN16G22F399 | ACCESSORIES MCCB MSX
GWD8625 | MANETA DIR. REENV.IP5X MSX/M160c | 211 | 1 | 1 | 1 | NR | 8034035044748 | 85389099 | 2DN04 | Energy | 2DN | ENERGY | 2DN16G | MCCB/CUADROS DISTR. | 2DN16G22F | INT CAJA MOLD/SECC. | 2DN16G22F399 | ACCESSORIES MCCB MSX
GWD8626 | MANETA DIR. REENV.IP5X MSX/M250c | 222.5 | 1 | 1 | 1 | NR | 8034035044755 | 85389099 | 2DN04 | Energy | 2DN | ENERGY | 2DN16G | MCCB/CUADROS DISTR. | 2DN16G22F | INT CAJA MOLD/SECC. | 2DN16G22F399 | ACCESSORIES MCCB MSX
GWD8627 | MANETA EMERG. REENV.IP5X MSX/M250c | 244 | 1 | 1 | 1 | NR | 8034035044762 | 85389099 | 2DN04 | Energy | 2DN | ENERGY | 2DN16G | MCCB/CUADROS DISTR. | 2DN16G22F | INT CAJA MOLD/SECC. | 2DN16G22F399 | ACCESSORIES MCCB MSX
GWD8628 | MANETA DIR. REENV.IP5X MSX/D125 | 183.5 | 1 | 1 | 1 | NR | 8034035044779 | 85389099 | 2DN04 | Energy | 2DN | ENERGY | 2DN16G | MCCB/CUADROS DISTR. | 2DN16G22F | INT CAJA MOLD/SECC. | 2DN16G22F399 | ACCESSORIES MCCB MSX
GWD8629 | MANETA EMERG. REENV.IP5X MSX/D125 | 235 | 1 | 1 | 1 | NR | 8034035044786 | 85389099 | 2DN04 | Energy | 2DN | ENERGY | 2DN16G | MCCB/CUADROS DISTR. | 2DN16G22F | INT CAJA MOLD/SECC. | 2DN16G22F399 | ACCESSORIES MCCB MSX
GWD8630 | MANETA DIR. REENV.IP5X MSX/E/D160-250 | 222.5 | 1 | 1 | 1 | NR | 8034035044793 | 85389099 | 2DN04 | Energy | 2DN | ENERGY | 2DN16G | MCCB/CUADROS DISTR. | 2DN16G22F | INT CAJA MOLD/SECC. | 2DN16G22F399 | ACCESSORIES MCCB MSX
GWD8631 | MANETA EMERG. REENV.IP5X MSX/E/D160-250 | 244 | 1 | 1 | 1 | NR | 8034035044809 | 85389099 | 2DN04 | Energy | 2DN | ENERGY | 2DN16G | MCCB/CUADROS DISTR. | 2DN16G22F | INT CAJA MOLD/SECC. | 2DN16G22F399 | ACCESSORIES MCCB MSX
GWD8632 | MANETA DIR. REENV.IP5X MSX/M/E400-630 | 277 | 1 | 1 | 1 | NR | 8034035044816 | 85389099 | 2DN04 | Energy | 2DN | ENERGY | 2DN16G | MCCB/CUADROS DISTR. | 2DN16G22F | INT CAJA MOLD/SECC. | 2DN16G22F399 | ACCESSORIES MCCB MSX
GWD8633 | MANETA EMERG. REENV.IP5X MSX/M/E400-630 | 315 | 1 | 1 | 1 | NR | 8034035044823 | 85389099 | 2DN04 | Energy | 2DN | ENERGY | 2DN16G | MCCB/CUADROS DISTR. | 2DN16G22F | INT CAJA MOLD/SECC. | 2DN16G22F399 | ACCESSORIES MCCB MSX
GWD8634 | MANETA DIR. REENV.IP5X MSXE/M1000 | 380 | 1 | 1 | 1 | NR | 8034035044830 | 85389099 | 2DN04 | Energy | 2DN | ENERGY | 2DN16G | MCCB/CUADROS DISTR. | 2DN16G22F | INT CAJA MOLD/SECC. | 2DN16G22F399 | ACCESSORIES MCCB MSX
GWD8635 | MANETA EMERG. REENV.IP5X MSXE/M1000 | 354.5 | 1 | 1 | 1 | NR | 8034035044847 | 85389099 | 2DN04 | Energy | 2DN | ENERGY | 2DN16G | MCCB/CUADROS DISTR. | 2DN16G22F | INT CAJA MOLD/SECC. | 2DN16G22F399 | ACCESSORIES MCCB MSX
GWD8636 | MANETA DIR. REENV.IP5X MSXE/M1250-1600 | 341 | 1 | 1 | 1 | NR | 8034035044854 | 85389099 | 2DN04 | Energy | 2DN | ENERGY | 2DN16G | MCCB/CUADROS DISTR. | 2DN16G22F | INT CAJA MOLD/SECC. | 2DN16G22F399 | ACCESSORIES MCCB MSX
GWD8637 | MANETA EMERG. REENV.IP5X MSXE/M1250-1600 | 366.5 | 1 | 1 | 1 | NR | 8034035044861 | 85389099 | 2DN04 | Energy | 2DN | ENERGY | 2DN16G | MCCB/CUADROS DISTR. | 2DN16G22F | INT CAJA MOLD/SECC. | 2DN16G22F399 | ACCESSORIES MCCB MSX
GWD8641 | INTERBLOQUEO LEVA DCHA MSX/M250c | 137 | 1 | 1 | 1 | NR | 8034035044878 | 85389099 | 2DN04 | Energy | 2DN | ENERGY | 2DN16G | MCCB/CUADROS DISTR. | 2DN16G22F | INT CAJA MOLD/SECC. | 2DN16G22F399 | ACCESSORIES MCCB MSX
GWD8642 | INTERBLOQUEO LEVA IZQ 3P MSX/M250c | 142 | 1 | 1 | 1 | NR | 8034035054587 | 85389099 | 2DN04 | Energy | 2DN | ENERGY | 2DN16G | MCCB/CUADROS DISTR. | 2DN16G22F | INT CAJA MOLD/SECC. | 2DN16G22F399 | ACCESSORIES MCCB MSX
GWD8643 | INTERBLOQUEO LEVA IZQ 4P MSX/M250c | 137 | 1 | 1 | 1 | NR | 8034035044885 | 85389099 | 2DN04 | Energy | 2DN | ENERGY | 2DN16G | MCCB/CUADROS DISTR. | 2DN16G22F | INT CAJA MOLD/SECC. | 2DN16G22F399 | ACCESSORIES MCCB MSX
GWD8644 | INTERBLOQUEO LEVA DCHA MSX125 | 105 | 1 | 1 | 1 | NR | 8034035044892 | 85389099 | 2DN04 | Energy | 2DN | ENERGY | 2DN16G | MCCB/CUADROS DISTR. | 2DN16G22F | INT CAJA MOLD/SECC. | 2DN16G22F399 | ACCESSORIES MCCB MSX
GWD8645 | INTERBLOQUEO LEVA IZQ 3P MSX125 | 99 | 1 | 1 | 1 | NR | 8034035055058 | 85389099 | 2DN04 | Energy | 2DN | ENERGY | 2DN16G | MCCB/CUADROS DISTR. | 2DN16G22F | INT CAJA MOLD/SECC. | 2DN16G22F399 | ACCESSORIES MCCB MSX
GWD8646 | INTERBLOQUEO LEVA IZQ 4P MSX125 | 105 | 1 | 1 | 1 | NR | 8034035044908 | 85389099 | 2DN04 | Energy | 2DN | ENERGY | 2DN16G | MCCB/CUADROS DISTR. | 2DN16G22F | INT CAJA MOLD/SECC. | 2DN16G22F399 | ACCESSORIES MCCB MSX
GWD8647 | INTERBLOQUEO LEVA DCHA MSX/E160-250 | 105 | 1 | 1 | 20 | NR | 8034035044915 | 85389099 | 2DN04 | Energy | 2DN | ENERGY | 2DN16G | MCCB/CUADROS DISTR. | 2DN16G22F | INT CAJA MOLD/SECC. | 2DN16G22F399 | ACCESSORIES MCCB MSX
GWD8648 | INTERBLOQUEO LEVA IZQ 3P MSX/E160-250 | 99 | 1 | 1 | 1 | NR | 8034035055065 | 85389099 | 2DN04 | Energy | 2DN | ENERGY | 2DN16G | MCCB/CUADROS DISTR. | 2DN16G22F | INT CAJA MOLD/SECC. | 2DN16G22F399 | ACCESSORIES MCCB MSX
GWD8649 | INTERBL.LEVA IZQ 4P 4P MSX/E160-250 | 105 | 1 | 1 | 1 | NR | 8034035044922 | 85389099 | 2DN04 | Energy | 2DN | ENERGY | 2DN16G | MCCB/CUADROS DISTR. | 2DN16G22F | INT CAJA MOLD/SECC. | 2DN16G22F399 | ACCESSORIES MCCB MSX
GWD8650 | INTERBLOQUEO LEVA DCHA MSX/E/M400-630 | 327.5 | 1 | 1 | 1 | NR | 8034035044939 | 85389099 | 2DN04 | Energy | 2DN | ENERGY | 2DN16G | MCCB/CUADROS DISTR. | 2DN16G22F | INT CAJA MOLD/SECC. | 2DN16G22F399 | ACCESSORIES MCCB MSX
GWD8651 | INTERBLOQUEO LEVA IZQ 3P MSXE/M400-630 | 310 | 1 | 1 | 1 | NR | 8034035055072 | 85389099 | 2DN04 | Energy | 2DN | ENERGY | 2DN16G | MCCB/CUADROS DISTR. | 2DN16G22F | INT CAJA MOLD/SECC. | 2DN16G22F399 | ACCESSORIES MCCB MSX
GWD8652 | INTERBLOQUEO LEVA IZQ 4P MSXE/M400-630 | 327.5 | 1 | 1 | 1 | NR | 8034035044946 | 85389099 | 2DN04 | Energy | 2DN | ENERGY | 2DN16G | MCCB/CUADROS DISTR. | 2DN16G22F | INT CAJA MOLD/SECC. | 2DN16G22F399 | ACCESSORIES MCCB MSX
GWD8653 | INTERBLOQUEO LEVA DCHA MSXE/M1000 | 551 | 1 | 1 | 1 | NR | 8034035044953 | 85389099 | 2DN04 | Energy | 2DN | ENERGY | 2DN16G | MCCB/CUADROS DISTR. | 2DN16G22F | INT CAJA MOLD/SECC. | 2DN16G22F399 | ACCESSORIES MCCB MSX
GWD8654 | INTERBLOQUEO LEVA IZQ 3P MSXE/M1000 | 519 | 1 | 1 | 1 | NR | 8034035055461 | 85389099 | 2DN04 | Energy | 2DN | ENERGY | 2DN16G | MCCB/CUADROS DISTR. | 2DN16G22F | INT CAJA MOLD/SECC. | 2DN16G22F399 | ACCESSORIES MCCB MSX
GWD8655 | INTERBLOQUEO LEVA IZQ 4P MSXE/M1000 | 551 | 1 | 1 | 1 | NR | 8034035044960 | 85389099 | 2DN04 | Energy | 2DN | ENERGY | 2DN16G | MCCB/CUADROS DISTR. | 2DN16G22F | INT CAJA MOLD/SECC. | 2DN16G22F399 | ACCESSORIES MCCB MSX
GWD8661 | INTERBLOQUEO CABLE MSX/M250c | 249.5 | 1 | 1 | 8 | NR | 8034035044977 | 85389099 | 2DN04 | Energy | 2DN | ENERGY | 2DN16G | MCCB/CUADROS DISTR. | 2DN16G22F | INT CAJA MOLD/SECC. | 2DN16G22F399 | ACCESSORIES MCCB MSX
GWD8662 | INTERBLOQUEO CABLE MSX125 | 235 | 1 | 1 | 1 | NR | 8034035044984 | 85389099 | 2DN04 | Energy | 2DN | ENERGY | 2DN16G | MCCB/CUADROS DISTR. | 2DN16G22F | INT CAJA MOLD/SECC. | 2DN16G22F399 | ACCESSORIES MCCB MSX
GWD8663 | INTERBLOQUEO CABLE MSX/E160-250 | 249.5 | 1 | 1 | 1 | NR | 8034035044991 | 85389099 | 2DN04 | Energy | 2DN | ENERGY | 2DN16G | MCCB/CUADROS DISTR. | 2DN16G22F | INT CAJA MOLD/SECC. | 2DN16G22F399 | ACCESSORIES MCCB MSX
GWD8664 | INTERBLOQUEO CABLE MSX/E/M400-630 | 787 | 1 | 1 | 1 | NR | 8034035047848 | 85389099 | 2DN04 | Energy | 2DN | ENERGY | 2DN16G | MCCB/CUADROS DISTR. | 2DN16G22F | INT CAJA MOLD/SECC. | 2DN16G22F399 | ACCESSORIES MCCB MSX
GWD8665 | INTERBLOQUEO CABLE MSXE/M1000 | 1246.5 | 1 | 1 | 12 | NR | 8034035045004 | 85389099 | 2DN04 | Energy | 2DN | ENERGY | 2DN16G | MCCB/CUADROS DISTR. | 2DN16G22F | INT CAJA MOLD/SECC. | 2DN16G22F399 | ACCESSORIES MCCB MSX
GWD8666 | CABLE 1M INTERBLOQ. MSX/D/E/M/c125-1000 | 72 | 1 | 1 | 12 | NR | 8034035045011 | 85389099 | 2DN04 | Energy | 2DN | ENERGY | 2DN16G | MCCB/CUADROS DISTR. | 2DN16G22F | INT CAJA MOLD/SECC. | 2DN16G22F399 | ACCESSORIES MCCB MSX
GWD8667 | CABLE 1,5M INTERBLOQ.MSX/D/E/M/c125-1000 | 86.5 | 1 | 1 | 1 | NR | 8034035054594 | 85389099 | 2DN04 | Energy | 2DN | ENERGY | 2DN16G | MCCB/CUADROS DISTR. | 2DN16G22F | INT CAJA MOLD/SECC. | 2DN16G22F399 | ACCESSORIES MCCB MSX
GWD8668 | CABLE 1M INTERBLOQ. MSXE/M1250-1600 | 72 | 1 | 1 | 1 | NR | 8034035045028 | 85389099 | 2DN04 | Energy | 2DN | ENERGY | 2DN16G | MCCB/CUADROS DISTR. | 2DN16G22F | INT CAJA MOLD/SECC. | 2DN16G22F399 | ACCESSORIES MCCB MSX
GWD8669 | CABLE 1,5M INTERBLOQ. MSXE/M1250-1600 | 86.5 | 1 | 1 | 1 | NR | 8034035055478 | 85389099 | 2DN04 | Energy | 2DN | ENERGY | 2DN16G | MCCB/CUADROS DISTR. | 2DN16G22F | INT CAJA MOLD/SECC. | 2DN16G22F399 | ACCESSORIES MCCB MSX
GWD8671 | BLOQUEO CANDADO MSX/M160c-250c | 15.95 | 1 | 1 | 20 | NR | 8034035045035 | 85389099 | 2DN04 | Energy | 2DN | ENERGY | 2DN16G | MCCB/CUADROS DISTR. | 2DN16G22F | INT CAJA MOLD/SECC. | 2DN16G22F399 | ACCESSORIES MCCB MSX
GWD8672 | BLOQUEO CANDADO MSX/D/E125-250 | 27.7 | 1 | 1 | 20 | NR | 8034035045042 | 85389099 | 2DN04 | Energy | 2DN | ENERGY | 2DN16G | MCCB/CUADROS DISTR. | 2DN16G22F | INT CAJA MOLD/SECC. | 2DN16G22F399 | ACCESSORIES MCCB MSX
GWD8673 | BLOQUEO CANDADO MSX/E/M400-1000 | 94.5 | 1 | 1 | 20 | NR | 8034035045059 | 85389099 | 2DN04 | Energy | 2DN | ENERGY | 2DN16G | MCCB/CUADROS DISTR. | 2DN16G22F | INT CAJA MOLD/SECC. | 2DN16G22F399 | ACCESSORIES MCCB MSX
GWD8674 | BLOQUEO CANDADO MSXE/M1250-1600 | 145.5 | 1 | 1 | 4 | NR | 8034035045066 | 85389099 | 2DN04 | Energy | 2DN | ENERGY | 2DN16G | MCCB/CUADROS DISTR. | 2DN16G22F | INT CAJA MOLD/SECC. | 2DN16G22F399 | ACCESSORIES MCCB MSX
GWD8681 | PARTE FIJA DESPL. 3P MSX125 | 249.5 | 1 | 1 | 1 | NR | 8034035045073 | 85389099 | 2DN04 | Energy | 2DN | ENERGY | 2DN16G | MCCB/CUADROS DISTR. | 2DN16G22F | INT CAJA MOLD/SECC. | 2DN16G22F399 | ACCESSORIES MCCB MSX
GWD8682 | PARTE FIJA DESPL. 4P MSX125 | 341 | 1 | 1 | 1 | NR | 8034035045080 | 85389099 | 2DN04 | Energy | 2DN | ENERGY | 2DN16G | MCCB/CUADROS DISTR. | 2DN16G22F | INT CAJA MOLD/SECC. | 2DN16G22F399 | ACCESSORIES MCCB MSX
GWD8683 | PARTE FIJA DESPL. 3P MSX/E160-250 | 341 | 1 | 1 | 1 | NR | 8034035045097 | 85389099 | 2DN04 | Energy | 2DN | ENERGY | 2DN16G | MCCB/CUADROS DISTR. | 2DN16G22F | INT CAJA MOLD/SECC. | 2DN16G22F399 | ACCESSORIES MCCB MSX
GWD8684 | PARTE FIJA DESPL. 4P MSX/E160-250 | 432.5 | 1 | 1 | 1 | NR | 8034035045103 | 85389099 | 2DN04 | Energy | 2DN | ENERGY | 2DN16G | MCCB/CUADROS DISTR. | 2DN16G22F | INT CAJA MOLD/SECC. | 2DN16G22F399 | ACCESSORIES MCCB MSX
GWD8685 | PARTE FIJA DESPL. 3P MSX/E/M400-630 | 760.5 | 1 | 1 | 1 | NR | 8034035045110 | 85389099 | 2DN04 | Energy | 2DN | ENERGY | 2DN16G | MCCB/CUADROS DISTR. | 2DN16G22F | INT CAJA MOLD/SECC. | 2DN16G22F399 | ACCESSORIES MCCB MSX
GWD8686 | PARTE FIJA DESPL. 4P MSX/E/M400-630 | 943.5 | 1 | 1 | 1 | NR | 8034035045127 | 85389099 | 2DN04 | Energy | 2DN | ENERGY | 2DN16G | MCCB/CUADROS DISTR. | 2DN16G22F | INT CAJA MOLD/SECC. | 2DN16G22F399 | ACCESSORIES MCCB MSX
GWD8687 | PARTE FIJA DESPL. 3P MSXE/M1000 (800A) | 1782 | 1 | 1 | 1 | NR | 8034035045134 | 85389099 | 2DN04 | Energy | 2DN | ENERGY | 2DN16G | MCCB/CUADROS DISTR. | 2DN16G22F | INT CAJA MOLD/SECC. | 2DN16G22F399 | ACCESSORIES MCCB MSX
GWD8688 | PARTE FIJA DESPL. 4P MSXE/M1000 (800A) | 2112.5 | 1 | 1 | 1 | NR | 8034035045141 | 85389099 | 2DN04 | Energy | 2DN | ENERGY | 2DN16G | MCCB/CUADROS DISTR. | 2DN16G22F | INT CAJA MOLD/SECC. | 2DN16G22F399 | ACCESSORIES MCCB MSX
GWD8689 | PARTE FIJA DESPL. 3P MSXE/M1250 | 1906.5 | 1 | 1 | 1 | NR | 8034035055317 | 85389099 | 2DN04 | Energy | 2DN | ENERGY | 2DN16G | MCCB/CUADROS DISTR. | 2DN16G22F | INT CAJA MOLD/SECC. | 2DN16G22F399 | ACCESSORIES MCCB MSX
GWD8690 | PARTE FIJA DESPL. 4P MSXE/M1250 | 2276.5 | 1 | 1 | 1 | NR | 8034035055324 | 85389099 | 2DN04 | Energy | 2DN | ENERGY | 2DN16G | MCCB/CUADROS DISTR. | 2DN16G22F | INT CAJA MOLD/SECC. | 2DN16G22F399 | ACCESSORIES MCCB MSX
GWD8691 | KIT TRANSF.FIJ-DESP 3P MSX125 | 119.5 | 1 | 1 | 1 | NR | 8034035045158 | 85389099 | 2DN04 | Energy | 2DN | ENERGY | 2DN16G | MCCB/CUADROS DISTR. | 2DN16G22F | INT CAJA MOLD/SECC. | 2DN16G22F399 | ACCESSORIES MCCB MSX
GWD8692 | KIT TRANSF.FIJ-DESP 4P MSX125 | 137 | 1 | 1 | 1 | NR | 8034035045165 | 85389099 | 2DN04 | Energy | 2DN | ENERGY | 2DN16G | MCCB/CUADROS DISTR. | 2DN16G22F | INT CAJA MOLD/SECC. | 2DN16G22F399 | ACCESSORIES MCCB MSX
GWD8693 | KIT TRANSF.FIJ-DESP 3P MSX160-250 | 137 | 1 | 1 | 1 | NR | 8034035045172 | 85389099 | 2DN04 | Energy | 2DN | ENERGY | 2DN16G | MCCB/CUADROS DISTR. | 2DN16G22F | INT CAJA MOLD/SECC. | 2DN16G22F399 | ACCESSORIES MCCB MSX
GWD8694 | KIT TRANSF.FIJ-DESP 4P MSX160-250 | 189.5 | 1 | 1 | 1 | NR | 8034035045189 | 85389099 | 2DN04 | Energy | 2DN | ENERGY | 2DN16G | MCCB/CUADROS DISTR. | 2DN16G22F | INT CAJA MOLD/SECC. | 2DN16G22F399 | ACCESSORIES MCCB MSX
GWD8695 | KIT TRANSF.FIJ-DESP 3P MSXE160-250 | 277 | 1 | 1 | 1 | NR | 8034035045196 | 85389099 | 2DN04 | Energy | 2DN | ENERGY | 2DN16G | MCCB/CUADROS DISTR. | 2DN16G22F | INT CAJA MOLD/SECC. | 2DN16G22F399 | ACCESSORIES MCCB MSX
GWD8696 | KIT TRANSF.FIJ-DESP 4P MSXE160-250 | 354.5 | 1 | 1 | 1 | NR | 8034035045202 | 85389099 | 2DN04 | Energy | 2DN | ENERGY | 2DN16G | MCCB/CUADROS DISTR. | 2DN16G22F | INT CAJA MOLD/SECC. | 2DN16G22F399 | ACCESSORIES MCCB MSX
GWD8697 | KIT TRANSF.FIJ-DESP 3P MSX/E/M400 | 407 | 1 | 1 | 1 | NR | 8034035045219 | 85389099 | 2DN04 | Energy | 2DN | ENERGY | 2DN16G | MCCB/CUADROS DISTR. | 2DN16G22F | INT CAJA MOLD/SECC. | 2DN16G22F399 | ACCESSORIES MCCB MSX
GWD8698 | KIT TRANSF.FIJ-DESP 4P MSX/E/M400 | 498.5 | 1 | 1 | 1 | NR | 8034035045226 | 85389099 | 2DN04 | Energy | 2DN | ENERGY | 2DN16G | MCCB/CUADROS DISTR. | 2DN16G22F | INT CAJA MOLD/SECC. | 2DN16G22F399 | ACCESSORIES MCCB MSX
GWD8699 | KIT TRANSF.FIJ-DESP 3P MSXE/M630 | 564.5 | 1 | 1 | 1 | NR | 8034035045233 | 85389099 | 2DN04 | Energy | 2DN | ENERGY | 2DN16G | MCCB/CUADROS DISTR. | 2DN16G22F | INT CAJA MOLD/SECC. | 2DN16G22F399 | ACCESSORIES MCCB MSX
GWD8700 | KIT TRANSF.FIJ-DESP 4P MSXE/M630 | 668.5 | 1 | 1 | 1 | NR | 8034035045240 | 85389099 | 2DN04 | Energy | 2DN | ENERGY | 2DN16G | MCCB/CUADROS DISTR. | 2DN16G22F | INT CAJA MOLD/SECC. | 2DN16G22F399 | ACCESSORIES MCCB MSX
GWD8701 | KIT TRANSF.FIJ-DESP 3P MSXE/M1000 (800A) | 590.5 | 1 | 1 | 1 | NR | 8034035045257 | 85389099 | 2DN04 | Energy | 2DN | ENERGY | 2DN16G | MCCB/CUADROS DISTR. | 2DN16G22F | INT CAJA MOLD/SECC. | 2DN16G22F399 | ACCESSORIES MCCB MSX
GWD8702 | KIT TRANSF.FIJ-DESP 4P MSXE/M1000 (800A) | 721 | 1 | 1 | 1 | NR | 8034035045264 | 85389099 | 2DN04 | Energy | 2DN | ENERGY | 2DN16G | MCCB/CUADROS DISTR. | 2DN16G22F | INT CAJA MOLD/SECC. | 2DN16G22F399 | ACCESSORIES MCCB MSX
GWD8703 | KIT TRASF FIJ-DESP 3P MSXE/M1250 | 1013.5 | 1 | 1 | 1 | NR | 8034035055294 | 85389099 | 2DN04 | Energy | 2DN | ENERGY | 2DN16G | MCCB/CUADROS DISTR. | 2DN16G22F | INT CAJA MOLD/SECC. | 2DN16G22F399 | ACCESSORIES MCCB MSX
GWD8704 | KIT TRASF FIJ-DESP 4P MSXE/M1250 | 1308.5 | 1 | 1 | 1 | NR | 8034035055300 | 85389099 | 2DN04 | Energy | 2DN | ENERGY | 2DN16G | MCCB/CUADROS DISTR. | 2DN16G22F | INT CAJA MOLD/SECC. | 2DN16G22F399 | ACCESSORIES MCCB MSX
GWD8711 | TERM BASE DESP 3Ud MSX125 | 59 | 1 | 1 | 20 | NR | 8034035054907 | 85389099 | 2DN04 | Energy | 2DN | ENERGY | 2DN16G | MCCB/CUADROS DISTR. | 2DN16G22F | INT CAJA MOLD/SECC. | 2DN16G22F399 | ACCESSORIES MCCB MSX
GWD8712 | TERM BASE DESP 4Ud MSX125 | 76.5 | 1 | 1 | 12 | NR | 8034035054914 | 85389099 | 2DN04 | Energy | 2DN | ENERGY | 2DN16G | MCCB/CUADROS DISTR. | 2DN16G22F | INT CAJA MOLD/SECC. | 2DN16G22F399 | ACCESSORIES MCCB MSX
GWD8713 | TERM BASE DESP 3Ud MSX/E160-250 | 85.5 | 1 | 1 | 10 | NR | 8034035054921 | 85389099 | 2DN04 | Energy | 2DN | ENERGY | 2DN16G | MCCB/CUADROS DISTR. | 2DN16G22F | INT CAJA MOLD/SECC. | 2DN16G22F399 | ACCESSORIES MCCB MSX
GWD8714 | TERM BASE DESP 4Ud MSX/E160-250 | 107 | 1 | 1 | 8 | NR | 8034035054938 | 85389099 | 2DN04 | Energy | 2DN | ENERGY | 2DN16G | MCCB/CUADROS DISTR. | 2DN16G22F | INT CAJA MOLD/SECC. | 2DN16G22F399 | ACCESSORIES MCCB MSX
GWD8715 | TERM BASE DESP 3Ud MSX/E/M400-630 | 107 | 1 | 1 | 8 | NR | 8034035054945 | 85389099 | 2DN04 | Energy | 2DN | ENERGY | 2DN16G | MCCB/CUADROS DISTR. | 2DN16G22F | INT CAJA MOLD/SECC. | 2DN16G22F399 | ACCESSORIES MCCB MSX
GWD8716 | TERM BASE DESP 4Ud MSX/E/M400-630 | 141 | 1 | 1 | 6 | NR | 8034035054952 | 85389099 | 2DN04 | Energy | 2DN | ENERGY | 2DN16G | MCCB/CUADROS DISTR. | 2DN16G22F | INT CAJA MOLD/SECC. | 2DN16G22F399 | ACCESSORIES MCCB MSX
GWD8717 | TERM BASE DESP 3Ud MSXE/M1000 (800A) | 137 | 1 | 1 | 4 | NR | 8034035055355 | 85389099 | 2DN04 | Energy | 2DN | ENERGY | 2DN16G | MCCB/CUADROS DISTR. | 2DN16G22F | INT CAJA MOLD/SECC. | 2DN16G22F399 | ACCESSORIES MCCB MSX
GWD8718 | TERM BASE DESP 4Ud MSXE/M1000 (800A) | 183.5 | 1 | 1 | 4 | NR | 8034035055362 | 85389099 | 2DN04 | Energy | 2DN | ENERGY | 2DN16G | MCCB/CUADROS DISTR. | 2DN16G22F | INT CAJA MOLD/SECC. | 2DN16G22F399 | ACCESSORIES MCCB MSX
GWD8719 | CUBRETERMINALES BASE DESP 3P MSX125 | 170 | 1 | 1 | 1 | NR | 8034035054969 | 85389099 | 2DN04 | Energy | 2DN | ENERGY | 2DN16G | MCCB/CUADROS DISTR. | 2DN16G22F | INT CAJA MOLD/SECC. | 2DN16G22F399 | ACCESSORIES MCCB MSX
GWD8720 | CUBRETERMINALES BASE DESP 4P MSX125 | 211 | 1 | 1 | 1 | NR | 8034035054976 | 85389099 | 2DN04 | Energy | 2DN | ENERGY | 2DN16G | MCCB/CUADROS DISTR. | 2DN16G22F | INT CAJA MOLD/SECC. | 2DN16G22F399 | ACCESSORIES MCCB MSX
GWD8721 | CUBRETERM. BASE DESP 3P MSX/E160-250 | 170 | 1 | 1 | 12 | NR | 8034035054983 | 85389099 | 2DN04 | Energy | 2DN | ENERGY | 2DN16G | MCCB/CUADROS DISTR. | 2DN16G22F | INT CAJA MOLD/SECC. | 2DN16G22F399 | ACCESSORIES MCCB MSX
GWD8722 | CUBRETERM. BASE DESP 4P MSX/E160-250 | 211 | 1 | 1 | 12 | NR | 8034035054990 | 85389099 | 2DN04 | Energy | 2DN | ENERGY | 2DN16G | MCCB/CUADROS DISTR. | 2DN16G22F | INT CAJA MOLD/SECC. | 2DN16G22F399 | ACCESSORIES MCCB MSX
GWD8723 | CUBRETER BASE DESP 3P MSX/E/M400-630 | 197 | 1 | 1 | 4 | NR | 8034035055003 | 85389099 | 2DN04 | Energy | 2DN | ENERGY | 2DN16G | MCCB/CUADROS DISTR. | 2DN16G22F | INT CAJA MOLD/SECC. | 2DN16G22F399 | ACCESSORIES MCCB MSX
GWD8724 | CUBRETER BASE DESP 4P MSX/E/M400-630 | 235 | 1 | 1 | 4 | NR | 8034035055010 | 85389099 | 2DN04 | Energy | 2DN | ENERGY | 2DN16G | MCCB/CUADROS DISTR. | 2DN16G22F | INT CAJA MOLD/SECC. | 2DN16G22F399 | ACCESSORIES MCCB MSX
GWD8725 | CUBRETERM. BASE DESP 3P MSXE/M1000 | 197 | 1 | 1 | 1 | NR | 8034035055379 | 85389099 | 2DN04 | Energy | 2DN | ENERGY | 2DN16G | MCCB/CUADROS DISTR. | 2DN16G22F | INT CAJA MOLD/SECC. | 2DN16G22F399 | ACCESSORIES MCCB MSX
GWD8726 | CUBRETERM. BASE DESP 4P MSXE/M1000 | 235 | 1 | 1 | 1 | NR | 8034035055386 | 85389099 | 2DN04 | Energy | 2DN | ENERGY | 2DN16G | MCCB/CUADROS DISTR. | 2DN16G22F | INT CAJA MOLD/SECC. | 2DN16G22F399 | ACCESSORIES MCCB MSX
GWD8731 | BASE ACC INT.DESP MSX125-1000 | 15.95 | 1 | 1 | 30 | NR | 8034035055027 | 85389099 | 2DN04 | Energy | 2DN | ENERGY | 2DN16G | MCCB/CUADROS DISTR. | 2DN16G22F | INT CAJA MOLD/SECC. | 2DN16G22F399 | ACCESSORIES MCCB MSX
GWD8732 | CONECTOR CONT.AUX. DESP MSXE1250 | 31 | 1 | 1 | 4 | NR | 8034035055331 | 85389099 | 2DN04 | Energy | 2DN | ENERGY | 2DN16G | MCCB/CUADROS DISTR. | 2DN16G22F | INT CAJA MOLD/SECC. | 2DN16G22F399 | ACCESSORIES MCCB MSX
GWD8733 | CONECTOR CONT.AUX. DESP MSX125-630 | 28.85 | 1 | 1 | 20 | NR | 8034035055034 | 85389099 | 2DN04 | Energy | 2DN | ENERGY | 2DN16G | MCCB/CUADROS DISTR. | 2DN16G22F | INT CAJA MOLD/SECC. | 2DN16G22F399 | ACCESSORIES MCCB MSX
GWD8734 | CONECTOR BOBINA DESP MSX125-630 | 28.85 | 1 | 1 | 20 | NR | 8034035055041 | 85389099 | 2DN04 | Energy | 2DN | ENERGY | 2DN16G | MCCB/CUADROS DISTR. | 2DN16G22F | INT CAJA MOLD/SECC. | 2DN16G22F399 | ACCESSORIES MCCB MSX
GWD8735 | CONECTOR CONT.AUX. DESP MSXE/M1000 | 31.5 | 1 | 1 | 20 | NR | 8034035055393 | 85389099 | 2DN04 | Energy | 2DN | ENERGY | 2DN16G | MCCB/CUADROS DISTR. | 2DN16G22F | INT CAJA MOLD/SECC. | 2DN16G22F399 | ACCESSORIES MCCB MSX
GWD8736 | CONECTOR BOBINA DESP MSXE/M1000 | 31.5 | 1 | 1 | 20 | NR | 8034035055409 | 85389099 | 2DN04 | Energy | 2DN | ENERGY | 2DN16G | MCCB/CUADROS DISTR. | 2DN16G22F | INT CAJA MOLD/SECC. | 2DN16G22F399 | ACCESSORIES MCCB MSX
GWD8737 | CONECTOR BOBINA DESP MSXE1250 | 31 | 1 | 1 | 4 | NR | 8034035055348 | 85389099 | 2DN04 | Energy | 2DN | ENERGY | 2DN16G | MCCB/CUADROS DISTR. | 2DN16G22F | INT CAJA MOLD/SECC. | 2DN16G22F399 | ACCESSORIES MCCB MSX
GWD8741 | TERM.ANT.PROLONG. FB 3Ud MSX/M160c | 27.7 | 1 | 1 | 20 | NR | 8034035045271 | 85389099 | 2DN04 | Energy | 2DN | ENERGY | 2DN16G | MCCB/CUADROS DISTR. | 2DN16G22F | INT CAJA MOLD/SECC. | 2DN16G22F399 | ACCESSORIES MCCB MSX
GWD8742 | TERM.ANT.PROLONG. FB 4Ud MSX/M160c | 36.65 | 1 | 1 | 20 | NR | 8034035045288 | 85389099 | 2DN04 | Energy | 2DN | ENERGY | 2DN16G | MCCB/CUADROS DISTR. | 2DN16G22F | INT CAJA MOLD/SECC. | 2DN16G22F399 | ACCESSORIES MCCB MSX
GWD8743 | TERM.ANT.PROLONG. FB 3Ud MSX/M250c | 35.45 | 1 | 1 | 20 | NR | 8034035045295 | 85389099 | 2DN04 | Energy | 2DN | ENERGY | 2DN16G | MCCB/CUADROS DISTR. | 2DN16G22F | INT CAJA MOLD/SECC. | 2DN16G22F399 | ACCESSORIES MCCB MSX
GWD8744 | TERM.ANT.PROLONG. FB 4Ud MSX/M250c | 47.3 | 1 | 1 | 20 | NR | 8034035045301 | 85389099 | 2DN04 | Energy | 2DN | ENERGY | 2DN16G | MCCB/CUADROS DISTR. | 2DN16G22F | INT CAJA MOLD/SECC. | 2DN16G22F399 | ACCESSORIES MCCB MSX
GWD8745 | TERM.ANT.PROLONG. FB 3Ud MSX/D125 | 27.1 | 1 | 1 | 20 | NR | 8034035045318 | 85389099 | 2DN04 | Energy | 2DN | ENERGY | 2DN16G | MCCB/CUADROS DISTR. | 2DN16G22F | INT CAJA MOLD/SECC. | 2DN16G22F399 | ACCESSORIES MCCB MSX
GWD8746 | TERM.ANT.PROLONG. FB 4Ud MSX/D125 | 35.45 | 1 | 1 | 20 | NR | 8034035045325 | 85389099 | 2DN04 | Energy | 2DN | ENERGY | 2DN16G | MCCB/CUADROS DISTR. | 2DN16G22F | INT CAJA MOLD/SECC. | 2DN16G22F399 | ACCESSORIES MCCB MSX
GWD8747 | TERM.ANT.PROLONG. FB 3Ud MSX/D/E160-250 | 31.5 | 1 | 1 | 12 | NR | 8034035045332 | 85389099 | 2DN04 | Energy | 2DN | ENERGY | 2DN16G | MCCB/CUADROS DISTR. | 2DN16G22F | INT CAJA MOLD/SECC. | 2DN16G22F399 | ACCESSORIES MCCB MSX
GWD8748 | TERM.ANT.PROLONG. FB 4Ud MSX/D/E160-250 | 42 | 1 | 1 | 12 | NR | 8034035045349 | 85389099 | 2DN04 | Energy | 2DN | ENERGY | 2DN16G | MCCB/CUADROS DISTR. | 2DN16G22F | INT CAJA MOLD/SECC. | 2DN16G22F399 | ACCESSORIES MCCB MSX
GWD8749 | TERM.ANT.PROLONG. FB 3Ud MSX/E/M400 | 42.85 | 1 | 1 | 8 | NR | 8034035045356 | 85389099 | 2DN04 | Energy | 2DN | ENERGY | 2DN16G | MCCB/CUADROS DISTR. | 2DN16G22F | INT CAJA MOLD/SECC. | 2DN16G22F399 | ACCESSORIES MCCB MSX
GWD8750 | TERM.ANT.PROLONG. FB 4Ud MSX/E/M400 | 57 | 1 | 1 | 6 | NR | 8034035045363 | 85389099 | 2DN04 | Energy | 2DN | ENERGY | 2DN16G | MCCB/CUADROS DISTR. | 2DN16G22F | INT CAJA MOLD/SECC. | 2DN16G22F399 | ACCESSORIES MCCB MSX
GWD8751 | TERM.ANT.PROLONG. FB 3Ud MSXE/M630 | 123.5 | 1 | 1 | 6 | NR | 8034035045370 | 85389099 | 2DN04 | Energy | 2DN | ENERGY | 2DN16G | MCCB/CUADROS DISTR. | 2DN16G22F | INT CAJA MOLD/SECC. | 2DN16G22F399 | ACCESSORIES MCCB MSX
GWD8752 | TERM.ANT.PROLONG. FB 4Ud MSXE/M630 | 165 | 1 | 1 | 4 | NR | 8034035045387 | 85389099 | 2DN04 | Energy | 2DN | ENERGY | 2DN16G | MCCB/CUADROS DISTR. | 2DN16G22F | INT CAJA MOLD/SECC. | 2DN16G22F399 | ACCESSORIES MCCB MSX
GWD8753 | TERM ANT PROL FB 3Ud MSXE/M1000 (630A) | 120.5 | 1 | 1 | 15 | NR | 8034035055270 | 85389099 | 2DN04 | Energy | 2DN | ENERGY | 2DN16G | MCCB/CUADROS DISTR. | 2DN16G22F | INT CAJA MOLD/SECC. | 2DN16G22F399 | ACCESSORIES MCCB MSX
GWD8754 | TERM.ANT.PROL. FB 3Ud MSXE/M1000 (800A) | 145.5 | 1 | 1 | 1 | NR | 8034035045394 | 85389099 | 2DN04 | Energy | 2DN | ENERGY | 2DN16G | MCCB/CUADROS DISTR. | 2DN16G22F | INT CAJA MOLD/SECC. | 2DN16G22F399 | ACCESSORIES MCCB MSX
GWD8755 | TERM ANT PROL FB 4Ud MSXE/M1000 (630A) | 136 | 1 | 1 | 1 | NR | 8034035055287 | 85389099 | 2DN04 | Energy | 2DN | ENERGY | 2DN16G | MCCB/CUADROS DISTR. | 2DN16G22F | INT CAJA MOLD/SECC. | 2DN16G22F399 | ACCESSORIES MCCB MSX
GWD8756 | TERM.ANT.PROL. FB 4Ud MSXE/M1000 (800A) | 190.5 | 1 | 1 | 4 | NR | 8034035045400 | 85389099 | 2DN04 | Energy | 2DN | ENERGY | 2DN16G | MCCB/CUADROS DISTR. | 2DN16G22F | INT CAJA MOLD/SECC. | 2DN16G22F399 | ACCESSORIES MCCB MSX
GWD8761 | TERM.ANT.PROL. ABIERTO FB 3Ud MSX/M160c | 50 | 1 | 1 | 20 | NR | 8034035045417 | 85389099 | 2DN04 | Energy | 2DN | ENERGY | 2DN16G | MCCB/CUADROS DISTR. | 2DN16G22F | INT CAJA MOLD/SECC. | 2DN16G22F399 | ACCESSORIES MCCB MSX
GWD8762 | TERM.ANT.PROL. ABIERTO FB 4Ud MSX/M160c | 68.5 | 1 | 1 | 20 | NR | 8034035045424 | 85389099 | 2DN04 | Energy | 2DN | ENERGY | 2DN16G | MCCB/CUADROS DISTR. | 2DN16G22F | INT CAJA MOLD/SECC. | 2DN16G22F399 | ACCESSORIES MCCB MSX
GWD8763 | TERM.ANT.PROL. ABIERTO FB 3Ud MSX/M250c | 50 | 1 | 1 | 12 | NR | 8034035045431 | 85389099 | 2DN04 | Energy | 2DN | ENERGY | 2DN16G | MCCB/CUADROS DISTR. | 2DN16G22F | INT CAJA MOLD/SECC. | 2DN16G22F399 | ACCESSORIES MCCB MSX
GWD8764 | TERM.ANT.PROL. ABIERTO FB 4Ud MSX/M250c | 68.5 | 1 | 1 | 15 | NR | 8034035045448 | 85389099 | 2DN04 | Energy | 2DN | ENERGY | 2DN16G | MCCB/CUADROS DISTR. | 2DN16G22F | INT CAJA MOLD/SECC. | 2DN16G22F399 | ACCESSORIES MCCB MSX
GWD8765 | TERM.ANT.PROL. ABIERTO FB 3Ud MSX/E/M400 | 58 | 1 | 1 | 8 | NR | 8034035045455 | 85389099 | 2DN04 | Energy | 2DN | ENERGY | 2DN16G | MCCB/CUADROS DISTR. | 2DN16G22F | INT CAJA MOLD/SECC. | 2DN16G22F399 | ACCESSORIES MCCB MSX
GWD8766 | TERM.ANT.PROL. ABIERTO FB 4Ud MSX/E/M400 | 68.5 | 1 | 1 | 6 | NR | 8034035045462 | 85389099 | 2DN04 | Energy | 2DN | ENERGY | 2DN16G | MCCB/CUADROS DISTR. | 2DN16G22F | INT CAJA MOLD/SECC. | 2DN16G22F399 | ACCESSORIES MCCB MSX
GWD8767 | TERM.ANT.PROL. ABIERTO FB 3Ud MSXE/M630 | 111.5 | 1 | 1 | 9 | NR | 8034035045479 | 85389099 | 2DN04 | Energy | 2DN | ENERGY | 2DN16G | MCCB/CUADROS DISTR. | 2DN16G22F | INT CAJA MOLD/SECC. | 2DN16G22F399 | ACCESSORIES MCCB MSX
GWD8768 | TERM.ANT.PROL. ABIERTO FB 4Ud MSXE/M630 | 145.5 | 1 | 1 | 4 | NR | 8034035045486 | 85389099 | 2DN04 | Energy | 2DN | ENERGY | 2DN16G | MCCB/CUADROS DISTR. | 2DN16G22F | INT CAJA MOLD/SECC. | 2DN16G22F399 | ACCESSORIES MCCB MSX
GWD8771 | TERM.ANT. CABLES FW 3Ud MSX/D125 | 31.5 | 1 | 1 | 10 | NR | 8034035045493 | 85389099 | 2DN04 | Energy | 2DN | ENERGY | 2DN16G | MCCB/CUADROS DISTR. | 2DN16G22F | INT CAJA MOLD/SECC. | 2DN16G22F399 | ACCESSORIES MCCB MSX
GWD8772 | TERM.ANT. CABLES FW 4Ud MSX/D125 | 42 | 1 | 1 | 20 | NR | 8034035045509 | 85389099 | 2DN04 | Energy | 2DN | ENERGY | 2DN16G | MCCB/CUADROS DISTR. | 2DN16G22F | INT CAJA MOLD/SECC. | 2DN16G22F399 | ACCESSORIES MCCB MSX
GWD8773 | TERM ANT CABLES FW 3Ud MSX/D/E160-250 | 99 | 1 | 1 | 20 | NR | 8034035054846 | 85389099 | 2DN04 | Energy | 2DN | ENERGY | 2DN16G | MCCB/CUADROS DISTR. | 2DN16G22F | INT CAJA MOLD/SECC. | 2DN16G22F399 | ACCESSORIES MCCB MSX
GWD8774 | TERM ANT CABLES FW 4Ud MSX/D/E160-250 | 128 | 1 | 1 | 20 | NR | 8034035054853 | 85389099 | 2DN04 | Energy | 2DN | ENERGY | 2DN16G | MCCB/CUADROS DISTR. | 2DN16G22F | INT CAJA MOLD/SECC. | 2DN16G22F399 | ACCESSORIES MCCB MSX
GWD8775 | TERM ANT, CABLES FW 3Ud 125KA | 99 | 1 | 1 | 20 | NR | 8034035054860 | 85389099 | 2DN04 | Energy | 2DN | ENERGY | 2DN16G | MCCB/CUADROS DISTR. | 2DN16G22F | INT CAJA MOLD/SECC. | 2DN16G22F399 | ACCESSORIES MCCB MSX
GWD8776 | TERM ANT. CABLES FW 4Ud 125KA | 128 | 1 | 1 | 20 | NR | 8034035054877 | 85389099 | 2DN04 | Energy | 2DN | ENERGY | 2DN16G | MCCB/CUADROS DISTR. | 2DN16G22F | INT CAJA MOLD/SECC. | 2DN16G22F399 | ACCESSORIES MCCB MSX
GWD8777 | TERM ANT. CABLES FW 3Ud MSX/E/M400 | 131 | 1 | 1 | 20 | NR | 8034035054884 | 85389099 | 2DN04 | Energy | 2DN | ENERGY | 2DN16G | MCCB/CUADROS DISTR. | 2DN16G22F | INT CAJA MOLD/SECC. | 2DN16G22F399 | ACCESSORIES MCCB MSX
GWD8778 | TERM ANT. CABLES FW 4Ud MSX/E/M400 | 174 | 1 | 1 | 20 | NR | 8034035054891 | 85389099 | 2DN04 | Energy | 2DN | ENERGY | 2DN16G | MCCB/CUADROS DISTR. | 2DN16G22F | INT CAJA MOLD/SECC. | 2DN16G22F399 | ACCESSORIES MCCB MSX
GWD8781 | TERM POST. RC 3Ud MSX/M160c (15-50A) | 99 | 1 | 1 | 1 | NR | 8034035054563 | 85389099 | 2DN04 | Energy | 2DN | ENERGY | 2DN16G | MCCB/CUADROS DISTR. | 2DN16G22F | INT CAJA MOLD/SECC. | 2DN16G22F399 | ACCESSORIES MCCB MSX
GWD8782 | TERM POST. RC 4Ud MSX/M160c (15-50A) | 128 | 1 | 1 | 1 | NR | 8034035054570 | 85389099 | 2DN04 | Energy | 2DN | ENERGY | 2DN16G | MCCB/CUADROS DISTR. | 2DN16G22F | INT CAJA MOLD/SECC. | 2DN16G22F399 | ACCESSORIES MCCB MSX
GWD8783 | TERM POST. RC 3Ud MSX/M160c (63-160A) | 94.5 | 1 | 1 | 10 | NR | 8034035045516 | 85389099 | 2DN04 | Energy | 2DN | ENERGY | 2DN16G | MCCB/CUADROS DISTR. | 2DN16G22F | INT CAJA MOLD/SECC. | 2DN16G22F399 | ACCESSORIES MCCB MSX
GWD8784 | TERM POST. RC 4Ud MSX/M160c (63-160A) | 124.5 | 1 | 1 | 12 | NR | 8034035045523 | 85389099 | 2DN04 | Energy | 2DN | ENERGY | 2DN16G | MCCB/CUADROS DISTR. | 2DN16G22F | INT CAJA MOLD/SECC. | 2DN16G22F399 | ACCESSORIES MCCB MSX
GWD8785 | TERM. POSTERIOR RC 3Ud MSX/M250c | 117.5 | 1 | 1 | 8 | NR | 8034035045530 | 85389099 | 2DN04 | Energy | 2DN | ENERGY | 2DN16G | MCCB/CUADROS DISTR. | 2DN16G22F | INT CAJA MOLD/SECC. | 2DN16G22F399 | ACCESSORIES MCCB MSX
GWD8786 | TERM. POSTERIOR RC 4Ud MSX/M250c | 165 | 1 | 1 | 6 | NR | 8034035045547 | 85389099 | 2DN04 | Energy | 2DN | ENERGY | 2DN16G | MCCB/CUADROS DISTR. | 2DN16G22F | INT CAJA MOLD/SECC. | 2DN16G22F399 | ACCESSORIES MCCB MSX
GWD8787 | TERM. POSTERIOR RC 3Ud MSX/D125 | 85.5 | 1 | 1 | 8 | NR | 8034035045554 | 85389099 | 2DN04 | Energy | 2DN | ENERGY | 2DN16G | MCCB/CUADROS DISTR. | 2DN16G22F | INT CAJA MOLD/SECC. | 2DN16G22F399 | ACCESSORIES MCCB MSX
GWD8788 | TERM. POSTERIOR RC 4Ud MSX/D125 | 111.5 | 1 | 1 | 12 | NR | 8034035045561 | 85389099 | 2DN04 | Energy | 2DN | ENERGY | 2DN16G | MCCB/CUADROS DISTR. | 2DN16G22F | INT CAJA MOLD/SECC. | 2DN16G22F399 | ACCESSORIES MCCB MSX
GWD8789 | TERM. POSTERIOR RC 3Ud MSX/D160-250 | 94.5 | 1 | 1 | 8 | NR | 8034035045578 | 85389099 | 2DN04 | Energy | 2DN | ENERGY | 2DN16G | MCCB/CUADROS DISTR. | 2DN16G22F | INT CAJA MOLD/SECC. | 2DN16G22F399 | ACCESSORIES MCCB MSX
GWD8790 | TERM. POSTERIOR RC 4Ud MSX/D160-250 | 124.5 | 1 | 1 | 8 | NR | 8034035045585 | 85389099 | 2DN04 | Energy | 2DN | ENERGY | 2DN16G | MCCB/CUADROS DISTR. | 2DN16G22F | INT CAJA MOLD/SECC. | 2DN16G22F399 | ACCESSORIES MCCB MSX
GWD8791 | TERM. POSTERIOR RC 3Ud MSXE160-250 | 102 | 1 | 1 | 6 | NR | 8034035045592 | 85389099 | 2DN04 | Energy | 2DN | ENERGY | 2DN16G | MCCB/CUADROS DISTR. | 2DN16G22F | INT CAJA MOLD/SECC. | 2DN16G22F399 | ACCESSORIES MCCB MSX
GWD8792 | TERM. POSTERIOR RC 4Ud MSXE160-250 | 134 | 1 | 1 | 4 | NR | 8034035045608 | 85389099 | 2DN04 | Energy | 2DN | ENERGY | 2DN16G | MCCB/CUADROS DISTR. | 2DN16G22F | INT CAJA MOLD/SECC. | 2DN16G22F399 | ACCESSORIES MCCB MSX
GWD8793 | TERM. POSTERIOR RC 3Ud MSX/E/M400 | 165 | 1 | 1 | 4 | NR | 8034035045615 | 85389099 | 2DN04 | Energy | 2DN | ENERGY | 2DN16G | MCCB/CUADROS DISTR. | 2DN16G22F | INT CAJA MOLD/SECC. | 2DN16G22F399 | ACCESSORIES MCCB MSX
GWD8794 | TERM. POSTERIOR RC 4Ud MSX/E/M400 | 216.5 | 1 | 1 | 4 | NR | 8034035045622 | 85389099 | 2DN04 | Energy | 2DN | ENERGY | 2DN16G | MCCB/CUADROS DISTR. | 2DN16G22F | INT CAJA MOLD/SECC. | 2DN16G22F399 | ACCESSORIES MCCB MSX
GWD8795 | TERM. POSTERIOR RC 3Ud MSXE/M630 | 183.5 | 1 | 1 | 4 | NR | 8034035045639 | 85389099 | 2DN04 | Energy | 2DN | ENERGY | 2DN16G | MCCB/CUADROS DISTR. | 2DN16G22F | INT CAJA MOLD/SECC. | 2DN16G22F399 | ACCESSORIES MCCB MSX
GWD8796 | TERM. POSTERIOR RC 4Ud MSXE/M630 | 240 | 1 | 1 | 3 | NR | 8034035045646 | 85389099 | 2DN04 | Energy | 2DN | ENERGY | 2DN16G | MCCB/CUADROS DISTR. | 2DN16G22F | INT CAJA MOLD/SECC. | 2DN16G22F399 | ACCESSORIES MCCB MSX
GWD8797 | TERM. POSTERIOR RC 3Ud MSXE/M1000 (800A) | 366.5 | 1 | 1 | 1 | NR | 8034035045653 | 85389099 | 2DN04 | Energy | 2DN | ENERGY | 2DN16G | MCCB/CUADROS DISTR. | 2DN16G22F | INT CAJA MOLD/SECC. | 2DN16G22F399 | ACCESSORIES MCCB MSX
GWD8798 | TERM. POSTERIOR RC 4Ud MSXE/M1000 (800A) | 498.5 | 1 | 1 | 1 | NR | 8034035045660 | 85389099 | 2DN04 | Energy | 2DN | ENERGY | 2DN16G | MCCB/CUADROS DISTR. | 2DN16G22F | INT CAJA MOLD/SECC. | 2DN16G22F399 | ACCESSORIES MCCB MSX
GWD8799 | TERM.POSTERIOR RC 3Ud MSXE/M1000 (1000A) | 852 | 1 | 1 | 1 | NR | 8034035045677 | 85389099 | 2DN04 | Energy | 2DN | ENERGY | 2DN16G | MCCB/CUADROS DISTR. | 2DN16G22F | INT CAJA MOLD/SECC. | 2DN16G22F399 | ACCESSORIES MCCB MSX
GWD8800 | TERM. POSTERIOR RC 4Ud MSXE/M630 (1000A) | 1113 | 1 | 1 | 1 | NR | 8034035045684 | 85389099 | 2DN04 | Energy | 2DN | ENERGY | 2DN16G | MCCB/CUADROS DISTR. | 2DN16G22F | INT CAJA MOLD/SECC. | 2DN16G22F399 | ACCESSORIES MCCB MSX
GWD8811 | CUBRETERM.ANT. FC FB 3P 1Ud MSX/M160c | 23.8 | 1 | 1 | 15 | NR | 8034035045691 | 85389099 | 2DN04 | Energy | 2DN | ENERGY | 2DN16G | MCCB/CUADROS DISTR. | 2DN16G22F | INT CAJA MOLD/SECC. | 2DN16G22F399 | ACCESSORIES MCCB MSX
GWD8812 | CUBRETERM.ANT. FC FB 4P 1Ud MSX/M160c | 28.85 | 1 | 1 | 12 | NR | 8034035045707 | 85389099 | 2DN04 | Energy | 2DN | ENERGY | 2DN16G | MCCB/CUADROS DISTR. | 2DN16G22F | INT CAJA MOLD/SECC. | 2DN16G22F399 | ACCESSORIES MCCB MSX
GWD8813 | CUBRETER.ANT.ABIERTO FB 3P 1Ud MSX/M160c | 46.05 | 1 | 1 | 12 | NR | 8034035045714 | 85389099 | 2DN04 | Energy | 2DN | ENERGY | 2DN16G | MCCB/CUADROS DISTR. | 2DN16G22F | INT CAJA MOLD/SECC. | 2DN16G22F399 | ACCESSORIES MCCB MSX
GWD8814 | CUBRETER.ANT.ABIERTO FB 4P 1Ud MSX/M160c | 59 | 1 | 1 | 10 | NR | 8034035045721 | 85389099 | 2DN04 | Energy | 2DN | ENERGY | 2DN16G | MCCB/CUADROS DISTR. | 2DN16G22F | INT CAJA MOLD/SECC. | 2DN16G22F399 | ACCESSORIES MCCB MSX
GWD8815 | CUBRETER.POST. RC 3P 1Ud MSX/M160c | 28.85 | 1 | 1 | 30 | NR | 8034035045738 | 85389099 | 2DN04 | Energy | 2DN | ENERGY | 2DN16G | MCCB/CUADROS DISTR. | 2DN16G22F | INT CAJA MOLD/SECC. | 2DN16G22F399 | ACCESSORIES MCCB MSX
GWD8816 | CUBRETER.POST. RC 4P 1Ud MSX/M160c | 35.45 | 1 | 1 | 20 | NR | 8034035045745 | 85389099 | 2DN04 | Energy | 2DN | ENERGY | 2DN16G | MCCB/CUADROS DISTR. | 2DN16G22F | INT CAJA MOLD/SECC. | 2DN16G22F399 | ACCESSORIES MCCB MSX
GWD8817 | CUBRETERM.ANT. FC 3P 1Ud MSX/M250c | 27.7 | 1 | 1 | 20 | NR | 8034035045752 | 85389099 | 2DN04 | Energy | 2DN | ENERGY | 2DN16G | MCCB/CUADROS DISTR. | 2DN16G22F | INT CAJA MOLD/SECC. | 2DN16G22F399 | ACCESSORIES MCCB MSX
GWD8818 | CUBRETERM.ANT. FC 4P 1Ud MSX/M250c | 35.45 | 1 | 1 | 15 | NR | 8034035045769 | 85389099 | 2DN04 | Energy | 2DN | ENERGY | 2DN16G | MCCB/CUADROS DISTR. | 2DN16G22F | INT CAJA MOLD/SECC. | 2DN16G22F399 | ACCESSORIES MCCB MSX
GWD8819 | CUBRETERM.ANT.PROL. FB 3P 1Ud MSX/M250c | 28.85 | 1 | 1 | 12 | NR | 8034035045776 | 85389099 | 2DN04 | Energy | 2DN | ENERGY | 2DN16G | MCCB/CUADROS DISTR. | 2DN16G22F | INT CAJA MOLD/SECC. | 2DN16G22F399 | ACCESSORIES MCCB MSX
GWD8820 | CUBRETERM.ANT.PROL. FB 4P 1Ud MSX/M250c | 38.1 | 1 | 1 | 9 | NR | 8034035045783 | 85389099 | 2DN04 | Energy | 2DN | ENERGY | 2DN16G | MCCB/CUADROS DISTR. | 2DN16G22F | INT CAJA MOLD/SECC. | 2DN16G22F399 | ACCESSORIES MCCB MSX
GWD8821 | CUBRETER.ANT.ABIERTO FB 3P 1Ud MSX/M250c | 46.05 | 1 | 1 | 9 | NR | 8034035045790 | 85389099 | 2DN04 | Energy | 2DN | ENERGY | 2DN16G | MCCB/CUADROS DISTR. | 2DN16G22F | INT CAJA MOLD/SECC. | 2DN16G22F399 | ACCESSORIES MCCB MSX
GWD8822 | CUBRETER.ANT.ABIERTO FB 4P 1Ud MSX/M250c | 59 | 1 | 1 | 6 | NR | 8034035045806 | 85389099 | 2DN04 | Energy | 2DN | ENERGY | 2DN16G | MCCB/CUADROS DISTR. | 2DN16G22F | INT CAJA MOLD/SECC. | 2DN16G22F399 | ACCESSORIES MCCB MSX
GWD8823 | CUBRETER.POST. RC 3P 1Ud MSX/M250c | 28.85 | 1 | 1 | 16 | NR | 8034035045813 | 85389099 | 2DN04 | Energy | 2DN | ENERGY | 2DN16G | MCCB/CUADROS DISTR. | 2DN16G22F | INT CAJA MOLD/SECC. | 2DN16G22F399 | ACCESSORIES MCCB MSX
GWD8824 | CUBRETER.POST. RC 4P 1Ud MSX/M250c | 35.45 | 1 | 1 | 30 | NR | 8034035045820 | 85389099 | 2DN04 | Energy | 2DN | ENERGY | 2DN16G | MCCB/CUADROS DISTR. | 2DN16G22F | INT CAJA MOLD/SECC. | 2DN16G22F399 | ACCESSORIES MCCB MSX
GWD8825 | CUBRETERM.ANT. FC FB 3P 1Ud MSX/D125 | 18.35 | 1 | 1 | 20 | NR | 8034035045837 | 85389099 | 2DN04 | Energy | 2DN | ENERGY | 2DN16G | MCCB/CUADROS DISTR. | 2DN16G22F | INT CAJA MOLD/SECC. | 2DN16G22F399 | ACCESSORIES MCCB MSX
GWD8826 | CUBRETERM.ANT. FC FB 4P 1Ud MSX/D125 | 24.95 | 1 | 1 | 20 | NR | 8034035045844 | 85389099 | 2DN04 | Energy | 2DN | ENERGY | 2DN16G | MCCB/CUADROS DISTR. | 2DN16G22F | INT CAJA MOLD/SECC. | 2DN16G22F399 | ACCESSORIES MCCB MSX
GWD8827 | CUBRETERM.ANT. CABLES FW 3P MSX/D125 | 18.35 | 1 | 1 | 20 | NR | 8034035045851 | 85389099 | 2DN04 | Energy | 2DN | ENERGY | 2DN16G | MCCB/CUADROS DISTR. | 2DN16G22F | INT CAJA MOLD/SECC. | 2DN16G22F399 | ACCESSORIES MCCB MSX
GWD8828 | CUBRETERM.ANT. CABLES FW 4P MSX/D125 | 24.95 | 1 | 1 | 12 | NR | 8034035045868 | 85389099 | 2DN04 | Energy | 2DN | ENERGY | 2DN16G | MCCB/CUADROS DISTR. | 2DN16G22F | INT CAJA MOLD/SECC. | 2DN16G22F399 | ACCESSORIES MCCB MSX
GWD8829 | CUBRETER.POST. RC 3P 1Ud MSX/D125 | 19.8 | 1 | 1 | 20 | NR | 8034035045875 | 85389099 | 2DN04 | Energy | 2DN | ENERGY | 2DN16G | MCCB/CUADROS DISTR. | 2DN16G22F | INT CAJA MOLD/SECC. | 2DN16G22F399 | ACCESSORIES MCCB MSX
GWD8830 | CUBRETER.POST. RC 4P 1Ud MSX/D125 | 28.85 | 1 | 1 | 12 | NR | 8034035045882 | 85389099 | 2DN04 | Energy | 2DN | ENERGY | 2DN16G | MCCB/CUADROS DISTR. | 2DN16G22F | INT CAJA MOLD/SECC. | 2DN16G22F399 | ACCESSORIES MCCB MSX
GWD8831 | CUBRETERM.ANT. FC FB 3P 1PZ MSX/D160-250 | 28.85 | 1 | 1 | 16 | NR | 8034035045899 | 85389099 | 2DN04 | Energy | 2DN | ENERGY | 2DN16G | MCCB/CUADROS DISTR. | 2DN16G22F | INT CAJA MOLD/SECC. | 2DN16G22F399 | ACCESSORIES MCCB MSX
GWD8832 | CUBRETERM.ANT. FC FB 4P 1PZ MSX/D160-250 | 38.1 | 1 | 1 | 12 | NR | 8034035045905 | 85389099 | 2DN04 | Energy | 2DN | ENERGY | 2DN16G | MCCB/CUADROS DISTR. | 2DN16G22F | INT CAJA MOLD/SECC. | 2DN16G22F399 | ACCESSORIES MCCB MSX
GWD8833 | CUBRETERM.ANT. FW 3P 1PZ MSX/D160-250 | 17.4 | 1 | 1 | 12 | NR | 8034035054822 | 85389099 | 2DN04 | Energy | 2DN | ENERGY | 2DN16G | MCCB/CUADROS DISTR. | 2DN16G22F | INT CAJA MOLD/SECC. | 2DN16G22F399 | ACCESSORIES MCCB MSX
GWD8834 | CUBRETERM.ANT. FW 4P 1PZ MSX/D160-250 | 23.7 | 1 | 1 | 12 | NR | 8034035054839 | 85389099 | 2DN04 | Energy | 2DN | ENERGY | 2DN16G | MCCB/CUADROS DISTR. | 2DN16G22F | INT CAJA MOLD/SECC. | 2DN16G22F399 | ACCESSORIES MCCB MSX
GWD8835 | CUBRETER.POST. RC 3P 1PZ MSX/D/E160-250 | 28.85 | 1 | 1 | 12 | NR | 8034035045912 | 85389099 | 2DN04 | Energy | 2DN | ENERGY | 2DN16G | MCCB/CUADROS DISTR. | 2DN16G22F | INT CAJA MOLD/SECC. | 2DN16G22F399 | ACCESSORIES MCCB MSX
GWD8836 | CUBRETER.POST. RC 4P 1PZ MSX/D/E160-250 | 38.1 | 1 | 1 | 12 | NR | 8034035045929 | 85389099 | 2DN04 | Energy | 2DN | ENERGY | 2DN16G | MCCB/CUADROS DISTR. | 2DN16G22F | INT CAJA MOLD/SECC. | 2DN16G22F399 | ACCESSORIES MCCB MSX
GWD8837 | CUBRETERM.ANT. FC FB 3P 1PZ MSXE160-250 | 27.7 | 1 | 1 | 8 | NR | 8034035045936 | 85389099 | 2DN04 | Energy | 2DN | ENERGY | 2DN16G | MCCB/CUADROS DISTR. | 2DN16G22F | INT CAJA MOLD/SECC. | 2DN16G22F399 | ACCESSORIES MCCB MSX
GWD8838 | CUBRETERM.ANT. FC FB 4P 1PZ MSXE160-250 | 31.5 | 1 | 1 | 8 | NR | 8034035045943 | 85389099 | 2DN04 | Energy | 2DN | ENERGY | 2DN16G | MCCB/CUADROS DISTR. | 2DN16G22F | INT CAJA MOLD/SECC. | 2DN16G22F399 | ACCESSORIES MCCB MSX
GWD8839 | CUBRETERM.ANT. FC FB 3P MSX/E/M400-630 | 40.8 | 1 | 1 | 4 | NR | 8034035045950 | 85389099 | 2DN04 | Energy | 2DN | ENERGY | 2DN16G | MCCB/CUADROS DISTR. | 2DN16G22F | INT CAJA MOLD/SECC. | 2DN16G22F399 | ACCESSORIES MCCB MSX
GWD8840 | CUBRETERM.ANT. FC FB 4P MSX/E/M400-630 | 72 | 1 | 1 | 8 | NR | 8034035045967 | 85389099 | 2DN04 | Energy | 2DN | ENERGY | 2DN16G | MCCB/CUADROS DISTR. | 2DN16G22F | INT CAJA MOLD/SECC. | 2DN16G22F399 | ACCESSORIES MCCB MSX
GWD8841 | CUBRETER. ABIERTO FB 3P MSX/E/M400-630 | 40.8 | 1 | 1 | 8 | NR | 8034035045974 | 85389099 | 2DN04 | Energy | 2DN | ENERGY | 2DN16G | MCCB/CUADROS DISTR. | 2DN16G22F | INT CAJA MOLD/SECC. | 2DN16G22F399 | ACCESSORIES MCCB MSX
GWD8842 | CUBRETER. ABIERTO FB 4P MSX/E/M400-630 | 72 | 1 | 1 | 8 | NR | 8034035045981 | 85389099 | 2DN04 | Energy | 2DN | ENERGY | 2DN16G | MCCB/CUADROS DISTR. | 2DN16G22F | INT CAJA MOLD/SECC. | 2DN16G22F399 | ACCESSORIES MCCB MSX
GWD8843 | CUBRETER.POST. RC 3P MSX/E/M400-630 | 40.8 | 1 | 1 | 10 | NR | 8034035045998 | 85389099 | 2DN04 | Energy | 2DN | ENERGY | 2DN16G | MCCB/CUADROS DISTR. | 2DN16G22F | INT CAJA MOLD/SECC. | 2DN16G22F399 | ACCESSORIES MCCB MSX
GWD8844 | CUBRETER.POST. RC 4P MSX/E/M400-630 | 72 | 1 | 1 | 20 | NR | 8034035046001 | 85389099 | 2DN04 | Energy | 2DN | ENERGY | 2DN16G | MCCB/CUADROS DISTR. | 2DN16G22F | INT CAJA MOLD/SECC. | 2DN16G22F399 | ACCESSORIES MCCB MSX
GWD8845 | CUBRETERM.ANT. FC FB 3P MSXE/M1000 | 63 | 1 | 1 | 1 | NR | 8034035046018 | 85389099 | 2DN04 | Energy | 2DN | ENERGY | 2DN16G | MCCB/CUADROS DISTR. | 2DN16G22F | INT CAJA MOLD/SECC. | 2DN16G22F399 | ACCESSORIES MCCB MSX
GWD8846 | CUBRETERM.ANT. FC FB 4P MSXE/M1000 | 79 | 1 | 1 | 6 | NR | 8034035046025 | 85389099 | 2DN04 | Energy | 2DN | ENERGY | 2DN16G | MCCB/CUADROS DISTR. | 2DN16G22F | INT CAJA MOLD/SECC. | 2DN16G22F399 | ACCESSORIES MCCB MSX
GWD8847 | CUBRETER.POST. RC 3P MSXE/M1000 | 98.5 | 1 | 1 | 1 | NR | 8034035046032 | 85389099 | 2DN04 | Energy | 2DN | ENERGY | 2DN16G | MCCB/CUADROS DISTR. | 2DN16G22F | INT CAJA MOLD/SECC. | 2DN16G22F399 | ACCESSORIES MCCB MSX
GWD8848 | CUBRETER.POST. RC 4P MSXE/M1000 | 119.5 | 1 | 1 | 1 | NR | 8034035046049 | 85389099 | 2DN04 | Energy | 2DN | ENERGY | 2DN16G | MCCB/CUADROS DISTR. | 2DN16G22F | INT CAJA MOLD/SECC. | 2DN16G22F399 | ACCESSORIES MCCB MSX
GWD8849 | CUBRETERM.ANT. FC FB 3P MSXE/M1250 | 105 | 1 | 1 | 1 | NR | 8034035046056 | 85389099 | 2DN04 | Energy | 2DN | ENERGY | 2DN16G | MCCB/CUADROS DISTR. | 2DN16G22F | INT CAJA MOLD/SECC. | 2DN16G22F399 | ACCESSORIES MCCB MSX
GWD8850 | CUBRETERM.ANT. FC FB 4P MSXE/M1250 | 124.5 | 1 | 1 | 6 | NR | 8034035046063 | 85389099 | 2DN04 | Energy | 2DN | ENERGY | 2DN16G | MCCB/CUADROS DISTR. | 2DN16G22F | INT CAJA MOLD/SECC. | 2DN16G22F399 | ACCESSORIES MCCB MSX
GWD8861 | TORN.PREC X CUBRETERM MSX/M160c | 6.65 | 1 | 1 | 40 | NR | 8034035046070 | 85389099 | 2DN04 | Energy | 2DN | ENERGY | 2DN16G | MCCB/CUADROS DISTR. | 2DN16G22F | INT CAJA MOLD/SECC. | 2DN16G22F399 | ACCESSORIES MCCB MSX
GWD8862 | TORN.PREC X CUBRETERM MSX/M250c | 6.65 | 1 | 1 | 40 | NR | 8034035046087 | 85389099 | 2DN04 | Energy | 2DN | ENERGY | 2DN16G | MCCB/CUADROS DISTR. | 2DN16G22F | INT CAJA MOLD/SECC. | 2DN16G22F399 | ACCESSORIES MCCB MSX
GWD8863 | TORN.PREC X CUBRETERM MSX/D/E/M125-630 | 6.65 | 1 | 1 | 20 | NR | 8034035046094 | 85389099 | 2DN04 | Energy | 2DN | ENERGY | 2DN16G | MCCB/CUADROS DISTR. | 2DN16G22F | INT CAJA MOLD/SECC. | 2DN16G22F399 | ACCESSORIES MCCB MSX
GWD8869 | DIAFRAGMA SEPARADOR MSX/D160-250 | 3.52 | 1 | 1 | 20 | NR | 8034035056161 | 85389099 | 2DN04 | Energy | 2DN | ENERGY | 2DN16G | MCCB/CUADROS DISTR. | 2DN16G22F | INT CAJA MOLD/SECC. | 2DN16G22F399 | ACCESSORIES MCCB MSX
GWD8870 | DIAFRAGMA SEPARADOR MSX/M250c | 4.64 | 1 | 1 | 13 | NR | 8034035056154 | 85389099 | 2DN04 | Energy | 2DN | ENERGY | 2DN16G | MCCB/CUADROS DISTR. | 2DN16G22F | INT CAJA MOLD/SECC. | 2DN16G22F399 | ACCESSORIES MCCB MSX
GWD8871 | DIAFRAGMA SEPARADOR MSX/M160c | 4.64 | 1 | 1 | 30 | NR | 8034035054624 | 85389099 | 2DN04 | Energy | 2DN | ENERGY | 2DN16G | MCCB/CUADROS DISTR. | 2DN16G22F | INT CAJA MOLD/SECC. | 2DN16G22F399 | ACCESSORIES MCCB MSX
GWD8872 | DIAFRAGMA SEPARADOR MSX/D125 | 3.52 | 1 | 1 | 30 | NR | 8034035055140 | 85389099 | 2DN04 | Energy | 2DN | ENERGY | 2DN16G | MCCB/CUADROS DISTR. | 2DN16G22F | INT CAJA MOLD/SECC. | 2DN16G22F399 | ACCESSORIES MCCB MSX
GWD8873 | DIAFRAGMA SEPARADOR MSXE160-250 | 3.52 | 1 | 1 | 30 | NR | 8034035055157 | 85389099 | 2DN04 | Energy | 2DN | ENERGY | 2DN16G | MCCB/CUADROS DISTR. | 2DN16G22F | INT CAJA MOLD/SECC. | 2DN16G22F399 | ACCESSORIES MCCB MSX
GWD8874 | DIAFRAGMA SEPARADOR MSX/E/M400-1600 | 4.64 | 1 | 1 | 18 | NR | 8034035055164 | 85389099 | 2DN04 | Energy | 2DN | ENERGY | 2DN16G | MCCB/CUADROS DISTR. | 2DN16G22F | INT CAJA MOLD/SECC. | 2DN16G22F399 | ACCESSORIES MCCB MSX
GWD8875 | PLACA FIJACION GUIA DIN MSX/M160c | 13 | 1 | 1 | 40 | NR | 8034035046100 | 85389099 | 2DN04 | Energy | 2DN | ENERGY | 2DN16G | MCCB/CUADROS DISTR. | 2DN16G22F | INT CAJA MOLD/SECC. | 2DN16G22F399 | ACCESSORIES MCCB MSX
GWD8876 | PLACA FIJACION GUIADIN MSX/D/M/c125-250 | 38.1 | 1 | 1 | 30 | NR | 8034035046117 | 85389099 | 2DN04 | Energy | 2DN | ENERGY | 2DN16G | MCCB/CUADROS DISTR. | 2DN16G22F | INT CAJA MOLD/SECC. | 2DN16G22F399 | ACCESSORIES MCCB MSX
GWD8881 | JUNTA ESTANQ. MSX/D/E/M/C 125-160-250 | 53 | 1 | 1 | 100 | NR | 8034035054631 | 85389099 | 2DN04 | Energy | 2DN | ENERGY | 2DN16G | MCCB/CUADROS DISTR. | 2DN16G22F | INT CAJA MOLD/SECC. | 2DN16G22F399 | ACCESSORIES MCCB MSX
GWD8882 | JUNT.ES. COM.MOT.MSX/D/E/M/C 125-160-250 | 148.5 | 1 | 1 | 1 | NR | 8034035055089 | 85389099 | 2DN04 | Energy | 2DN | ENERGY | 2DN16G | MCCB/CUADROS DISTR. | 2DN16G22F | INT CAJA MOLD/SECC. | 2DN16G22F399 | ACCESSORIES MCCB MSX
GWD8883 | JUNTA ESTANQ. MSX/E/M400-630 | 55.5 | 1 | 1 | 1 | NR | 8034035055096 | 85389099 | 2DN04 | Energy | 2DN | ENERGY | 2DN16G | MCCB/CUADROS DISTR. | 2DN16G22F | INT CAJA MOLD/SECC. | 2DN16G22F399 | ACCESSORIES MCCB MSX
GWD8884 | JUNTA ESTANQ. COM.MOT. MSX/E/M400-630 | 174 | 1 | 1 | 10 | NR | 8034035055102 | 85389099 | 2DN04 | Energy | 2DN | ENERGY | 2DN16G | MCCB/CUADROS DISTR. | 2DN16G22F | INT CAJA MOLD/SECC. | 2DN16G22F399 | ACCESSORIES MCCB MSX
GWD8885 | JUNTA ESTANQ. MSXE/M1250-1600 | 55.5 | 1 | 1 | 12 | NR | 8034035055485 | 85389099 | 2DN04 | Energy | 2DN | ENERGY | 2DN16G | MCCB/CUADROS DISTR. | 2DN16G22F | INT CAJA MOLD/SECC. | 2DN16G22F399 | ACCESSORIES MCCB MSX
GWD8886 | CENTRALITA CONMUTACION AUTOMATICA MSX | 2194 | 1 | 1 | 1 | NR | 8034035066702 | 85389099 | 2DN04 | Energy | 2DN | ENERGY | 2DN16G | MCCB/CUADROS DISTR. | 2DN16G22F | INT CAJA MOLD/SECC. | 2DN16G22F399 | ACCESSORIES MCCB MSX
GWD8887 | ALIMENTACIÓN CENTRALITA CONM AUTOM MSX | 615 | 1 | 1 | 1 | NR | 8034035066719 | 85044095 | 2DN04 | Energy | 2DN | ENERGY | 2DN16G | MCCB/CUADROS DISTR. | 2DN16G22F | INT CAJA MOLD/SECC. | 2DN16G22F399 | ACCESSORIES MCCB MSX
GWD9001 | MSX 160c 3P 25A 16kA TrMf TERM.FW | 220.5 | 1 | 1 | 1 | NR | 8034035037658 | 85362010 | 2DN04 | Energy | 2DN | ENERGY | 2DN16G | MCCB/CUADROS DISTR. | 2DN16G22F | INT CAJA MOLD/SECC. | 2DN16G22F389 | COMPACT MCCB MSX
GWD9002 | MSX 160c 3P 40A 16kA TrMf TERM.FW | 220.5 | 1 | 1 | 1 | NR | 8034035037665 | 85362010 | 2DN04 | Energy | 2DN | ENERGY | 2DN16G | MCCB/CUADROS DISTR. | 2DN16G22F | INT CAJA MOLD/SECC. | 2DN16G22F389 | COMPACT MCCB MSX
GWD9003 | MSX 160c 3P 63A 16kA TrMf TERM.FW | 220.5 | 1 | 1 | 1 | NR | 8034035037672 | 85362010 | 2DN04 | Energy | 2DN | ENERGY | 2DN16G | MCCB/CUADROS DISTR. | 2DN16G22F | INT CAJA MOLD/SECC. | 2DN16G22F389 | COMPACT MCCB MSX
GWD9004 | MSX 160c 3P 80A 16kA TrMf TERM.FW | 261.5 | 1 | 1 | 1 | NR | 8034035037689 | 85362090 | 2DN04 | Energy | 2DN | ENERGY | 2DN16G | MCCB/CUADROS DISTR. | 2DN16G22F | INT CAJA MOLD/SECC. | 2DN16G22F389 | COMPACT MCCB MSX
GWD9005 | MSX 160c 3P 100A 16kA TrMf TERM.FW | 266 | 1 | 1 | 1 | NR | 8034035037696 | 85362090 | 2DN04 | Energy | 2DN | ENERGY | 2DN16G | MCCB/CUADROS DISTR. | 2DN16G22F | INT CAJA MOLD/SECC. | 2DN16G22F389 | COMPACT MCCB MSX
GWD9006 | MSX 160C 3P 125A 16KA TRMF TERM.FW | 431.5 | 1 | 1 | 1 | NR | 8034035037702 | 85362090 | 2DN04 | Energy | 2DN | ENERGY | 2DN16G | MCCB/CUADROS DISTR. | 2DN16G22F | INT CAJA MOLD/SECC. | 2DN16G22F389 | COMPACT MCCB MSX
GWD9007 | MSX 160C 3P 160A 16KA TRMF TERM.FW | 580 | 1 | 1 | 1 | NR | 8034035037719 | 85362090 | 2DN04 | Energy | 2DN | ENERGY | 2DN16G | MCCB/CUADROS DISTR. | 2DN16G22F | INT CAJA MOLD/SECC. | 2DN16G22F389 | COMPACT MCCB MSX
GWD9011 | MSX 160c 3P+N 25A 16kA TrMf TERM.FW | 266 | 1 | 1 | 1 | NR | 8034035038280 | 85362010 | 2DN04 | Energy | 2DN | ENERGY | 2DN16G | MCCB/CUADROS DISTR. | 2DN16G22F | INT CAJA MOLD/SECC. | 2DN16G22F389 | COMPACT MCCB MSX
GWD9012 | MSX 160c 3P+N 40A 16kA TrMf TERM.FW | 266 | 1 | 1 | 1 | NR | 8034035038297 | 85362010 | 2DN04 | Energy | 2DN | ENERGY | 2DN16G | MCCB/CUADROS DISTR. | 2DN16G22F | INT CAJA MOLD/SECC. | 2DN16G22F389 | COMPACT MCCB MSX
GWD9013 | MSX 160c 3P+N 63A 16kA TrMf TERM.FW | 266 | 1 | 1 | 1 | NR | 8034035038303 | 85362010 | 2DN04 | Energy | 2DN | ENERGY | 2DN16G | MCCB/CUADROS DISTR. | 2DN16G22F | INT CAJA MOLD/SECC. | 2DN16G22F389 | COMPACT MCCB MSX
GWD9014 | MSX 160c 3P+N 80A 16kA TrMf TERM.FW | 281.5 | 1 | 1 | 1 | NR | 8034035038310 | 85362090 | 2DN04 | Energy | 2DN | ENERGY | 2DN16G | MCCB/CUADROS DISTR. | 2DN16G22F | INT CAJA MOLD/SECC. | 2DN16G22F389 | COMPACT MCCB MSX
GWD9015 | MSX 160c 3P+N 100A 16kA TrMf TERM.FW | 281.5 | 1 | 1 | 1 | NR | 8034035038327 | 85362090 | 2DN04 | Energy | 2DN | ENERGY | 2DN16G | MCCB/CUADROS DISTR. | 2DN16G22F | INT CAJA MOLD/SECC. | 2DN16G22F389 | COMPACT MCCB MSX
GWD9016 | MSX 160C 3P+N 125A 16KA TRMF TERM.FW | 519 | 1 | 1 | 1 | NR | 8034035038334 | 85362090 | 2DN04 | Energy | 2DN | ENERGY | 2DN16G | MCCB/CUADROS DISTR. | 2DN16G22F | INT CAJA MOLD/SECC. | 2DN16G22F389 | COMPACT MCCB MSX
GWD9017 | MSX 160C 3P+N 160A 16KA TRMF TERM.FW | 692.5 | 1 | 1 | 1 | NR | 8034035038341 | 85362090 | 2DN04 | Energy | 2DN | ENERGY | 2DN16G | MCCB/CUADROS DISTR. | 2DN16G22F | INT CAJA MOLD/SECC. | 2DN16G22F389 | COMPACT MCCB MSX
GWD9021 | MSX 160C 3P 25A 16KA TRMF TERM.FC | 222.5 | 1 | 1 | 1 | NR | 8034035037726 | 85362010 | 2DN04 | Energy | 2DN | ENERGY | 2DN16G | MCCB/CUADROS DISTR. | 2DN16G22F | INT CAJA MOLD/SECC. | 2DN16G22F389 | COMPACT MCCB MSX
GWD9022 | MSX 160C 3P 40A 16KA TRMF TERM.FC | 222.5 | 1 | 1 | 1 | NR | 8034035037733 | 85362010 | 2DN04 | Energy | 2DN | ENERGY | 2DN16G | MCCB/CUADROS DISTR. | 2DN16G22F | INT CAJA MOLD/SECC. | 2DN16G22F389 | COMPACT MCCB MSX
GWD9023 | MSX 160C 3P 63A 16KA TRMF TERM.FC | 222.5 | 1 | 1 | 1 | NR | 8034035037740 | 85362010 | 2DN04 | Energy | 2DN | ENERGY | 2DN16G | MCCB/CUADROS DISTR. | 2DN16G22F | INT CAJA MOLD/SECC. | 2DN16G22F389 | COMPACT MCCB MSX
GWD9024 | MSX 160C 3P 80A 16KA TRMF TERM.FC | 234 | 1 | 1 | 1 | NR | 8034035037757 | 85362090 | 2DN04 | Energy | 2DN | ENERGY | 2DN16G | MCCB/CUADROS DISTR. | 2DN16G22F | INT CAJA MOLD/SECC. | 2DN16G22F389 | COMPACT MCCB MSX
GWD9025 | MSX 160C 3P 100A 16KA TRMF TERM.FC | 234 | 1 | 1 | 1 | NR | 8034035037764 | 85362090 | 2DN04 | Energy | 2DN | ENERGY | 2DN16G | MCCB/CUADROS DISTR. | 2DN16G22F | INT CAJA MOLD/SECC. | 2DN16G22F389 | COMPACT MCCB MSX
GWD9026 | MSX 160c 3P 125A 16kA TrMf TERM.FC | 334 | 1 | 1 | 1 | NR | 8034035037771 | 85362090 | 2DN04 | Energy | 2DN | ENERGY | 2DN16G | MCCB/CUADROS DISTR. | 2DN16G22F | INT CAJA MOLD/SECC. | 2DN16G22F389 | COMPACT MCCB MSX
GWD9027 | MSX 160c 3P 160A 16kA TrMf TERM.FC | 466.5 | 1 | 1 | 1 | NR | 8034035037788 | 85362090 | 2DN04 | Energy | 2DN | ENERGY | 2DN16G | MCCB/CUADROS DISTR. | 2DN16G22F | INT CAJA MOLD/SECC. | 2DN16G22F389 | COMPACT MCCB MSX
GWD9031 | MSX 160C 3P+N 25A 16KA TRMF TERM.FC | 310 | 1 | 1 | 1 | NR | 8034035038358 | 85362010 | 2DN04 | Energy | 2DN | ENERGY | 2DN16G | MCCB/CUADROS DISTR. | 2DN16G22F | INT CAJA MOLD/SECC. | 2DN16G22F389 | COMPACT MCCB MSX
GWD9032 | MSX 160C 3P+N 40A 16KA TRMF TERM.FC | 310 | 1 | 1 | 1 | NR | 8034035038365 | 85362010 | 2DN04 | Energy | 2DN | ENERGY | 2DN16G | MCCB/CUADROS DISTR. | 2DN16G22F | INT CAJA MOLD/SECC. | 2DN16G22F389 | COMPACT MCCB MSX
GWD9033 | MSX 160C 3P+N 63A 16KA TRMF TERM.FC | 310 | 1 | 1 | 1 | NR | 8034035038372 | 85362010 | 2DN04 | Energy | 2DN | ENERGY | 2DN16G | MCCB/CUADROS DISTR. | 2DN16G22F | INT CAJA MOLD/SECC. | 2DN16G22F389 | COMPACT MCCB MSX
GWD9034 | MSX 160C 3P+N 80A 16KA TRMF TERM.FC | 321.5 | 1 | 1 | 1 | NR | 8034035038389 | 85362090 | 2DN04 | Energy | 2DN | ENERGY | 2DN16G | MCCB/CUADROS DISTR. | 2DN16G22F | INT CAJA MOLD/SECC. | 2DN16G22F389 | COMPACT MCCB MSX
GWD9035 | MSX 160C 3P+N 100A 16KA TRMF TERM.FC | 321.5 | 1 | 1 | 1 | NR | 8034035038396 | 85362090 | 2DN04 | Energy | 2DN | ENERGY | 2DN16G | MCCB/CUADROS DISTR. | 2DN16G22F | INT CAJA MOLD/SECC. | 2DN16G22F389 | COMPACT MCCB MSX
GWD9036 | MSX 160c 3P+N 125A 16kA TRMF TERM.FC | 308 | 1 | 1 | 1 | NR | 8034035038402 | 85362090 | 2DN04 | Energy | 2DN | ENERGY | 2DN16G | MCCB/CUADROS DISTR. | 2DN16G22F | INT CAJA MOLD/SECC. | 2DN16G22F389 | COMPACT MCCB MSX
GWD9037 | MSX 160c 3P+N 160A 16kA TRMF TERM.FC | 437 | 1 | 1 | 1 | NR | 8034035038419 | 85362090 | 2DN04 | Energy | 2DN | ENERGY | 2DN16G | MCCB/CUADROS DISTR. | 2DN16G22F | INT CAJA MOLD/SECC. | 2DN16G22F389 | COMPACT MCCB MSX
GWD9041 | MSX 160c 3P 25A 25kA TrMf TERM.FW | 342 | 1 | 1 | 1 | NR | 8034035037795 | 85362010 | 2DN04 | Energy | 2DN | ENERGY | 2DN16G | MCCB/CUADROS DISTR. | 2DN16G22F | INT CAJA MOLD/SECC. | 2DN16G22F389 | COMPACT MCCB MSX
GWD9042 | MSX 160c 3P 40A 25kA TrMf TERM.FW | 342 | 1 | 1 | 1 | NR | 8034035037801 | 85362010 | 2DN04 | Energy | 2DN | ENERGY | 2DN16G | MCCB/CUADROS DISTR. | 2DN16G22F | INT CAJA MOLD/SECC. | 2DN16G22F389 | COMPACT MCCB MSX
GWD9043 | MSX 160c 3P 63A 25kA TrMf TERM.FW | 342 | 1 | 1 | 1 | NR | 8034035037818 | 85362010 | 2DN04 | Energy | 2DN | ENERGY | 2DN16G | MCCB/CUADROS DISTR. | 2DN16G22F | INT CAJA MOLD/SECC. | 2DN16G22F389 | COMPACT MCCB MSX
GWD9044 | MSX 160c 3P 80A 25kA TrMf TERM.FW | 356.5 | 1 | 1 | 1 | NR | 8034035037825 | 85362090 | 2DN04 | Energy | 2DN | ENERGY | 2DN16G | MCCB/CUADROS DISTR. | 2DN16G22F | INT CAJA MOLD/SECC. | 2DN16G22F389 | COMPACT MCCB MSX
GWD9045 | MSX 160c 3P 100A 25kA TrMf TERM.FW | 373 | 1 | 1 | 1 | NR | 8034035037832 | 85362090 | 2DN04 | Energy | 2DN | ENERGY | 2DN16G | MCCB/CUADROS DISTR. | 2DN16G22F | INT CAJA MOLD/SECC. | 2DN16G22F389 | COMPACT MCCB MSX
GWD9046 | MSX 160C 3P 125A 25KA TRMF TERM.FW | 506 | 1 | 1 | 1 | NR | 8034035037849 | 85362090 | 2DN04 | Energy | 2DN | ENERGY | 2DN16G | MCCB/CUADROS DISTR. | 2DN16G22F | INT CAJA MOLD/SECC. | 2DN16G22F389 | COMPACT MCCB MSX
GWD9047 | MSX 160C 3P 160A 25KA TRMF TERM.FW | 617 | 1 | 1 | 1 | NR | 8034035037856 | 85362090 | 2DN04 | Energy | 2DN | ENERGY | 2DN16G | MCCB/CUADROS DISTR. | 2DN16G22F | INT CAJA MOLD/SECC. | 2DN16G22F389 | COMPACT MCCB MSX
GWD9051 | MSX 160c 3P+N 25A 25kA TrMf TERM.FW | 474 | 1 | 1 | 1 | NR | 8034035038426 | 85362010 | 2DN04 | Energy | 2DN | ENERGY | 2DN16G | MCCB/CUADROS DISTR. | 2DN16G22F | INT CAJA MOLD/SECC. | 2DN16G22F389 | COMPACT MCCB MSX
GWD9052 | MSX 160c 3P+N 40A 25kA TrMf TERM.FW | 474 | 1 | 1 | 1 | NR | 8034035038433 | 85362010 | 2DN04 | Energy | 2DN | ENERGY | 2DN16G | MCCB/CUADROS DISTR. | 2DN16G22F | INT CAJA MOLD/SECC. | 2DN16G22F389 | COMPACT MCCB MSX
GWD9053 | MSX 160c 3P+N 63A 25kA TrMf TERM.FW | 474 | 1 | 1 | 1 | NR | 8034035038440 | 85362010 | 2DN04 | Energy | 2DN | ENERGY | 2DN16G | MCCB/CUADROS DISTR. | 2DN16G22F | INT CAJA MOLD/SECC. | 2DN16G22F389 | COMPACT MCCB MSX
GWD9054 | MSX 160c 3P+N 80A 25kA TrMf TERM.FW | 513 | 1 | 1 | 1 | NR | 8034035038457 | 85362090 | 2DN04 | Energy | 2DN | ENERGY | 2DN16G | MCCB/CUADROS DISTR. | 2DN16G22F | INT CAJA MOLD/SECC. | 2DN16G22F389 | COMPACT MCCB MSX
GWD9055 | MSX 160c 3P+N 100A 25kA TrMf TERM.FW | 513 | 1 | 1 | 1 | NR | 8034035038464 | 85362090 | 2DN04 | Energy | 2DN | ENERGY | 2DN16G | MCCB/CUADROS DISTR. | 2DN16G22F | INT CAJA MOLD/SECC. | 2DN16G22F389 | COMPACT MCCB MSX
GWD9056 | MSX 160C 3P+N 125A 25KA TRMF TERM.FW | 740.5 | 1 | 1 | 1 | NR | 8034035038471 | 85362090 | 2DN04 | Energy | 2DN | ENERGY | 2DN16G | MCCB/CUADROS DISTR. | 2DN16G22F | INT CAJA MOLD/SECC. | 2DN16G22F389 | COMPACT MCCB MSX
GWD9057 | MSX 160C 3P+N 160A 25KA TRMF TERM.FW | 839.5 | 1 | 1 | 1 | NR | 8034035038488 | 85362090 | 2DN04 | Energy | 2DN | ENERGY | 2DN16G | MCCB/CUADROS DISTR. | 2DN16G22F | INT CAJA MOLD/SECC. | 2DN16G22F389 | COMPACT MCCB MSX
GWD9061 | MSX 160C 3P 25A 25KA TRMF TERM.FC | 326.5 | 1 | 1 | 1 | NR | 8034035037863 | 85362010 | 2DN04 | Energy | 2DN | ENERGY | 2DN16G | MCCB/CUADROS DISTR. | 2DN16G22F | INT CAJA MOLD/SECC. | 2DN16G22F389 | COMPACT MCCB MSX
GWD9062 | MSX 160C 3P 40A 25KA TRMF TERM.FC | 326.5 | 1 | 1 | 1 | NR | 8034035037870 | 85362010 | 2DN04 | Energy | 2DN | ENERGY | 2DN16G | MCCB/CUADROS DISTR. | 2DN16G22F | INT CAJA MOLD/SECC. | 2DN16G22F389 | COMPACT MCCB MSX
GWD9063 | MSX 160C 3P 63A 25KA TRMF TERM.FC | 326.5 | 1 | 1 | 1 | NR | 8034035037887 | 85362010 | 2DN04 | Energy | 2DN | ENERGY | 2DN16G | MCCB/CUADROS DISTR. | 2DN16G22F | INT CAJA MOLD/SECC. | 2DN16G22F389 | COMPACT MCCB MSX
GWD9064 | MSX 160C 3P 80A 25KA TRMF TERM.FC | 340 | 1 | 1 | 1 | NR | 8034035037894 | 85362090 | 2DN04 | Energy | 2DN | ENERGY | 2DN16G | MCCB/CUADROS DISTR. | 2DN16G22F | INT CAJA MOLD/SECC. | 2DN16G22F389 | COMPACT MCCB MSX
GWD9065 | MSX 160C 3P 100A 25KA TRMF TERM.FC | 340 | 1 | 1 | 1 | NR | 8034035037900 | 85362090 | 2DN04 | Energy | 2DN | ENERGY | 2DN16G | MCCB/CUADROS DISTR. | 2DN16G22F | INT CAJA MOLD/SECC. | 2DN16G22F389 | COMPACT MCCB MSX
GWD9066 | MSX 160c 3P 125A 25kA TrMf TERM.FC | 482 | 1 | 1 | 1 | NR | 8034035037917 | 85362090 | 2DN04 | Energy | 2DN | ENERGY | 2DN16G | MCCB/CUADROS DISTR. | 2DN16G22F | INT CAJA MOLD/SECC. | 2DN16G22F389 | COMPACT MCCB MSX
GWD9067 | MSX 160c 3P 160A 25kA TrMf TERM.FC | 589.5 | 1 | 1 | 1 | NR | 8034035037924 | 85362090 | 2DN04 | Energy | 2DN | ENERGY | 2DN16G | MCCB/CUADROS DISTR. | 2DN16G22F | INT CAJA MOLD/SECC. | 2DN16G22F389 | COMPACT MCCB MSX
GWD9071 | MSX 160c 3P+N 25A 25KA TRMF TERM.FC | 450 | 1 | 1 | 1 | NR | 8034035038495 | 85362010 | 2DN04 | Energy | 2DN | ENERGY | 2DN16G | MCCB/CUADROS DISTR. | 2DN16G22F | INT CAJA MOLD/SECC. | 2DN16G22F389 | COMPACT MCCB MSX
GWD9072 | MSX 160c 3P+N 40A 25KA TRMF TERM.FC | 450 | 1 | 1 | 1 | NR | 8034035038501 | 85362010 | 2DN04 | Energy | 2DN | ENERGY | 2DN16G | MCCB/CUADROS DISTR. | 2DN16G22F | INT CAJA MOLD/SECC. | 2DN16G22F389 | COMPACT MCCB MSX
GWD9073 | MSX 160c 3P+N 63A 25KA TRMF TERM.FC | 450 | 1 | 1 | 1 | NR | 8034035038518 | 85362010 | 2DN04 | Energy | 2DN | ENERGY | 2DN16G | MCCB/CUADROS DISTR. | 2DN16G22F | INT CAJA MOLD/SECC. | 2DN16G22F389 | COMPACT MCCB MSX
GWD9074 | MSX 160c 3P+N 80A 25KA TRMF TERM.FC | 462.5 | 1 | 1 | 1 | NR | 8034035038525 | 85362090 | 2DN04 | Energy | 2DN | ENERGY | 2DN16G | MCCB/CUADROS DISTR. | 2DN16G22F | INT CAJA MOLD/SECC. | 2DN16G22F389 | COMPACT MCCB MSX
GWD9075 | MSX 160c 3P+N 100A 25KA TRMF TERM.FC | 462.5 | 1 | 1 | 1 | NR | 8034035038532 | 85362090 | 2DN04 | Energy | 2DN | ENERGY | 2DN16G | MCCB/CUADROS DISTR. | 2DN16G22F | INT CAJA MOLD/SECC. | 2DN16G22F389 | COMPACT MCCB MSX
GWD9076 | MSX 160c 3P+N 125A 25kA TrMf TERM.FC | 566.5 | 1 | 1 | 1 | NR | 8034035038549 | 85362090 | 2DN04 | Energy | 2DN | ENERGY | 2DN16G | MCCB/CUADROS DISTR. | 2DN16G22F | INT CAJA MOLD/SECC. | 2DN16G22F389 | COMPACT MCCB MSX
GWD9077 | MSX 160c 3P+N 160A 25kA TrMf TERM.FC | 654 | 1 | 1 | 1 | NR | 8034035038556 | 85362090 | 2DN04 | Energy | 2DN | ENERGY | 2DN16G | MCCB/CUADROS DISTR. | 2DN16G22F | INT CAJA MOLD/SECC. | 2DN16G22F389 | COMPACT MCCB MSX
GWD9087 | MSX 250c 3P 160A 16kA TrMr TERM.FC | 631.5 | 1 | 1 | 1 | NR | 8034035038570 | 85362090 | 2DN04 | Energy | 2DN | ENERGY | 2DN16G | MCCB/CUADROS DISTR. | 2DN16G22F | INT CAJA MOLD/SECC. | 2DN16G22F389 | COMPACT MCCB MSX
GWD9088 | MSX 250c 3P 250A 16kA TrMr TERM.FC | 823 | 1 | 1 | 1 | NR | 8034035038587 | 85362090 | 2DN04 | Energy | 2DN | ENERGY | 2DN16G | MCCB/CUADROS DISTR. | 2DN16G22F | INT CAJA MOLD/SECC. | 2DN16G22F389 | COMPACT MCCB MSX
GWD9097 | MSX 250c 3P+N 160A 16kA TrMr TERM.FC | 779 | 1 | 1 | 1 | NR | 8034035039287 | 85362090 | 2DN04 | Energy | 2DN | ENERGY | 2DN16G | MCCB/CUADROS DISTR. | 2DN16G22F | INT CAJA MOLD/SECC. | 2DN16G22F389 | COMPACT MCCB MSX
GWD9098 | MSX 250c 3P+N 250A 16kA TrMr TERM.FC | 919 | 1 | 1 | 1 | NR | 8034035039294 | 85362090 | 2DN04 | Energy | 2DN | ENERGY | 2DN16G | MCCB/CUADROS DISTR. | 2DN16G22F | INT CAJA MOLD/SECC. | 2DN16G22F389 | COMPACT MCCB MSX
GWD9107 | MSX 250c 3P 160A 25kA TrMr TERM.FC | 702.5 | 1 | 1 | 1 | NR | 8034035038594 | 85362090 | 2DN04 | Energy | 2DN | ENERGY | 2DN16G | MCCB/CUADROS DISTR. | 2DN16G22F | INT CAJA MOLD/SECC. | 2DN16G22F389 | COMPACT MCCB MSX
GWD9108 | MSX 250c 3P 250A 25kA TrMr TERM.FC | 916 | 1 | 1 | 1 | NR | 8034035038600 | 85362090 | 2DN04 | Energy | 2DN | ENERGY | 2DN16G | MCCB/CUADROS DISTR. | 2DN16G22F | INT CAJA MOLD/SECC. | 2DN16G22F389 | COMPACT MCCB MSX
GWD9117 | MSX 250c 3P+N 160A 25kA TrMr TERM.FC | 854 | 1 | 1 | 1 | NR | 8034035039300 | 85362090 | 2DN04 | Energy | 2DN | ENERGY | 2DN16G | MCCB/CUADROS DISTR. | 2DN16G22F | INT CAJA MOLD/SECC. | 2DN16G22F389 | COMPACT MCCB MSX
GWD9118 | MSX 250c 3P+N 250A 25kA TrMr TERM.FC | 1040.5 | 1 | 1 | 1 | NR | 8034035039317 | 85362090 | 2DN04 | Energy | 2DN | ENERGY | 2DN16G | MCCB/CUADROS DISTR. | 2DN16G22F | INT CAJA MOLD/SECC. | 2DN16G22F389 | COMPACT MCCB MSX
GWD9121 | MSX 125 3P 20A 36kA TrMr TERM.FC | 498.5 | 1 | 1 | 1 | NR | 8034035037948 | 85362010 | 2DN04 | Energy | 2DN | ENERGY | 2DN16G | MCCB/CUADROS DISTR. | 2DN16G22F | INT CAJA MOLD/SECC. | 2DN16G22F391 | TRAD.TH.MAG.MCCB MSX
GWD9122 | MSX 125 3P 32A 36kA TrMr TERM.FC | 498.5 | 1 | 1 | 1 | NR | 8034035037955 | 85362010 | 2DN04 | Energy | 2DN | ENERGY | 2DN16G | MCCB/CUADROS DISTR. | 2DN16G22F | INT CAJA MOLD/SECC. | 2DN16G22F391 | TRAD.TH.MAG.MCCB MSX
GWD9123 | MSX 125 3P 50A 36kA TrMr TERM.FC | 498.5 | 1 | 1 | 1 | NR | 8034035037962 | 85362010 | 2DN04 | Energy | 2DN | ENERGY | 2DN16G | MCCB/CUADROS DISTR. | 2DN16G22F | INT CAJA MOLD/SECC. | 2DN16G22F391 | TRAD.TH.MAG.MCCB MSX
GWD9124 | MSX 125 3P 63A 36kA TrMr TERM.FC | 498.5 | 1 | 1 | 1 | NR | 8034035037979 | 85362010 | 2DN04 | Energy | 2DN | ENERGY | 2DN16G | MCCB/CUADROS DISTR. | 2DN16G22F | INT CAJA MOLD/SECC. | 2DN16G22F391 | TRAD.TH.MAG.MCCB MSX
GWD9125 | MSX 125 3P 100A 36kA TrMr TERM.FC | 498.5 | 1 | 1 | 1 | NR | 8034035037986 | 85362090 | 2DN04 | Energy | 2DN | ENERGY | 2DN16G | MCCB/CUADROS DISTR. | 2DN16G22F | INT CAJA MOLD/SECC. | 2DN16G22F391 | TRAD.TH.MAG.MCCB MSX
GWD9126 | MSX 125 3P 125A 36kA TrMr TERM.FC | 642 | 1 | 1 | 1 | NR | 8034035037993 | 85362090 | 2DN04 | Energy | 2DN | ENERGY | 2DN16G | MCCB/CUADROS DISTR. | 2DN16G22F | INT CAJA MOLD/SECC. | 2DN16G22F391 | TRAD.TH.MAG.MCCB MSX
GWD9127 | MSX 160 3P 160A 36kA TrMr TERM.FC | 803.5 | 1 | 1 | 1 | NR | 8034035038617 | 85362090 | 2DN04 | Energy | 2DN | ENERGY | 2DN16G | MCCB/CUADROS DISTR. | 2DN16G22F | INT CAJA MOLD/SECC. | 2DN16G22F391 | TRAD.TH.MAG.MCCB MSX
GWD9128 | MSX 250 3P 250A 36kA TrMr TERM.FC | 1082 | 1 | 1 | 1 | NR | 8034035038624 | 85362090 | 2DN04 | Energy | 2DN | ENERGY | 2DN16G | MCCB/CUADROS DISTR. | 2DN16G22F | INT CAJA MOLD/SECC. | 2DN16G22F391 | TRAD.TH.MAG.MCCB MSX
GWD9131 | MSX 125 3P+N 20A 36kA TrMr TERM.FC | 556.5 | 1 | 1 | 1 | NR | 8034035038822 | 85362010 | 2DN04 | Energy | 2DN | ENERGY | 2DN16G | MCCB/CUADROS DISTR. | 2DN16G22F | INT CAJA MOLD/SECC. | 2DN16G22F391 | TRAD.TH.MAG.MCCB MSX
GWD9132 | MSX 125 3P+N 32A 36kA TrMr TERM.FC | 556.5 | 1 | 1 | 1 | NR | 8034035038839 | 85362010 | 2DN04 | Energy | 2DN | ENERGY | 2DN16G | MCCB/CUADROS DISTR. | 2DN16G22F | INT CAJA MOLD/SECC. | 2DN16G22F391 | TRAD.TH.MAG.MCCB MSX
GWD9133 | MSX 125 3P+N 50A 36kA TrMr TERM.FC | 556.5 | 1 | 1 | 1 | NR | 8034035038846 | 85362010 | 2DN04 | Energy | 2DN | ENERGY | 2DN16G | MCCB/CUADROS DISTR. | 2DN16G22F | INT CAJA MOLD/SECC. | 2DN16G22F391 | TRAD.TH.MAG.MCCB MSX
GWD9134 | MSX 125 3P+N 63A 36kA TrMr TERM.FC | 556.5 | 1 | 1 | 1 | NR | 8034035038853 | 85362010 | 2DN04 | Energy | 2DN | ENERGY | 2DN16G | MCCB/CUADROS DISTR. | 2DN16G22F | INT CAJA MOLD/SECC. | 2DN16G22F391 | TRAD.TH.MAG.MCCB MSX
GWD9135 | MSX 125 3P+N 100A 36kA TrMr TERM.FC | 580 | 1 | 1 | 1 | NR | 8034035038860 | 85362090 | 2DN04 | Energy | 2DN | ENERGY | 2DN16G | MCCB/CUADROS DISTR. | 2DN16G22F | INT CAJA MOLD/SECC. | 2DN16G22F391 | TRAD.TH.MAG.MCCB MSX
GWD9136 | MSX 125 3P+N 125A 36kA TrMr TERM.FC | 717 | 1 | 1 | 1 | NR | 8034035038877 | 85362090 | 2DN04 | Energy | 2DN | ENERGY | 2DN16G | MCCB/CUADROS DISTR. | 2DN16G22F | INT CAJA MOLD/SECC. | 2DN16G22F391 | TRAD.TH.MAG.MCCB MSX
GWD9137 | MSX 160 3P+N 160A 36kA TrMr TERM.FC | 888 | 1 | 1 | 1 | NR | 8034035039324 | 85362090 | 2DN04 | Energy | 2DN | ENERGY | 2DN16G | MCCB/CUADROS DISTR. | 2DN16G22F | INT CAJA MOLD/SECC. | 2DN16G22F391 | TRAD.TH.MAG.MCCB MSX
GWD9138 | MSX 250 4P 250A 36kA TrMr TERM.FC | 1298.5 | 1 | 1 | 1 | NR | 8034035039331 | 85362090 | 2DN04 | Energy | 2DN | ENERGY | 2DN16G | MCCB/CUADROS DISTR. | 2DN16G22F | INT CAJA MOLD/SECC. | 2DN16G22F391 | TRAD.TH.MAG.MCCB MSX
GWD9141 | MSX 125 4P 20A 36kA TrMr TERM.FC | 607 | 1 | 1 | 1 | NR | 8034035038884 | 85362010 | 2DN04 | Energy | 2DN | ENERGY | 2DN16G | MCCB/CUADROS DISTR. | 2DN16G22F | INT CAJA MOLD/SECC. | 2DN16G22F391 | TRAD.TH.MAG.MCCB MSX
GWD9142 | MSX 125 4P 32A 36kA TrMr TERM.FC | 607 | 1 | 1 | 1 | NR | 8034035038891 | 85362010 | 2DN04 | Energy | 2DN | ENERGY | 2DN16G | MCCB/CUADROS DISTR. | 2DN16G22F | INT CAJA MOLD/SECC. | 2DN16G22F391 | TRAD.TH.MAG.MCCB MSX
GWD9143 | MSX 125 4P 50A 36kA TrMr TERM.FC | 607 | 1 | 1 | 1 | NR | 8034035038907 | 85362010 | 2DN04 | Energy | 2DN | ENERGY | 2DN16G | MCCB/CUADROS DISTR. | 2DN16G22F | INT CAJA MOLD/SECC. | 2DN16G22F391 | TRAD.TH.MAG.MCCB MSX
GWD9144 | MSX 125 4P 63A 36kA TrMr TERM.FC | 607 | 1 | 1 | 1 | NR | 8034035038914 | 85362010 | 2DN04 | Energy | 2DN | ENERGY | 2DN16G | MCCB/CUADROS DISTR. | 2DN16G22F | INT CAJA MOLD/SECC. | 2DN16G22F391 | TRAD.TH.MAG.MCCB MSX
GWD9145 | MSX 125 4P 100A 36kA TrMr TERM.FC | 629.5 | 1 | 1 | 1 | NR | 8034035038921 | 85362090 | 2DN04 | Energy | 2DN | ENERGY | 2DN16G | MCCB/CUADROS DISTR. | 2DN16G22F | INT CAJA MOLD/SECC. | 2DN16G22F391 | TRAD.TH.MAG.MCCB MSX
GWD9146 | MSX 125 4P 125A 36kA TrMr TERM.FC | 744 | 1 | 1 | 1 | NR | 8034035038938 | 85362090 | 2DN04 | Energy | 2DN | ENERGY | 2DN16G | MCCB/CUADROS DISTR. | 2DN16G22F | INT CAJA MOLD/SECC. | 2DN16G22F391 | TRAD.TH.MAG.MCCB MSX
GWD9147 | MSX 160 4P 160A 36kA TrMr TERM.FC | 951 | 1 | 1 | 1 | NR | 8034035039348 | 85362090 | 2DN04 | Energy | 2DN | ENERGY | 2DN16G | MCCB/CUADROS DISTR. | 2DN16G22F | INT CAJA MOLD/SECC. | 2DN16G22F391 | TRAD.TH.MAG.MCCB MSX
GWD9148 | MSX 250 3P+N 250A 36kA TrMr Term.FC | 1195.5 | 1 | 1 | 1 | NR | 8034035039355 | 85362090 | 2DN04 | Energy | 2DN | ENERGY | 2DN16G | MCCB/CUADROS DISTR. | 2DN16G22F | INT CAJA MOLD/SECC. | 2DN16G22F391 | TRAD.TH.MAG.MCCB MSX
GWD9151 | MSX 125 3P 20A 65kA TrMr TERM.FC | 852 | 1 | 1 | 1 | NR | 8034035038006 | 85362010 | 2DN04 | Energy | 2DN | ENERGY | 2DN16G | MCCB/CUADROS DISTR. | 2DN16G22F | INT CAJA MOLD/SECC. | 2DN16G22F391 | TRAD.TH.MAG.MCCB MSX
GWD9152 | MSX 125 3P 32A 65kA TrMr TERM.FC | 852 | 1 | 1 | 1 | NR | 8034035038013 | 85362010 | 2DN04 | Energy | 2DN | ENERGY | 2DN16G | MCCB/CUADROS DISTR. | 2DN16G22F | INT CAJA MOLD/SECC. | 2DN16G22F391 | TRAD.TH.MAG.MCCB MSX
GWD9153 | MSX 125 3P 50A 65kA TrMr TERM.FC | 852 | 1 | 1 | 1 | NR | 8034035038020 | 85362010 | 2DN04 | Energy | 2DN | ENERGY | 2DN16G | MCCB/CUADROS DISTR. | 2DN16G22F | INT CAJA MOLD/SECC. | 2DN16G22F391 | TRAD.TH.MAG.MCCB MSX
GWD9154 | MSX 125 3P 63A 65kA TrMr TERM.FC | 852 | 1 | 1 | 1 | NR | 8034035038037 | 85362010 | 2DN04 | Energy | 2DN | ENERGY | 2DN16G | MCCB/CUADROS DISTR. | 2DN16G22F | INT CAJA MOLD/SECC. | 2DN16G22F391 | TRAD.TH.MAG.MCCB MSX
GWD9155 | MSX 125 3P 100A 65kA TrMr TERM.FC | 890 | 1 | 1 | 1 | NR | 8034035038044 | 85362090 | 2DN04 | Energy | 2DN | ENERGY | 2DN16G | MCCB/CUADROS DISTR. | 2DN16G22F | INT CAJA MOLD/SECC. | 2DN16G22F391 | TRAD.TH.MAG.MCCB MSX
GWD9156 | MSX 125 3P 125A 65kA TrMr TERM.FC | 1113 | 1 | 1 | 1 | NR | 8034035038051 | 85362090 | 2DN04 | Energy | 2DN | ENERGY | 2DN16G | MCCB/CUADROS DISTR. | 2DN16G22F | INT CAJA MOLD/SECC. | 2DN16G22F391 | TRAD.TH.MAG.MCCB MSX
GWD9157 | MSX 160 3P 160A 65kA TrMr TERM.FC | 1246.5 | 1 | 1 | 1 | NR | 8034035038631 | 85362090 | 2DN04 | Energy | 2DN | ENERGY | 2DN16G | MCCB/CUADROS DISTR. | 2DN16G22F | INT CAJA MOLD/SECC. | 2DN16G22F391 | TRAD.TH.MAG.MCCB MSX
GWD9158 | MSX 250 3P 250A 65kA TrMr TERM.FC | 1370 | 1 | 1 | 1 | NR | 8034035038648 | 85362090 | 2DN04 | Energy | 2DN | ENERGY | 2DN16G | MCCB/CUADROS DISTR. | 2DN16G22F | INT CAJA MOLD/SECC. | 2DN16G22F391 | TRAD.TH.MAG.MCCB MSX
GWD9161 | MSX 125 3P+N 20A 65kA TrMr TERM.FC | 902.5 | 1 | 1 | 1 | NR | 8034035038945 | 85362010 | 2DN04 | Energy | 2DN | ENERGY | 2DN16G | MCCB/CUADROS DISTR. | 2DN16G22F | INT CAJA MOLD/SECC. | 2DN16G22F391 | TRAD.TH.MAG.MCCB MSX
GWD9162 | MSX 125 3P+N 32A 65kA TrMr TERM.FC | 902.5 | 1 | 1 | 1 | NR | 8034035038952 | 85362010 | 2DN04 | Energy | 2DN | ENERGY | 2DN16G | MCCB/CUADROS DISTR. | 2DN16G22F | INT CAJA MOLD/SECC. | 2DN16G22F391 | TRAD.TH.MAG.MCCB MSX
GWD9163 | MSX 125 3P+N 50A 65kA TrMr TERM.FC | 902.5 | 1 | 1 | 1 | NR | 8034035038969 | 85362010 | 2DN04 | Energy | 2DN | ENERGY | 2DN16G | MCCB/CUADROS DISTR. | 2DN16G22F | INT CAJA MOLD/SECC. | 2DN16G22F391 | TRAD.TH.MAG.MCCB MSX
GWD9164 | MSX 125 3P+N 63A 65kA TrMr TERM.FC | 902.5 | 1 | 1 | 1 | NR | 8034035038976 | 85362010 | 2DN04 | Energy | 2DN | ENERGY | 2DN16G | MCCB/CUADROS DISTR. | 2DN16G22F | INT CAJA MOLD/SECC. | 2DN16G22F391 | TRAD.TH.MAG.MCCB MSX
GWD9165 | MSX 125 3P+N 100A 65kA TrMr TERM.FC | 939.5 | 1 | 1 | 1 | NR | 8034035038983 | 85362090 | 2DN04 | Energy | 2DN | ENERGY | 2DN16G | MCCB/CUADROS DISTR. | 2DN16G22F | INT CAJA MOLD/SECC. | 2DN16G22F391 | TRAD.TH.MAG.MCCB MSX
GWD9166 | MSX 125 3P+N 125A 65kA TrMr TERM.FC | 1153.5 | 1 | 1 | 1 | NR | 8034035038990 | 85362090 | 2DN04 | Energy | 2DN | ENERGY | 2DN16G | MCCB/CUADROS DISTR. | 2DN16G22F | INT CAJA MOLD/SECC. | 2DN16G22F391 | TRAD.TH.MAG.MCCB MSX
GWD9167 | MSX 160 3P+N 160A 65kA TrMr TERM.FC | 1349.5 | 1 | 1 | 1 | NR | 8034035039362 | 85362090 | 2DN04 | Energy | 2DN | ENERGY | 2DN16G | MCCB/CUADROS DISTR. | 2DN16G22F | INT CAJA MOLD/SECC. | 2DN16G22F391 | TRAD.TH.MAG.MCCB MSX
GWD9168 | MSX 250 4P 250A 65kA TrMr TERM.FC | 1895 | 1 | 1 | 1 | NR | 8034035039379 | 85362090 | 2DN04 | Energy | 2DN | ENERGY | 2DN16G | MCCB/CUADROS DISTR. | 2DN16G22F | INT CAJA MOLD/SECC. | 2DN16G22F391 | TRAD.TH.MAG.MCCB MSX
GWD9171 | MSX 125 4P 20A 65kA TrMr TERM.FC | 1082 | 1 | 1 | 1 | NR | 8034035039003 | 85362010 | 2DN04 | Energy | 2DN | ENERGY | 2DN16G | MCCB/CUADROS DISTR. | 2DN16G22F | INT CAJA MOLD/SECC. | 2DN16G22F391 | TRAD.TH.MAG.MCCB MSX
GWD9172 | MSX 125 4P 32A 65kA TrMr TERM.FC | 1082 | 1 | 1 | 1 | NR | 8034035039010 | 85362010 | 2DN04 | Energy | 2DN | ENERGY | 2DN16G | MCCB/CUADROS DISTR. | 2DN16G22F | INT CAJA MOLD/SECC. | 2DN16G22F391 | TRAD.TH.MAG.MCCB MSX
GWD9173 | MSX 125 4P 50A 65kA TrMr TERM.FC | 1082 | 1 | 1 | 1 | NR | 8034035039027 | 85362010 | 2DN04 | Energy | 2DN | ENERGY | 2DN16G | MCCB/CUADROS DISTR. | 2DN16G22F | INT CAJA MOLD/SECC. | 2DN16G22F391 | TRAD.TH.MAG.MCCB MSX
GWD9174 | MSX 125 4P 63A 65kA TrMr TERM.FC | 1082 | 1 | 1 | 1 | NR | 8034035039034 | 85362010 | 2DN04 | Energy | 2DN | ENERGY | 2DN16G | MCCB/CUADROS DISTR. | 2DN16G22F | INT CAJA MOLD/SECC. | 2DN16G22F391 | TRAD.TH.MAG.MCCB MSX
GWD9175 | MSX 125 4P 100A 65kA TrMr TERM.FC | 1123 | 1 | 1 | 1 | NR | 8034035039041 | 85362090 | 2DN04 | Energy | 2DN | ENERGY | 2DN16G | MCCB/CUADROS DISTR. | 2DN16G22F | INT CAJA MOLD/SECC. | 2DN16G22F391 | TRAD.TH.MAG.MCCB MSX
GWD9176 | MSX 125 4P 125A 65kA TrMr TERM.FC | 1370 | 1 | 1 | 1 | NR | 8034035039058 | 85362090 | 2DN04 | Energy | 2DN | ENERGY | 2DN16G | MCCB/CUADROS DISTR. | 2DN16G22F | INT CAJA MOLD/SECC. | 2DN16G22F391 | TRAD.TH.MAG.MCCB MSX
GWD9177 | MSX 160 4P 160A 65kA TrMr TERM.FC | 1565.5 | 1 | 1 | 1 | NR | 8034035039386 | 85362090 | 2DN04 | Energy | 2DN | ENERGY | 2DN16G | MCCB/CUADROS DISTR. | 2DN16G22F | INT CAJA MOLD/SECC. | 2DN16G22F391 | TRAD.TH.MAG.MCCB MSX
GWD9178 | MSX 250 3P+N 250A 65kA TrMr TERM.FC | 1668.5 | 1 | 1 | 1 | NR | 8034035039393 | 85362090 | 2DN04 | Energy | 2DN | ENERGY | 2DN16G | MCCB/CUADROS DISTR. | 2DN16G22F | INT CAJA MOLD/SECC. | 2DN16G22F391 | TRAD.TH.MAG.MCCB MSX
GWD9181 | MSX 125 3P 20A 36kA TMG TERM.FC | 728.5 | 1 | 1 | 1 | NR | 8034035038068 | 85362010 | 2DN04 | Energy | 2DN | ENERGY | 2DN16G | MCCB/CUADROS DISTR. | 2DN16G22F | INT CAJA MOLD/SECC. | 2DN16G22F391 | TRAD.TH.MAG.MCCB MSX
GWD9182 | MSX 125 3P 32A 36kA TMG TERM.FC | 728.5 | 1 | 1 | 1 | NR | 8034035038075 | 85362010 | 2DN04 | Energy | 2DN | ENERGY | 2DN16G | MCCB/CUADROS DISTR. | 2DN16G22F | INT CAJA MOLD/SECC. | 2DN16G22F391 | TRAD.TH.MAG.MCCB MSX
GWD9185 | MSX 125 3P 100A 36kA TMG TERM.FC | 728.5 | 1 | 1 | 1 | NR | 8034035038082 | 85362090 | 2DN04 | Energy | 2DN | ENERGY | 2DN16G | MCCB/CUADROS DISTR. | 2DN16G22F | INT CAJA MOLD/SECC. | 2DN16G22F391 | TRAD.TH.MAG.MCCB MSX
GWD9186 | MSX 125 3P 125A 36kA TMG TERM.FC | 864.5 | 1 | 1 | 1 | NR | 8034035038099 | 85362090 | 2DN04 | Energy | 2DN | ENERGY | 2DN16G | MCCB/CUADROS DISTR. | 2DN16G22F | INT CAJA MOLD/SECC. | 2DN16G22F391 | TRAD.TH.MAG.MCCB MSX
GWD9187 | MSX 160 3P 160A 36kA TMG TERM.FC | 1050.5 | 1 | 1 | 1 | NR | 8034035038655 | 85362090 | 2DN04 | Energy | 2DN | ENERGY | 2DN16G | MCCB/CUADROS DISTR. | 2DN16G22F | INT CAJA MOLD/SECC. | 2DN16G22F391 | TRAD.TH.MAG.MCCB MSX
GWD9188 | MSX 250 3P 250A 36kA TMG TERM.FC | 1133 | 1 | 1 | 1 | NR | 8034035038662 | 85362090 | 2DN04 | Energy | 2DN | ENERGY | 2DN16G | MCCB/CUADROS DISTR. | 2DN16G22F | INT CAJA MOLD/SECC. | 2DN16G22F391 | TRAD.TH.MAG.MCCB MSX
GWD9191 | MSX 125 4P 20A 36kA TMG TERM.FC | 975.5 | 1 | 1 | 1 | NR | 8034035039065 | 85362010 | 2DN04 | Energy | 2DN | ENERGY | 2DN16G | MCCB/CUADROS DISTR. | 2DN16G22F | INT CAJA MOLD/SECC. | 2DN16G22F391 | TRAD.TH.MAG.MCCB MSX
GWD9192 | MSX 125 4P 32A 36kA TMG TERM.FC | 975.5 | 1 | 1 | 1 | NR | 8034035039072 | 85362010 | 2DN04 | Energy | 2DN | ENERGY | 2DN16G | MCCB/CUADROS DISTR. | 2DN16G22F | INT CAJA MOLD/SECC. | 2DN16G22F391 | TRAD.TH.MAG.MCCB MSX
GWD9195 | MSX 125 4P 100A 36kA TMG TERM.FC | 975.5 | 1 | 1 | 1 | NR | 8034035039089 | 85362090 | 2DN04 | Energy | 2DN | ENERGY | 2DN16G | MCCB/CUADROS DISTR. | 2DN16G22F | INT CAJA MOLD/SECC. | 2DN16G22F391 | TRAD.TH.MAG.MCCB MSX
GWD9196 | MSX 125 4P 125A 36kA TMG TERM.FC | 1123 | 1 | 1 | 1 | NR | 8034035039096 | 85362090 | 2DN04 | Energy | 2DN | ENERGY | 2DN16G | MCCB/CUADROS DISTR. | 2DN16G22F | INT CAJA MOLD/SECC. | 2DN16G22F391 | TRAD.TH.MAG.MCCB MSX
GWD9197 | MSX 160 4P 160A 36kA TMG TERM.FC | 1359.5 | 1 | 1 | 1 | NR | 8034035039409 | 85362090 | 2DN04 | Energy | 2DN | ENERGY | 2DN16G | MCCB/CUADROS DISTR. | 2DN16G22F | INT CAJA MOLD/SECC. | 2DN16G22F391 | TRAD.TH.MAG.MCCB MSX
GWD9198 | MSX 250 4P 250A 36kA TMG TERM.FC | 1668.5 | 1 | 1 | 1 | NR | 8034035039416 | 85362090 | 2DN04 | Energy | 2DN | ENERGY | 2DN16G | MCCB/CUADROS DISTR. | 2DN16G22F | INT CAJA MOLD/SECC. | 2DN16G22F391 | TRAD.TH.MAG.MCCB MSX
GWD9201 | MSX 125 3P 20A 36kA Mr TERM.FC | 772.5 | 1 | 1 | 1 | NR | 8034035038105 | 85362010 | 2DN04 | Energy | 2DN | ENERGY | 2DN16G | MCCB/CUADROS DISTR. | 2DN16G22F | INT CAJA MOLD/SECC. | 2DN16G22F391 | TRAD.TH.MAG.MCCB MSX
GWD9202 | MSX 125 3P 32A 36kA Mr TERM.FC | 772.5 | 1 | 1 | 1 | NR | 8034035038112 | 85362010 | 2DN04 | Energy | 2DN | ENERGY | 2DN16G | MCCB/CUADROS DISTR. | 2DN16G22F | INT CAJA MOLD/SECC. | 2DN16G22F391 | TRAD.TH.MAG.MCCB MSX
GWD9203 | MSX 125 3P 50A 36kA Mr TERM.FC | 728.5 | 1 | 1 | 1 | NR | 8034035038129 | 85362010 | 2DN04 | Energy | 2DN | ENERGY | 2DN16G | MCCB/CUADROS DISTR. | 2DN16G22F | INT CAJA MOLD/SECC. | 2DN16G22F391 | TRAD.TH.MAG.MCCB MSX
GWD9204 | MSX 125 3P 63A 36kA Mr TERM.FC | 772.5 | 1 | 1 | 1 | NR | 8034035038136 | 85362010 | 2DN04 | Energy | 2DN | ENERGY | 2DN16G | MCCB/CUADROS DISTR. | 2DN16G22F | INT CAJA MOLD/SECC. | 2DN16G22F391 | TRAD.TH.MAG.MCCB MSX
GWD9205 | MSX 125 3P 100A 36kA Mr TERM.FC | 772.5 | 1 | 1 | 1 | NR | 8034035038143 | 85362090 | 2DN04 | Energy | 2DN | ENERGY | 2DN16G | MCCB/CUADROS DISTR. | 2DN16G22F | INT CAJA MOLD/SECC. | 2DN16G22F391 | TRAD.TH.MAG.MCCB MSX
GWD9206 | MSX 125 3P 125A 36kA Mr TERM.FC | 918 | 1 | 1 | 1 | NR | 8034035038150 | 85362090 | 2DN04 | Energy | 2DN | ENERGY | 2DN16G | MCCB/CUADROS DISTR. | 2DN16G22F | INT CAJA MOLD/SECC. | 2DN16G22F391 | TRAD.TH.MAG.MCCB MSX
GWD9207 | MSX 160 3P 160A 36kA Mr TERM.FC | 1113 | 1 | 1 | 1 | NR | 8034035038679 | 85362090 | 2DN04 | Energy | 2DN | ENERGY | 2DN16G | MCCB/CUADROS DISTR. | 2DN16G22F | INT CAJA MOLD/SECC. | 2DN16G22F391 | TRAD.TH.MAG.MCCB MSX
GWD9208 | MSX 250 3P 250A 36kA Mr TERM.FC | 1195.5 | 1 | 1 | 1 | NR | 8034035038686 | 85362090 | 2DN04 | Energy | 2DN | ENERGY | 2DN16G | MCCB/CUADROS DISTR. | 2DN16G22F | INT CAJA MOLD/SECC. | 2DN16G22F391 | TRAD.TH.MAG.MCCB MSX
GWD9211 | MSX 125 4P 20A 36kA Mr TERM.FC | 943.5 | 1 | 1 | 1 | NR | 8034035039102 | 85362010 | 2DN04 | Energy | 2DN | ENERGY | 2DN16G | MCCB/CUADROS DISTR. | 2DN16G22F | INT CAJA MOLD/SECC. | 2DN16G22F391 | TRAD.TH.MAG.MCCB MSX
GWD9212 | MSX 125 4P 32A 36kA Mr TERM.FC | 943.5 | 1 | 1 | 1 | NR | 8034035039119 | 85362010 | 2DN04 | Energy | 2DN | ENERGY | 2DN16G | MCCB/CUADROS DISTR. | 2DN16G22F | INT CAJA MOLD/SECC. | 2DN16G22F391 | TRAD.TH.MAG.MCCB MSX
GWD9213 | MSX 125 4P 50A 36kA Mr TERM.FC | 888 | 1 | 1 | 1 | NR | 8034035039126 | 85362010 | 2DN04 | Energy | 2DN | ENERGY | 2DN16G | MCCB/CUADROS DISTR. | 2DN16G22F | INT CAJA MOLD/SECC. | 2DN16G22F391 | TRAD.TH.MAG.MCCB MSX
GWD9214 | MSX 125 4P 63A 36kA Mr TERM.FC | 943.5 | 1 | 1 | 1 | NR | 8034035039133 | 85362010 | 2DN04 | Energy | 2DN | ENERGY | 2DN16G | MCCB/CUADROS DISTR. | 2DN16G22F | INT CAJA MOLD/SECC. | 2DN16G22F391 | TRAD.TH.MAG.MCCB MSX
GWD9215 | MSX 125 4P 100A 36kA Mr TERM.FC | 943.5 | 1 | 1 | 1 | NR | 8034035039140 | 85362090 | 2DN04 | Energy | 2DN | ENERGY | 2DN16G | MCCB/CUADROS DISTR. | 2DN16G22F | INT CAJA MOLD/SECC. | 2DN16G22F391 | TRAD.TH.MAG.MCCB MSX
GWD9216 | MSX 125 4P 125A 36kA Mr TERM.FC | 1195.5 | 1 | 1 | 1 | NR | 8034035039157 | 85362090 | 2DN04 | Energy | 2DN | ENERGY | 2DN16G | MCCB/CUADROS DISTR. | 2DN16G22F | INT CAJA MOLD/SECC. | 2DN16G22F391 | TRAD.TH.MAG.MCCB MSX
GWD9217 | MSX 160 4P 160A 36kA Mr TERM.FC | 1370 | 1 | 1 | 1 | NR | 8034035039423 | 85362090 | 2DN04 | Energy | 2DN | ENERGY | 2DN16G | MCCB/CUADROS DISTR. | 2DN16G22F | INT CAJA MOLD/SECC. | 2DN16G22F391 | TRAD.TH.MAG.MCCB MSX
GWD9218 | MSX 250 4P 250A 36kA Mr TERM.FC | 1679 | 1 | 1 | 1 | NR | 8034035039430 | 85362090 | 2DN04 | Energy | 2DN | ENERGY | 2DN16G | MCCB/CUADROS DISTR. | 2DN16G22F | INT CAJA MOLD/SECC. | 2DN16G22F391 | TRAD.TH.MAG.MCCB MSX
GWD9241 | MSXD 125 3P 20A 25kA TrMf TERM.FC | 1494.5 | 1 | 1 | 1 | NR | 8034035038167 | 85362010 | 2DN04 | Energy | 2DN | ENERGY | 2DN16G | MCCB/CUADROS DISTR. | 2DN16G22F | INT CAJA MOLD/SECC. | 2DN16G22F395 | RCD MCCB MSX
GWD9242 | MSXD 125 3P 32A 25kA TrMf TERM.FC | 1494.5 | 1 | 1 | 1 | NR | 8034035038174 | 85362010 | 2DN04 | Energy | 2DN | ENERGY | 2DN16G | MCCB/CUADROS DISTR. | 2DN16G22F | INT CAJA MOLD/SECC. | 2DN16G22F395 | RCD MCCB MSX
GWD9243 | MSXD 125 3P 50A 25kA TrMf TERM.FC | 1494.5 | 1 | 1 | 1 | NR | 8034035038181 | 85362010 | 2DN04 | Energy | 2DN | ENERGY | 2DN16G | MCCB/CUADROS DISTR. | 2DN16G22F | INT CAJA MOLD/SECC. | 2DN16G22F395 | RCD MCCB MSX
GWD9244 | MSXD 125 3P 63A 25kA TrMf TERM.FC | 1494.5 | 1 | 1 | 1 | NR | 8034035038198 | 85362010 | 2DN04 | Energy | 2DN | ENERGY | 2DN16G | MCCB/CUADROS DISTR. | 2DN16G22F | INT CAJA MOLD/SECC. | 2DN16G22F395 | RCD MCCB MSX
GWD9245 | MSXD 125 3P 100A 25kA TrMf TERM.FC | 1607.5 | 1 | 1 | 1 | NR | 8034035038204 | 85362090 | 2DN04 | Energy | 2DN | ENERGY | 2DN16G | MCCB/CUADROS DISTR. | 2DN16G22F | INT CAJA MOLD/SECC. | 2DN16G22F395 | RCD MCCB MSX
GWD9246 | MSXD 125 3P 125A 25kA TrMf TERM.FC | 1668.5 | 1 | 1 | 1 | NR | 8034035038211 | 85362090 | 2DN04 | Energy | 2DN | ENERGY | 2DN16G | MCCB/CUADROS DISTR. | 2DN16G22F | INT CAJA MOLD/SECC. | 2DN16G22F395 | RCD MCCB MSX
GWD9247 | MSXD 160 3P 160A 25kA TrMf TERM.FC | 1844 | 1 | 1 | 1 | NR | 8034035038785 | 85362090 | 2DN04 | Energy | 2DN | ENERGY | 2DN16G | MCCB/CUADROS DISTR. | 2DN16G22F | INT CAJA MOLD/SECC. | 2DN16G22F395 | RCD MCCB MSX
GWD9248 | MSXD 250 3P 250A 25kA TrMf TERM.FC | 2040 | 1 | 1 | 1 | NR | 8034035038792 | 85362090 | 2DN04 | Energy | 2DN | ENERGY | 2DN16G | MCCB/CUADROS DISTR. | 2DN16G22F | INT CAJA MOLD/SECC. | 2DN16G22F395 | RCD MCCB MSX
GWD9261 | MSXD 125 3P 20A 36kA TrMf TERM.FC | 1607.5 | 1 | 1 | 1 | NR | 8034035038228 | 85362010 | 2DN04 | Energy | 2DN | ENERGY | 2DN16G | MCCB/CUADROS DISTR. | 2DN16G22F | INT CAJA MOLD/SECC. | 2DN16G22F395 | RCD MCCB MSX
GWD9262 | MSXD 125 3P 32A 36kA TrMf TERM.FC | 1607.5 | 1 | 1 | 1 | NR | 8034035038235 | 85362010 | 2DN04 | Energy | 2DN | ENERGY | 2DN16G | MCCB/CUADROS DISTR. | 2DN16G22F | INT CAJA MOLD/SECC. | 2DN16G22F395 | RCD MCCB MSX
GWD9263 | MSXD 125 3P 50A 36kA TrMf TERM.FC | 1607.5 | 1 | 1 | 1 | NR | 8034035038242 | 85362010 | 2DN04 | Energy | 2DN | ENERGY | 2DN16G | MCCB/CUADROS DISTR. | 2DN16G22F | INT CAJA MOLD/SECC. | 2DN16G22F395 | RCD MCCB MSX
GWD9264 | MSXD 125 3P 63A 36kA TrMf TERM.FC | 1607.5 | 1 | 1 | 1 | NR | 8034035038259 | 85362010 | 2DN04 | Energy | 2DN | ENERGY | 2DN16G | MCCB/CUADROS DISTR. | 2DN16G22F | INT CAJA MOLD/SECC. | 2DN16G22F395 | RCD MCCB MSX
GWD9265 | MSXD 125 3P 100A 36kA TrMf TERM.FC | 1751.5 | 1 | 1 | 1 | NR | 8034035038266 | 85362090 | 2DN04 | Energy | 2DN | ENERGY | 2DN16G | MCCB/CUADROS DISTR. | 2DN16G22F | INT CAJA MOLD/SECC. | 2DN16G22F395 | RCD MCCB MSX
GWD9266 | MSXD 125 3P 125A 36kA TrMf TERM.FC | 1803.5 | 1 | 1 | 1 | NR | 8034035038273 | 85362090 | 2DN04 | Energy | 2DN | ENERGY | 2DN16G | MCCB/CUADROS DISTR. | 2DN16G22F | INT CAJA MOLD/SECC. | 2DN16G22F395 | RCD MCCB MSX
GWD9267 | MSXD 160 3P 160A 36kA TrMf TERM.FC | 1978 | 1 | 1 | 1 | NR | 8034035038808 | 85362090 | 2DN04 | Energy | 2DN | ENERGY | 2DN16G | MCCB/CUADROS DISTR. | 2DN16G22F | INT CAJA MOLD/SECC. | 2DN16G22F395 | RCD MCCB MSX
GWD9268 | MSXD 250 3P 250A 36kA TrMf TERM.FC | 2163.5 | 1 | 1 | 1 | NR | 8034035038815 | 85362090 | 2DN04 | Energy | 2DN | ENERGY | 2DN16G | MCCB/CUADROS DISTR. | 2DN16G22F | INT CAJA MOLD/SECC. | 2DN16G22F395 | RCD MCCB MSX
GWD9277 | MSXD 160 3P+N 160A 36kA TrMf TERM.FC | 2339 | 1 | 1 | 1 | NR | 8034035039614 | 85362090 | 2DN04 | Energy | 2DN | ENERGY | 2DN16G | MCCB/CUADROS DISTR. | 2DN16G22F | INT CAJA MOLD/SECC. | 2DN16G22F395 | RCD MCCB MSX
GWD9278 | MSXD 250 3P+N 250A 36kA TrMf TERM.FC | 2534.5 | 1 | 1 | 1 | NR | 8034035039621 | 85362090 | 2DN04 | Energy | 2DN | ENERGY | 2DN16G | MCCB/CUADROS DISTR. | 2DN16G22F | INT CAJA MOLD/SECC. | 2DN16G22F395 | RCD MCCB MSX
GWD9302 | MSXE 160 3P 40A 36kA LSI TERM.FC | 996 | 1 | 1 | 1 | NR | 8034035038693 | 85362010 | 2DN04 | Energy | 2DN | ENERGY | 2DN16G | MCCB/CUADROS DISTR. | 2DN16G22F | INT CAJA MOLD/SECC. | 2DN16G22F393 | ELECTRONIC MCCB MSX
GWD9306 | MSXE 160 3P 125A 36kA LSI TERM.FC | 996 | 1 | 1 | 1 | NR | 8034035038709 | 85362090 | 2DN04 | Energy | 2DN | ENERGY | 2DN16G | MCCB/CUADROS DISTR. | 2DN16G22F | INT CAJA MOLD/SECC. | 2DN16G22F393 | ELECTRONIC MCCB MSX
GWD9307 | MSXE 160 3P 160A 36kA LSI TERM.FC | 1494.5 | 1 | 1 | 1 | NR | 8034035038716 | 85362090 | 2DN04 | Energy | 2DN | ENERGY | 2DN16G | MCCB/CUADROS DISTR. | 2DN16G22F | INT CAJA MOLD/SECC. | 2DN16G22F393 | ELECTRONIC MCCB MSX
GWD9308 | MSXE 250 3P 250A 36kA LSI TERM.FC | 1792 | 1 | 1 | 1 | NR | 8034035038723 | 85362090 | 2DN04 | Energy | 2DN | ENERGY | 2DN16G | MCCB/CUADROS DISTR. | 2DN16G22F | INT CAJA MOLD/SECC. | 2DN16G22F393 | ELECTRONIC MCCB MSX
GWD9312 | MSXE 160 3P+N 40A 36kA LSI TERM.FC | 1452.5 | 1 | 1 | 1 | NR | 8034035039447 | 85362010 | 2DN04 | Energy | 2DN | ENERGY | 2DN16G | MCCB/CUADROS DISTR. | 2DN16G22F | INT CAJA MOLD/SECC. | 2DN16G22F393 | ELECTRONIC MCCB MSX
GWD9316 | MSXE 160 3P+N 125A 36kA LSI TERM.FC | 1452.5 | 1 | 1 | 1 | NR | 8034035039454 | 85362090 | 2DN04 | Energy | 2DN | ENERGY | 2DN16G | MCCB/CUADROS DISTR. | 2DN16G22F | INT CAJA MOLD/SECC. | 2DN16G22F393 | ELECTRONIC MCCB MSX
GWD9317 | MSXE 160 3P+N 160A 36kA LSI TERM.FC | 1679 | 1 | 1 | 1 | NR | 8034035039461 | 85362090 | 2DN04 | Energy | 2DN | ENERGY | 2DN16G | MCCB/CUADROS DISTR. | 2DN16G22F | INT CAJA MOLD/SECC. | 2DN16G22F393 | ELECTRONIC MCCB MSX
GWD9318 | MSXE 250 3P+N 250A 36kA LSI TERM.FC | 2019.5 | 1 | 1 | 1 | NR | 8034035039478 | 85362090 | 2DN04 | Energy | 2DN | ENERGY | 2DN16G | MCCB/CUADROS DISTR. | 2DN16G22F | INT CAJA MOLD/SECC. | 2DN16G22F393 | ELECTRONIC MCCB MSX
GWD9322 | MSXE 160 4P 40A 36kA LSI TERM.FC | 1741 | 1 | 1 | 1 | NR | 8034035039485 | 85362010 | 2DN04 | Energy | 2DN | ENERGY | 2DN16G | MCCB/CUADROS DISTR. | 2DN16G22F | INT CAJA MOLD/SECC. | 2DN16G22F393 | ELECTRONIC MCCB MSX
GWD9326 | MSXE 160 4P 125A 36kA LSI TERM.FC | 1741 | 1 | 1 | 1 | NR | 8034035039492 | 85362090 | 2DN04 | Energy | 2DN | ENERGY | 2DN16G | MCCB/CUADROS DISTR. | 2DN16G22F | INT CAJA MOLD/SECC. | 2DN16G22F393 | ELECTRONIC MCCB MSX
GWD9327 | MSXE 160 4P 160A 36kA LSI TERM.FC | 2339 | 1 | 1 | 1 | NR | 8034035039508 | 85362090 | 2DN04 | Energy | 2DN | ENERGY | 2DN16G | MCCB/CUADROS DISTR. | 2DN16G22F | INT CAJA MOLD/SECC. | 2DN16G22F393 | ELECTRONIC MCCB MSX
GWD9328 | MSXE 250 4P 250A 36kA LSI TERM.FC | 2627.5 | 1 | 1 | 1 | NR | 8034035039515 | 85362090 | 2DN04 | Energy | 2DN | ENERGY | 2DN16G | MCCB/CUADROS DISTR. | 2DN16G22F | INT CAJA MOLD/SECC. | 2DN16G22F393 | ELECTRONIC MCCB MSX
GWD9332 | MSXE 160 3P 40A 65kA LSI TERM.FC | 1607.5 | 1 | 1 | 1 | NR | 8034035038730 | 85362010 | 2DN04 | Energy | 2DN | ENERGY | 2DN16G | MCCB/CUADROS DISTR. | 2DN16G22F | INT CAJA MOLD/SECC. | 2DN16G22F393 | ELECTRONIC MCCB MSX
GWD9336 | MSXE 160 3P 125A 65kA LSI TERM.FC | 1607.5 | 1 | 1 | 1 | NR | 8034035038747 | 85362090 | 2DN04 | Energy | 2DN | ENERGY | 2DN16G | MCCB/CUADROS DISTR. | 2DN16G22F | INT CAJA MOLD/SECC. | 2DN16G22F393 | ELECTRONIC MCCB MSX
GWD9337 | MSXE 160 3P 160A 65kA LSI TERM.FC | 2030 | 1 | 1 | 1 | NR | 8034035038754 | 85362090 | 2DN04 | Energy | 2DN | ENERGY | 2DN16G | MCCB/CUADROS DISTR. | 2DN16G22F | INT CAJA MOLD/SECC. | 2DN16G22F393 | ELECTRONIC MCCB MSX
GWD9338 | MSXE 250 3P 250A 65kA LSI TERM.FC | 2194 | 1 | 1 | 1 | NR | 8034035038761 | 85362090 | 2DN04 | Energy | 2DN | ENERGY | 2DN16G | MCCB/CUADROS DISTR. | 2DN16G22F | INT CAJA MOLD/SECC. | 2DN16G22F393 | ELECTRONIC MCCB MSX
GWD9342 | MSXE 160 3P+N 40A 65kA LSI TERM.FC | 2081 | 1 | 1 | 1 | NR | 8034035039522 | 85362010 | 2DN04 | Energy | 2DN | ENERGY | 2DN16G | MCCB/CUADROS DISTR. | 2DN16G22F | INT CAJA MOLD/SECC. | 2DN16G22F393 | ELECTRONIC MCCB MSX
GWD9346 | MSXE 160 3P+N 125A 65kA LSI TERM.FC | 2081 | 1 | 1 | 1 | NR | 8034035039539 | 85362090 | 2DN04 | Energy | 2DN | ENERGY | 2DN16G | MCCB/CUADROS DISTR. | 2DN16G22F | INT CAJA MOLD/SECC. | 2DN16G22F393 | ELECTRONIC MCCB MSX
GWD9347 | MSXE 160 3P+N 160A 65kA LSI TERM.FC | 2328.5 | 1 | 1 | 1 | NR | 8034035039546 | 85362090 | 2DN04 | Energy | 2DN | ENERGY | 2DN16G | MCCB/CUADROS DISTR. | 2DN16G22F | INT CAJA MOLD/SECC. | 2DN16G22F393 | ELECTRONIC MCCB MSX
GWD9348 | MSXE 250 3P+N 250A 65kA LSI TERM.FC | 2555 | 1 | 1 | 1 | NR | 8034035039553 | 85362090 | 2DN04 | Energy | 2DN | ENERGY | 2DN16G | MCCB/CUADROS DISTR. | 2DN16G22F | INT CAJA MOLD/SECC. | 2DN16G22F393 | ELECTRONIC MCCB MSX
GWD9352 | MSXE 160 4P 40A 65kA LSI TERM.FC | 2513.5 | 1 | 1 | 1 | NR | 8034035039560 | 85362010 | 2DN04 | Energy | 2DN | ENERGY | 2DN16G | MCCB/CUADROS DISTR. | 2DN16G22F | INT CAJA MOLD/SECC. | 2DN16G22F393 | ELECTRONIC MCCB MSX
GWD9356 | MSXE 160 4P 125A 65kA LSI TERM.FC | 2513.5 | 1 | 1 | 1 | NR | 8034035039577 | 85362090 | 2DN04 | Energy | 2DN | ENERGY | 2DN16G | MCCB/CUADROS DISTR. | 2DN16G22F | INT CAJA MOLD/SECC. | 2DN16G22F393 | ELECTRONIC MCCB MSX
GWD9357 | MSXE 160 4P 160A 65kA LSI TERM.FC | 3440.5 | 1 | 1 | 1 | NR | 8034035039584 | 85362090 | 2DN04 | Energy | 2DN | ENERGY | 2DN16G | MCCB/CUADROS DISTR. | 2DN16G22F | INT CAJA MOLD/SECC. | 2DN16G22F393 | ELECTRONIC MCCB MSX
GWD9358 | MSXE 250 4P 250A 65kA LSI TERM.FC | 3771 | 1 | 1 | 1 | NR | 8034035039591 | 85362090 | 2DN04 | Energy | 2DN | ENERGY | 2DN16G | MCCB/CUADROS DISTR. | 2DN16G22F | INT CAJA MOLD/SECC. | 2DN16G22F393 | ELECTRONIC MCCB MSX
GWD9361 | MSX 400 3P 400A 36kA TrMr TERM.FC | 2163.5 | 1 | 1 | 1 | NR | 8034035039652 | 85362090 | 2DN04 | Energy | 2DN | ENERGY | 2DN16G | MCCB/CUADROS DISTR. | 2DN16G22F | INT CAJA MOLD/SECC. | 2DN16G22F391 | TRAD.TH.MAG.MCCB MSX
GWD9362 | MSX 400 3P+N 400A 36kA TrMr TERM.FC | 2462.5 | 1 | 1 | 1 | NR | 8034035039737 | 85362090 | 2DN04 | Energy | 2DN | ENERGY | 2DN16G | MCCB/CUADROS DISTR. | 2DN16G22F | INT CAJA MOLD/SECC. | 2DN16G22F391 | TRAD.TH.MAG.MCCB MSX
GWD9363 | MSX 400 4P 400A 36kA TrMr TERM.FC | 2616.5 | 1 | 1 | 1 | NR | 8034035039744 | 85362090 | 2DN04 | Energy | 2DN | ENERGY | 2DN16G | MCCB/CUADROS DISTR. | 2DN16G22F | INT CAJA MOLD/SECC. | 2DN16G22F391 | TRAD.TH.MAG.MCCB MSX
GWD9365 | MSX 400 3P 400A 50kA TrMr TERM.FC | 2658 | 1 | 1 | 1 | NR | 8034035039669 | 85362090 | 2DN04 | Energy | 2DN | ENERGY | 2DN16G | MCCB/CUADROS DISTR. | 2DN16G22F | INT CAJA MOLD/SECC. | 2DN16G22F391 | TRAD.TH.MAG.MCCB MSX
GWD9366 | MSX 400 3P+N 400A 50kA TrMr TERM.FC | 3111 | 1 | 1 | 1 | NR | 8034035039751 | 85362090 | 2DN04 | Energy | 2DN | ENERGY | 2DN16G | MCCB/CUADROS DISTR. | 2DN16G22F | INT CAJA MOLD/SECC. | 2DN16G22F391 | TRAD.TH.MAG.MCCB MSX
GWD9367 | MSX 400 4P 400A 50kA TrMr TERM.FC | 3492.5 | 1 | 1 | 1 | NR | 8034035051715 | 85362090 | 2DN04 | Energy | 2DN | ENERGY | 2DN16G | MCCB/CUADROS DISTR. | 2DN16G22F | INT CAJA MOLD/SECC. | 2DN16G22F391 | TRAD.TH.MAG.MCCB MSX
GWD9368 | MSX 400 3P 400A 85kA TrMr Term.FC | a consultar | 1 | 1 | 1 | NR | 8034035135613 | 85362090 | 2DN04 | Energy | 2DN | ENERGY | 2DN16G | MCCB/CUADROS DISTR. | 2DN16G22F | INT CAJA MOLD/SECC. | 2DN16G22F391 | TRAD.TH.MAG.MCCB MSX
GWD9370 | MSX 400 4P 400A 85kA TrMr Term.FC | a consultar | 1 | 1 | 1 | NR | 8034035135620 | 85362090 | 2DN04 | Energy | 2DN | ENERGY | 2DN16G | MCCB/CUADROS DISTR. | 2DN16G22F | INT CAJA MOLD/SECC. | 2DN16G22F391 | TRAD.TH.MAG.MCCB MSX
GWD9371 | MSXE 400 3P 400A 36kA LSI TERM.FC | 2442 | 1 | 1 | 1 | NR | 8034035039676 | 85362090 | 2DN04 | Energy | 2DN | ENERGY | 2DN16G | MCCB/CUADROS DISTR. | 2DN16G22F | INT CAJA MOLD/SECC. | 2DN16G22F393 | ELECTRONIC MCCB MSX
GWD9372 | MSXE 400 3P+N 400A 36kA LSI TERM.FC | 2493 | 1 | 1 | 1 | NR | 8034035039768 | 85362090 | 2DN04 | Energy | 2DN | ENERGY | 2DN16G | MCCB/CUADROS DISTR. | 2DN16G22F | INT CAJA MOLD/SECC. | 2DN16G22F393 | ELECTRONIC MCCB MSX
GWD9373 | MSXE 400 4P 400A 36kA LSI TERM.FC | 2751 | 1 | 1 | 1 | NR | 8034035039775 | 85362090 | 2DN04 | Energy | 2DN | ENERGY | 2DN16G | MCCB/CUADROS DISTR. | 2DN16G22F | INT CAJA MOLD/SECC. | 2DN16G22F393 | ELECTRONIC MCCB MSX
GWD9374 | MSXE 400 4P 400A 36kA LSIG TERM.FC | 4512.5 | 1 | 1 | 1 | NR | 8034035039782 | 85362090 | 2DN04 | Energy | 2DN | ENERGY | 2DN16G | MCCB/CUADROS DISTR. | 2DN16G22F | INT CAJA MOLD/SECC. | 2DN16G22F393 | ELECTRONIC MCCB MSX
GWD9375 | MSXE 400 3P 400A 50kA LSI TERM.FC | 3440.5 | 1 | 1 | 1 | NR | 8034035039683 | 85362090 | 2DN04 | Energy | 2DN | ENERGY | 2DN16G | MCCB/CUADROS DISTR. | 2DN16G22F | INT CAJA MOLD/SECC. | 2DN16G22F393 | ELECTRONIC MCCB MSX
GWD9376 | MSXE 400 3P+N 400A 50kA LSI TERM.FC | 3791.5 | 1 | 1 | 1 | NR | 8034035039799 | 85362090 | 2DN04 | Energy | 2DN | ENERGY | 2DN16G | MCCB/CUADROS DISTR. | 2DN16G22F | INT CAJA MOLD/SECC. | 2DN16G22F393 | ELECTRONIC MCCB MSX
GWD9377 | MSXE 400 4P 400A 50kA LSI TERM.FC | 4254.5 | 1 | 1 | 1 | NR | 8034035039805 | 85362090 | 2DN04 | Energy | 2DN | ENERGY | 2DN16G | MCCB/CUADROS DISTR. | 2DN16G22F | INT CAJA MOLD/SECC. | 2DN16G22F393 | ELECTRONIC MCCB MSX
GWD9378 | MSXE 400 4P 400A 50kA LSIG TERM.FC | 4842 | 1 | 1 | 1 | NR | 8034035039812 | 85362090 | 2DN04 | Energy | 2DN | ENERGY | 2DN16G | MCCB/CUADROS DISTR. | 2DN16G22F | INT CAJA MOLD/SECC. | 2DN16G22F393 | ELECTRONIC MCCB MSX
GWD9381 | MSXE 630 3P 630A 36kA LSI TERM.FC | 3080.5 | 1 | 1 | 1 | NR | 8034035039690 | 85362090 | 2DN04 | Energy | 2DN | ENERGY | 2DN16G | MCCB/CUADROS DISTR. | 2DN16G22F | INT CAJA MOLD/SECC. | 2DN16G22F393 | ELECTRONIC MCCB MSX
GWD9382 | MSXE 630 3P+N 630A 36kA LSI TERM.FC | 2977.5 | 1 | 1 | 1 | NR | 8034035039829 | 85362090 | 2DN04 | Energy | 2DN | ENERGY | 2DN16G | MCCB/CUADROS DISTR. | 2DN16G22F | INT CAJA MOLD/SECC. | 2DN16G22F393 | ELECTRONIC MCCB MSX
GWD9383 | MSXE 630 4P 630A 36kA LSI TERM.FC | 3245.5 | 1 | 1 | 1 | NR | 8034035039836 | 85362090 | 2DN04 | Energy | 2DN | ENERGY | 2DN16G | MCCB/CUADROS DISTR. | 2DN16G22F | INT CAJA MOLD/SECC. | 2DN16G22F393 | ELECTRONIC MCCB MSX
GWD9384 | MSXE 630 4P 630A 36kA LSIG TERM.FC | 5501 | 1 | 1 | 1 | NR | 8034035039843 | 85362090 | 2DN04 | Energy | 2DN | ENERGY | 2DN16G | MCCB/CUADROS DISTR. | 2DN16G22F | INT CAJA MOLD/SECC. | 2DN16G22F393 | ELECTRONIC MCCB MSX
GWD9385 | MSXE 630 3P 630A 50kA LSI TERM.FC | 3904.5 | 1 | 1 | 1 | NR | 8034035039706 | 85362090 | 2DN04 | Energy | 2DN | ENERGY | 2DN16G | MCCB/CUADROS DISTR. | 2DN16G22F | INT CAJA MOLD/SECC. | 2DN16G22F393 | ELECTRONIC MCCB MSX
GWD9386 | MSXE 630 3P+N 630A 50kA LSI TERM.FC | 4831.5 | 1 | 1 | 1 | NR | 8034035039850 | 85362090 | 2DN04 | Energy | 2DN | ENERGY | 2DN16G | MCCB/CUADROS DISTR. | 2DN16G22F | INT CAJA MOLD/SECC. | 2DN16G22F393 | ELECTRONIC MCCB MSX
GWD9387 | MSXE 630 4P 630A 50kA LSI TERM.FC | 6047.5 | 1 | 1 | 1 | NR | 8034035039867 | 85362090 | 2DN04 | Energy | 2DN | ENERGY | 2DN16G | MCCB/CUADROS DISTR. | 2DN16G22F | INT CAJA MOLD/SECC. | 2DN16G22F393 | ELECTRONIC MCCB MSX
GWD9388 | MSXE 630 4P 630A 50kA LSIG TERM.FC | 6809.5 | 1 | 1 | 1 | NR | 8034035039874 | 85362090 | 2DN04 | Energy | 2DN | ENERGY | 2DN16G | MCCB/CUADROS DISTR. | 2DN16G22F | INT CAJA MOLD/SECC. | 2DN16G22F393 | ELECTRONIC MCCB MSX
GWD9391 | MSX 1000 3P 630A 50kA TrMr TERM.FC | 4811.5 | 1 | 1 | 1 | NR | 8034035039904 | 85362090 | 2DN04 | Energy | 2DN | ENERGY | 2DN16G | MCCB/CUADROS DISTR. | 2DN16G22F | INT CAJA MOLD/SECC. | 2DN16G22F391 | TRAD.TH.MAG.MCCB MSX
GWD9392 | MSX 1000 3P+N 630A 50kA TrMr TERM.FC | 6058 | 1 | 1 | 1 | NR | 8034035039911 | 85362090 | 2DN04 | Energy | 2DN | ENERGY | 2DN16G | MCCB/CUADROS DISTR. | 2DN16G22F | INT CAJA MOLD/SECC. | 2DN16G22F391 | TRAD.TH.MAG.MCCB MSX
GWD9393 | MSX 1000 4P 630A 50kA TrMr TERM.FC | 7284 | 1 | 1 | 1 | NR | 8034035039928 | 85362090 | 2DN04 | Energy | 2DN | ENERGY | 2DN16G | MCCB/CUADROS DISTR. | 2DN16G22F | INT CAJA MOLD/SECC. | 2DN16G22F391 | TRAD.TH.MAG.MCCB MSX
GWD9395 | MSX 1000 3P 800A 50kA TrMr TERM.FC | 4811.5 | 1 | 1 | 1 | NR | 8034035039935 | 85362090 | 2DN04 | Energy | 2DN | ENERGY | 2DN16G | MCCB/CUADROS DISTR. | 2DN16G22F | INT CAJA MOLD/SECC. | 2DN16G22F391 | TRAD.TH.MAG.MCCB MSX
GWD9396 | MSX 1000 3P+N 800A 50kA TrMr TERM.FC | 6058 | 1 | 1 | 1 | NR | 8034035039942 | 85362090 | 2DN04 | Energy | 2DN | ENERGY | 2DN16G | MCCB/CUADROS DISTR. | 2DN16G22F | INT CAJA MOLD/SECC. | 2DN16G22F391 | TRAD.TH.MAG.MCCB MSX
GWD9397 | MSX 1000 4P 800A 50kA TrMr TERM.FC | 7284 | 1 | 1 | 1 | NR | 8034035039959 | 85362090 | 2DN04 | Energy | 2DN | ENERGY | 2DN16G | MCCB/CUADROS DISTR. | 2DN16G22F | INT CAJA MOLD/SECC. | 2DN16G22F391 | TRAD.TH.MAG.MCCB MSX
GWD9401 | MSXE 1000 3P 800A 50kA LSI TERM.FC | 4646 | 1 | 1 | 1 | NR | 8034035039966 | 85362090 | 2DN04 | Energy | 2DN | ENERGY | 2DN16G | MCCB/CUADROS DISTR. | 2DN16G22F | INT CAJA MOLD/SECC. | 2DN16G22F393 | ELECTRONIC MCCB MSX
GWD9402 | MSXE 1000 3P+N 800A 50kA LSI TERM.FC | 6058 | 1 | 1 | 1 | NR | 8034035039973 | 85362090 | 2DN04 | Energy | 2DN | ENERGY | 2DN16G | MCCB/CUADROS DISTR. | 2DN16G22F | INT CAJA MOLD/SECC. | 2DN16G22F393 | ELECTRONIC MCCB MSX
GWD9403 | MSXE 1000 4P 800A 50kA LSI TERM.FC | 6047.5 | 1 | 1 | 1 | NR | 8034035039980 | 85362090 | 2DN04 | Energy | 2DN | ENERGY | 2DN16G | MCCB/CUADROS DISTR. | 2DN16G22F | INT CAJA MOLD/SECC. | 2DN16G22F393 | ELECTRONIC MCCB MSX
GWD9404 | MSXE 1000 4P 800A 50kA LSIG TERM.FC | 8520 | 1 | 1 | 1 | NR | 8034035039997 | 85362090 | 2DN04 | Energy | 2DN | ENERGY | 2DN16G | MCCB/CUADROS DISTR. | 2DN16G22F | INT CAJA MOLD/SECC. | 2DN16G22F393 | ELECTRONIC MCCB MSX
GWD9406 | MSXE 1000 3P 1000A 50KA LSI TERM.FB | 5810 | 1 | 1 | 1 | NR | 8034035040009 | 85362090 | 2DN04 | Energy | 2DN | ENERGY | 2DN16G | MCCB/CUADROS DISTR. | 2DN16G22F | INT CAJA MOLD/SECC. | 2DN16G22F393 | ELECTRONIC MCCB MSX
GWD9407 | MSXE 1000 3P+N 1000A 50KA LSI TERM.FB | 6294.5 | 1 | 1 | 1 | NR | 8034035040016 | 85362090 | 2DN04 | Energy | 2DN | ENERGY | 2DN16G | MCCB/CUADROS DISTR. | 2DN16G22F | INT CAJA MOLD/SECC. | 2DN16G22F393 | ELECTRONIC MCCB MSX
GWD9408 | MSXE 1000 4P 1000A 50KA LSI TERM.FB | 7335 | 1 | 1 | 1 | NR | 8034035040023 | 85362090 | 2DN04 | Energy | 2DN | ENERGY | 2DN16G | MCCB/CUADROS DISTR. | 2DN16G22F | INT CAJA MOLD/SECC. | 2DN16G22F393 | ELECTRONIC MCCB MSX
GWD9409 | MSXE 1000 4P 1000A 50KA LSIG TERM.FB | 8138.5 | 1 | 1 | 1 | NR | 8034035040030 | 85362090 | 2DN04 | Energy | 2DN | ENERGY | 2DN16G | MCCB/CUADROS DISTR. | 2DN16G22F | INT CAJA MOLD/SECC. | 2DN16G22F393 | ELECTRONIC MCCB MSX
GWD9411 | MSXE 1250 3P 1250A 50KA LSI TERM.FB | 7427.5 | 1 | 1 | 1 | NR | 8034035040085 | 85362090 | 2DN04 | Energy | 2DN | ENERGY | 2DN16G | MCCB/CUADROS DISTR. | 2DN16G22F | INT CAJA MOLD/SECC. | 2DN16G22F393 | ELECTRONIC MCCB MSX
GWD9411B | MSXE 1250 3P 1250A 50kA LSI TERM.FB INT | 9508.5 | 1 | 1 | 1 | NR | 8034035051456 | 85362090 | 2DN04 | Energy | 2DN | ENERGY | 2DN16G | MCCB/CUADROS DISTR. | 2DN16G22F | INT CAJA MOLD/SECC. | 2DN16G22F393 | ELECTRONIC MCCB MSX
GWD9412 | MSXE 1250 3P 1250A 50kA LSI TERM.RC | 7850 | 1 | 1 | 1 | NR | 8034035040122 | 85362090 | 2DN04 | Energy | 2DN | ENERGY | 2DN16G | MCCB/CUADROS DISTR. | 2DN16G22F | INT CAJA MOLD/SECC. | 2DN16G22F393 | ELECTRONIC MCCB MSX
GWD9412B | MSXE 1250 3P 1250A 50kA LSI TERM.RC INT | 9962.5 | 1 | 1 | 1 | NR | 8034035051463 | 85362090 | 2DN04 | Energy | 2DN | ENERGY | 2DN16G | MCCB/CUADROS DISTR. | 2DN16G22F | INT CAJA MOLD/SECC. | 2DN16G22F393 | ELECTRONIC MCCB MSX
GWD9413 | MSXE 1250 3P+N 1250A 50KA LSI TERM.FB | 9251.5 | 1 | 1 | 1 | NR | 8034035040153 | 85362090 | 2DN04 | Energy | 2DN | ENERGY | 2DN16G | MCCB/CUADROS DISTR. | 2DN16G22F | INT CAJA MOLD/SECC. | 2DN16G22F393 | ELECTRONIC MCCB MSX
GWD9413B | MSXE 1250 3P+N 1250A 50kA LSI TERM.FB IN | 10189 | 1 | 1 | 1 | NR | 8034035051470 | 85362090 | 2DN04 | Energy | 2DN | ENERGY | 2DN16G | MCCB/CUADROS DISTR. | 2DN16G22F | INT CAJA MOLD/SECC. | 2DN16G22F393 | ELECTRONIC MCCB MSX
GWD9414 | MSXE 1250 3P+N 1250A 50kA LSI TERM.RC | 9633 | 1 | 1 | 1 | NR | 8034035040238 | 85362090 | 2DN04 | Energy | 2DN | ENERGY | 2DN16G | MCCB/CUADROS DISTR. | 2DN16G22F | INT CAJA MOLD/SECC. | 2DN16G22F393 | ELECTRONIC MCCB MSX
GWD9414B | MSXE 1250 3P+N 1250A 50kA LSI TERM.RC IN | 10508 | 1 | 1 | 1 | NR | 8034035051487 | 85362090 | 2DN04 | Energy | 2DN | ENERGY | 2DN16G | MCCB/CUADROS DISTR. | 2DN16G22F | INT CAJA MOLD/SECC. | 2DN16G22F393 | ELECTRONIC MCCB MSX
GWD9415 | MSXE 1250 4P 1250A 50KA LSI TERM.FB | 9045.5 | 1 | 1 | 1 | NR | 8034035040160 | 85362090 | 2DN04 | Energy | 2DN | ENERGY | 2DN16G | MCCB/CUADROS DISTR. | 2DN16G22F | INT CAJA MOLD/SECC. | 2DN16G22F393 | ELECTRONIC MCCB MSX
GWD9415B | MSXE 1250 4P 1250A 50kA LSI TERM.FB INT | 11332 | 1 | 1 | 1 | NR | 8034035051494 | 85362090 | 2DN04 | Energy | 2DN | ENERGY | 2DN16G | MCCB/CUADROS DISTR. | 2DN16G22F | INT CAJA MOLD/SECC. | 2DN16G22F393 | ELECTRONIC MCCB MSX
GWD9416 | MSXE 1250 4P 1250A 50kA LSI TERM.RC | 9302.5 | 1 | 1 | 1 | NR | 8034035040245 | 85362090 | 2DN04 | Energy | 2DN | ENERGY | 2DN16G | MCCB/CUADROS DISTR. | 2DN16G22F | INT CAJA MOLD/SECC. | 2DN16G22F393 | ELECTRONIC MCCB MSX
GWD9416B | MSXE 1250 4P 1250A 50kA LSI TERM.RC INT | 11538 | 1 | 1 | 1 | NR | 8034035051609 | 85362090 | 2DN04 | Energy | 2DN | ENERGY | 2DN16G | MCCB/CUADROS DISTR. | 2DN16G22F | INT CAJA MOLD/SECC. | 2DN16G22F393 | ELECTRONIC MCCB MSX
GWD9417 | MSXE 1250 4P 1250A 50KA LSIG TERM.FB | 11950.5 | 1 | 1 | 1 | NR | 8034035040177 | 85362090 | 2DN04 | Energy | 2DN | ENERGY | 2DN16G | MCCB/CUADROS DISTR. | 2DN16G22F | INT CAJA MOLD/SECC. | 2DN16G22F393 | ELECTRONIC MCCB MSX
GWD9417B | MSXE 1250 4P 1250A 50kA LSIG TERM.FB INT | 13186.5 | 1 | 1 | 1 | NR | 8034035051616 | 85362090 | 2DN04 | Energy | 2DN | ENERGY | 2DN16G | MCCB/CUADROS DISTR. | 2DN16G22F | INT CAJA MOLD/SECC. | 2DN16G22F393 | ELECTRONIC MCCB MSX
GWD9418 | MSXE 1250 4P 1250A 50kA LSIG TERM.RC | 12156.5 | 1 | 1 | 1 | NR | 8034035040252 | 85362090 | 2DN04 | Energy | 2DN | ENERGY | 2DN16G | MCCB/CUADROS DISTR. | 2DN16G22F | INT CAJA MOLD/SECC. | 2DN16G22F393 | ELECTRONIC MCCB MSX
GWD9418B | MSXE 1250 4P 1250A 50kA LSIG TERM.RC INT | 13392.5 | 1 | 1 | 1 | NR | 8034035051623 | 85362090 | 2DN04 | Energy | 2DN | ENERGY | 2DN16G | MCCB/CUADROS DISTR. | 2DN16G22F | INT CAJA MOLD/SECC. | 2DN16G22F393 | ELECTRONIC MCCB MSX
GWD9421 | MSXE 1600 3P 1600A 50KA LSI TERM.FB | 8756.5 | 1 | 1 | 1 | NR | 8034035040092 | 85362090 | 2DN04 | Energy | 2DN | ENERGY | 2DN16G | MCCB/CUADROS DISTR. | 2DN16G22F | INT CAJA MOLD/SECC. | 2DN16G22F393 | ELECTRONIC MCCB MSX
GWD9421B | MSXE 1600 3P 1600A 50kA LSI TERM.FB INT | 10405 | 1 | 1 | 1 | NR | 8034035051630 | 85362090 | 2DN04 | Energy | 2DN | ENERGY | 2DN16G | MCCB/CUADROS DISTR. | 2DN16G22F | INT CAJA MOLD/SECC. | 2DN16G22F393 | ELECTRONIC MCCB MSX
GWD9422 | MSXE 1600 3P 1600A 50kA LSI TERM.RC | 9003.5 | 1 | 1 | 1 | NR | 8034035040139 | 85362090 | 2DN04 | Energy | 2DN | ENERGY | 2DN16G | MCCB/CUADROS DISTR. | 2DN16G22F | INT CAJA MOLD/SECC. | 2DN16G22F393 | ELECTRONIC MCCB MSX
GWD9422B | MSXE 1600 3P 1600A 50kA LSI TERM.RC INT | 10714 | 1 | 1 | 1 | NR | 8034035051647 | 85362090 | 2DN04 | Energy | 2DN | ENERGY | 2DN16G | MCCB/CUADROS DISTR. | 2DN16G22F | INT CAJA MOLD/SECC. | 2DN16G22F393 | ELECTRONIC MCCB MSX
GWD9423 | MSXE 1600 3P+N 1600A 50KA LSI TERM.FB | 10508 | 1 | 1 | 1 | NR | 8034035040184 | 85362090 | 2DN04 | Energy | 2DN | ENERGY | 2DN16G | MCCB/CUADROS DISTR. | 2DN16G22F | INT CAJA MOLD/SECC. | 2DN16G22F393 | ELECTRONIC MCCB MSX
GWD9423B | MSXE 1600 3P+N 1600A 50kA LSI TERM.FB IN | 13289.5 | 1 | 1 | 1 | NR | 8034035051654 | 85362090 | 2DN04 | Energy | 2DN | ENERGY | 2DN16G | MCCB/CUADROS DISTR. | 2DN16G22F | INT CAJA MOLD/SECC. | 2DN16G22F393 | ELECTRONIC MCCB MSX
GWD9424 | MSXE 1600 3P+N 1600A 50kA LSI TERM.RC | 13083.5 | 1 | 1 | 1 | NR | 8034035040269 | 85362090 | 2DN04 | Energy | 2DN | ENERGY | 2DN16G | MCCB/CUADROS DISTR. | 2DN16G22F | INT CAJA MOLD/SECC. | 2DN16G22F393 | ELECTRONIC MCCB MSX
GWD9424B | MSXE 1600 3P+N 1600A 50kA LSI TERM.RC IN | 13907.5 | 1 | 1 | 1 | NR | 8034035051661 | 85362090 | 2DN04 | Energy | 2DN | ENERGY | 2DN16G | MCCB/CUADROS DISTR. | 2DN16G22F | INT CAJA MOLD/SECC. | 2DN16G22F393 | ELECTRONIC MCCB MSX
GWD9425 | MSXE 1600 4P 1600A 50KA LSI TERM.FB | 10405 | 1 | 1 | 1 | NR | 8034035040191 | 85362090 | 2DN04 | Energy | 2DN | ENERGY | 2DN16G | MCCB/CUADROS DISTR. | 2DN16G22F | INT CAJA MOLD/SECC. | 2DN16G22F393 | ELECTRONIC MCCB MSX
GWD9425B | MSXE 1600 4P 1600A 50kA LSI TERM.FB INT | 12465.5 | 1 | 1 | 1 | NR | 8034035051678 | 85362090 | 2DN04 | Energy | 2DN | ENERGY | 2DN16G | MCCB/CUADROS DISTR. | 2DN16G22F | INT CAJA MOLD/SECC. | 2DN16G22F393 | ELECTRONIC MCCB MSX
GWD9426 | MSXE 1600 4P 1600A 50kA LSI TERM.RC | 10920 | 1 | 1 | 1 | NR | 8034035040276 | 85362090 | 2DN04 | Energy | 2DN | ENERGY | 2DN16G | MCCB/CUADROS DISTR. | 2DN16G22F | INT CAJA MOLD/SECC. | 2DN16G22F393 | ELECTRONIC MCCB MSX
GWD9426B | MSXE 1600 4P 1600A 50kA LSI TERM.RC INT | 12980.5 | 1 | 1 | 1 | NR | 8034035051685 | 85362090 | 2DN04 | Energy | 2DN | ENERGY | 2DN16G | MCCB/CUADROS DISTR. | 2DN16G22F | INT CAJA MOLD/SECC. | 2DN16G22F393 | ELECTRONIC MCCB MSX
GWD9427 | MSXE 1600 4P 1600A 50KA LSIG TERM.FB | 13083.5 | 1 | 1 | 1 | NR | 8034035040207 | 85362090 | 2DN04 | Energy | 2DN | ENERGY | 2DN16G | MCCB/CUADROS DISTR. | 2DN16G22F | INT CAJA MOLD/SECC. | 2DN16G22F393 | ELECTRONIC MCCB MSX
GWD9427B | MSXE 1600 4P 1600A 50kA LSIG TERM.FB INT | 13804.5 | 1 | 1 | 1 | NR | 8034035051692 | 85362090 | 2DN04 | Energy | 2DN | ENERGY | 2DN16G | MCCB/CUADROS DISTR. | 2DN16G22F | INT CAJA MOLD/SECC. | 2DN16G22F393 | ELECTRONIC MCCB MSX
GWD9428 | MSXE 1600 4P 1600A 50kA LSIG TERM.RC | 13495.5 | 1 | 1 | 1 | NR | 8034035040283 | 85362090 | 2DN04 | Energy | 2DN | ENERGY | 2DN16G | MCCB/CUADROS DISTR. | 2DN16G22F | INT CAJA MOLD/SECC. | 2DN16G22F393 | ELECTRONIC MCCB MSX
GWD9428B | MSXE 1600 4P 1600A 50kA LSIG TERM.RC INT | 14320 | 1 | 1 | 1 | NR | 8034035051708 | 85362090 | 2DN04 | Energy | 2DN | ENERGY | 2DN16G | MCCB/CUADROS DISTR. | 2DN16G22F | INT CAJA MOLD/SECC. | 2DN16G22F393 | ELECTRONIC MCCB MSX
GWD9441 | MSXM 160c 3P 160A TERM.FC | 333 | 1 | 1 | 1 | NR | 8034035037931 | 85362090 | 2DN04 | Energy | 2DN | ENERGY | 2DN16G | MCCB/CUADROS DISTR. | 2DN16G22F | INT CAJA MOLD/SECC. | 2DN16G22F397 | SWITCH DISC.MCCB MSX
GWD9442 | MSXM 160c 4P 160A TERM.FC | 444 | 1 | 1 | 1 | NR | 8034035038563 | 85362090 | 2DN04 | Energy | 2DN | ENERGY | 2DN16G | MCCB/CUADROS DISTR. | 2DN16G22F | INT CAJA MOLD/SECC. | 2DN16G22F397 | SWITCH DISC.MCCB MSX
GWD9443 | MSXM 250c 3P 250A TERM.FC | 642 | 1 | 1 | 1 | NR | 8034035038778 | 85362090 | 2DN04 | Energy | 2DN | ENERGY | 2DN16G | MCCB/CUADROS DISTR. | 2DN16G22F | INT CAJA MOLD/SECC. | 2DN16G22F397 | SWITCH DISC.MCCB MSX
GWD9444 | MSXM 250c 4P 250A TERM.FC | 825 | 1 | 1 | 1 | NR | 8034035039607 | 85362090 | 2DN04 | Energy | 2DN | ENERGY | 2DN16G | MCCB/CUADROS DISTR. | 2DN16G22F | INT CAJA MOLD/SECC. | 2DN16G22F397 | SWITCH DISC.MCCB MSX
GWD9445 | MSXM 400 3P 400A TERM.FC | 1998 | 1 | 1 | 1 | NR | 8034035039713 | 85362090 | 2DN04 | Energy | 2DN | ENERGY | 2DN16G | MCCB/CUADROS DISTR. | 2DN16G22F | INT CAJA MOLD/SECC. | 2DN16G22F397 | SWITCH DISC.MCCB MSX
GWD9446 | MSXM 400 4P 400A TERM.FC | 2493 | 1 | 1 | 1 | NR | 8034035039881 | 85362090 | 2DN04 | Energy | 2DN | ENERGY | 2DN16G | MCCB/CUADROS DISTR. | 2DN16G22F | INT CAJA MOLD/SECC. | 2DN16G22F397 | SWITCH DISC.MCCB MSX
GWD9447 | MSXM 630 3P 630A TERM.FC | 2947 | 1 | 1 | 1 | NR | 8034035039720 | 85362090 | 2DN04 | Energy | 2DN | ENERGY | 2DN16G | MCCB/CUADROS DISTR. | 2DN16G22F | INT CAJA MOLD/SECC. | 2DN16G22F397 | SWITCH DISC.MCCB MSX
GWD9448 | MSXM 630 4P 630A TERM.FC | 3678 | 1 | 1 | 1 | NR | 8034035039898 | 85362090 | 2DN04 | Energy | 2DN | ENERGY | 2DN16G | MCCB/CUADROS DISTR. | 2DN16G22F | INT CAJA MOLD/SECC. | 2DN16G22F397 | SWITCH DISC.MCCB MSX
GWD9449 | MSXM 1000 3P 800A TERM.FC | 3317 | 1 | 1 | 1 | NR | 8034035040047 | 85362090 | 2DN04 | Energy | 2DN | ENERGY | 2DN16G | MCCB/CUADROS DISTR. | 2DN16G22F | INT CAJA MOLD/SECC. | 2DN16G22F397 | SWITCH DISC.MCCB MSX
GWD9450 | MSXM 1000 4P 800A TERM.FC | 4379 | 1 | 1 | 1 | NR | 8034035040054 | 85362090 | 2DN04 | Energy | 2DN | ENERGY | 2DN16G | MCCB/CUADROS DISTR. | 2DN16G22F | INT CAJA MOLD/SECC. | 2DN16G22F397 | SWITCH DISC.MCCB MSX
GWD9451 | MSXM 1000 3P 1000A TERM.FB | 3904.5 | 1 | 1 | 1 | NR | 8034035040061 | 85362090 | 2DN04 | Energy | 2DN | ENERGY | 2DN16G | MCCB/CUADROS DISTR. | 2DN16G22F | INT CAJA MOLD/SECC. | 2DN16G22F397 | SWITCH DISC.MCCB MSX
GWD9452 | MSXM 1000 4P 1000A TERM.FB | 5048 | 1 | 1 | 1 | NR | 8034035040078 | 85362090 | 2DN04 | Energy | 2DN | ENERGY | 2DN16G | MCCB/CUADROS DISTR. | 2DN16G22F | INT CAJA MOLD/SECC. | 2DN16G22F397 | SWITCH DISC.MCCB MSX
GWD9453 | MSXM 1250 3P 1250A TERM.FB | 4585 | 1 | 1 | 1 | NR | 8034035040108 | 85362090 | 2DN04 | Energy | 2DN | ENERGY | 2DN16G | MCCB/CUADROS DISTR. | 2DN16G22F | INT CAJA MOLD/SECC. | 2DN16G22F397 | SWITCH DISC.MCCB MSX
GWD9453B | MSXM 1250 3P 1250A TERM.FB INT | 5573.5 | 1 | 1 | 1 | NR | 8034035058981 | 85362090 | 2DN04 | Energy | 2DN | ENERGY | 2DN16G | MCCB/CUADROS DISTR. | 2DN16G22F | INT CAJA MOLD/SECC. | 2DN16G22F397 | SWITCH DISC.MCCB MSX
GWD9454 | MSXM 1250 4P 1250A TERM.FB | 6150.5 | 1 | 1 | 1 | NR | 8034035040214 | 85362090 | 2DN04 | Energy | 2DN | ENERGY | 2DN16G | MCCB/CUADROS DISTR. | 2DN16G22F | INT CAJA MOLD/SECC. | 2DN16G22F397 | SWITCH DISC.MCCB MSX
GWD9454B | MSXM 1250 4P 1250A TERM.FB INT | 7067.5 | 1 | 1 | 1 | NR | 8034035058998 | 85362090 | 2DN04 | Energy | 2DN | ENERGY | 2DN16G | MCCB/CUADROS DISTR. | 2DN16G22F | INT CAJA MOLD/SECC. | 2DN16G22F397 | SWITCH DISC.MCCB MSX
GWD9455 | MSXM 1600 3P 1600A TERM.FB | 5759 | 1 | 1 | 1 | NR | 8034035040115 | 85362090 | 2DN04 | Energy | 2DN | ENERGY | 2DN16G | MCCB/CUADROS DISTR. | 2DN16G22F | INT CAJA MOLD/SECC. | 2DN16G22F397 | SWITCH DISC.MCCB MSX
GWD9455B | MSXM 1600 3P 1600A TERM.FB INT | 6809.5 | 1 | 1 | 1 | NR | 8034035059308 | 85362090 | 2DN04 | Energy | 2DN | ENERGY | 2DN16G | MCCB/CUADROS DISTR. | 2DN16G22F | INT CAJA MOLD/SECC. | 2DN16G22F397 | SWITCH DISC.MCCB MSX
GWD9456 | MSXM 1600 4P 1600A TERM.FB | 7726.5 | 1 | 1 | 1 | NR | 8034035040221 | 85362090 | 2DN04 | Energy | 2DN | ENERGY | 2DN16G | MCCB/CUADROS DISTR. | 2DN16G22F | INT CAJA MOLD/SECC. | 2DN16G22F397 | SWITCH DISC.MCCB MSX
GWD9456B | MSXM 1600 4P 1600A TERM.FB INT | 8787.5 | 1 | 1 | 1 | NR | 8034035059315 | 85362090 | 2DN04 | Energy | 2DN | ENERGY | 2DN16G | MCCB/CUADROS DISTR. | 2DN16G22F | INT CAJA MOLD/SECC. | 2DN16G22F397 | SWITCH DISC.MCCB MSX
GWD9457 | MSXM 1600 3P 1600A TERM.RC | 6809.5 | 1 | 1 | 1 | NR | 8034035040146 | 85362090 | 2DN04 | Energy | 2DN | ENERGY | 2DN16G | MCCB/CUADROS DISTR. | 2DN16G22F | INT CAJA MOLD/SECC. | 2DN16G22F397 | SWITCH DISC.MCCB MSX
GWD9457B | MSXM 1600 3P 1600A TERM.RC INT | 7675.5 | 1 | 1 | 1 | NR | 8034035059322 | 85362090 | 2DN04 | Energy | 2DN | ENERGY | 2DN16G | MCCB/CUADROS DISTR. | 2DN16G22F | INT CAJA MOLD/SECC. | 2DN16G22F397 | SWITCH DISC.MCCB MSX
GWD9458 | MSXM 1600 4P 1600A TERM.RC | 9106.5 | 1 | 1 | 1 | NR | 8034035040290 | 85362090 | 2DN04 | Energy | 2DN | ENERGY | 2DN16G | MCCB/CUADROS DISTR. | 2DN16G22F | INT CAJA MOLD/SECC. | 2DN16G22F397 | SWITCH DISC.MCCB MSX
GWD9458B | MSXM 1600 4P 1600A TERM.RC INT | 10096 | 1 | 1 | 1 | NR | 8034035059339 | 85362090 | 2DN04 | Energy | 2DN | ENERGY | 2DN16G | MCCB/CUADROS DISTR. | 2DN16G22F | INT CAJA MOLD/SECC. | 2DN16G22F397 | SWITCH DISC.MCCB MSX
GWD9459 | MSXM 1250 3P 1250A TERM.RC | 5522.5 | 1 | 1 | 1 | NR | 8034035078118 | 85362090 | 2DN04 | Energy | 2DN | ENERGY | 2DN16G | MCCB/CUADROS DISTR. | 2DN16G22F | INT CAJA MOLD/SECC. | 2DN16G22F397 | SWITCH DISC.MCCB MSX
GWD9459B | MSXM 1250 3P 1250A TERM.RC INT | 6356.5 | 1 | 1 | 1 | NR | 8034035078125 | 85362090 | 2DN04 | Energy | 2DN | ENERGY | 2DN16G | MCCB/CUADROS DISTR. | 2DN16G22F | INT CAJA MOLD/SECC. | 2DN16G22F397 | SWITCH DISC.MCCB MSX
GWD9460 | MSXM 1250 4P 1250A TERM.RC | 7572.5 | 1 | 1 | 1 | NR | 8034035078132 | 85362090 | 2DN04 | Energy | 2DN | ENERGY | 2DN16G | MCCB/CUADROS DISTR. | 2DN16G22F | INT CAJA MOLD/SECC. | 2DN16G22F397 | SWITCH DISC.MCCB MSX
GWD9460B | MSXM 1250 4P 1250A TERM.RC INT | 8427 | 1 | 1 | 1 | NR | 8034035078149 | 85362090 | 2DN04 | Energy | 2DN | ENERGY | 2DN16G | MCCB/CUADROS DISTR. | 2DN16G22F | INT CAJA MOLD/SECC. | 2DN16G22F397 | SWITCH DISC.MCCB MSX
GWD9502 | MSXE 160 3P 40A 125kA LSI Term.FC | a consultar | 1 | 1 | 1 | NR | 8034035135637 | 85362010 | 2DN04 | Energy | 2DN | ENERGY | 2DN16G | MCCB/CUADROS DISTR. | 2DN16G22F | INT CAJA MOLD/SECC. | 2DN16G22F393 | ELECTRONIC MCCB MSX
GWD9506 | MSXE 160 3P 125A 125kA LSI Term.FC | a consultar | 1 | 1 | 1 | NR | 8034035135644 | 85362090 | 2DN04 | Energy | 2DN | ENERGY | 2DN16G | MCCB/CUADROS DISTR. | 2DN16G22F | INT CAJA MOLD/SECC. | 2DN16G22F393 | ELECTRONIC MCCB MSX
GWD9507 | MSXE 160 3P 160A 125kA LSI Term.FC | a consultar | 1 | 1 | 1 | NR | 8034035135651 | 85362090 | 2DN04 | Energy | 2DN | ENERGY | 2DN16G | MCCB/CUADROS DISTR. | 2DN16G22F | INT CAJA MOLD/SECC. | 2DN16G22F393 | ELECTRONIC MCCB MSX
GWD9508 | MSXE 250 3P 250A 125kA LSI Term.FC | a consultar | 1 | 1 | 1 | NR | 8034035135668 | 85362090 | 2DN04 | Energy | 2DN | ENERGY | 2DN16G | MCCB/CUADROS DISTR. | 2DN16G22F | INT CAJA MOLD/SECC. | 2DN16G22F393 | ELECTRONIC MCCB MSX
GWD9522 | MSXE 160 4P 40A 125kA LSI Term.FC | a consultar | 1 | 1 | 1 | NR | 8034035135675 | 85362010 | 2DN04 | Energy | 2DN | ENERGY | 2DN16G | MCCB/CUADROS DISTR. | 2DN16G22F | INT CAJA MOLD/SECC. | 2DN16G22F393 | ELECTRONIC MCCB MSX
GWD9526 | MSXE 160 4P 125A 125kA LSI Term.FC | a consultar | 1 | 1 | 1 | NR | 8034035135682 | 85362090 | 2DN04 | Energy | 2DN | ENERGY | 2DN16G | MCCB/CUADROS DISTR. | 2DN16G22F | INT CAJA MOLD/SECC. | 2DN16G22F393 | ELECTRONIC MCCB MSX
GWD9527 | MSXE 160 4P 160A 125kA LSI Term.FC | a consultar | 1 | 1 | 1 | NR | 8034035135699 | 85362090 | 2DN04 | Energy | 2DN | ENERGY | 2DN16G | MCCB/CUADROS DISTR. | 2DN16G22F | INT CAJA MOLD/SECC. | 2DN16G22F393 | ELECTRONIC MCCB MSX
GWD9528 | MSXE 250 4P 250A 125kA LSI Term.FC | a consultar | 1 | 1 | 1 | NR | 8034035135705 | 85362090 | 2DN04 | Energy | 2DN | ENERGY | 2DN16G | MCCB/CUADROS DISTR. | 2DN16G22F | INT CAJA MOLD/SECC. | 2DN16G22F393 | ELECTRONIC MCCB MSX
GWD9531 | MSXE 400 3P 400A 85kA LSI Term.FC | a consultar | 1 | 1 | 1 | NR | 8034035135712 | 85362090 | 2DN04 | Energy | 2DN | ENERGY | 2DN16G | MCCB/CUADROS DISTR. | 2DN16G22F | INT CAJA MOLD/SECC. | 2DN16G22F393 | ELECTRONIC MCCB MSX
GWD9533 | MSXE 400 4P 400A 85kA LSI Term.FC | a consultar | 1 | 1 | 1 | NR | 8034035135729 | 85362090 | 2DN04 | Energy | 2DN | ENERGY | 2DN16G | MCCB/CUADROS DISTR. | 2DN16G22F | INT CAJA MOLD/SECC. | 2DN16G22F393 | ELECTRONIC MCCB MSX
GWD9534 | MSXE 400 4P 400A 85kA LSIG Term.FC | a consultar | 1 | 1 | 1 | NR | 8034035135736 | 85362090 | 2DN04 | Energy | 2DN | ENERGY | 2DN16G | MCCB/CUADROS DISTR. | 2DN16G22F | INT CAJA MOLD/SECC. | 2DN16G22F393 | ELECTRONIC MCCB MSX
GWD9535 | MSXE 630 3P 630A 70kA LSI Term.FC | a consultar | 1 | 1 | 1 | NR | 8034035135743 | 85362090 | 2DN04 | Energy | 2DN | ENERGY | 2DN16G | MCCB/CUADROS DISTR. | 2DN16G22F | INT CAJA MOLD/SECC. | 2DN16G22F393 | ELECTRONIC MCCB MSX
GWD9537 | MSXE 630 4P 630A 70kA LSI Term.FC | a consultar | 1 | 1 | 1 | NR | 8034035135750 | 85362090 | 2DN04 | Energy | 2DN | ENERGY | 2DN16G | MCCB/CUADROS DISTR. | 2DN16G22F | INT CAJA MOLD/SECC. | 2DN16G22F393 | ELECTRONIC MCCB MSX
GWD9538 | MSXE 630 4P 630A 70kA LSIG Term.FC | a consultar | 1 | 1 | 1 | NR | 8034035135767 | 85362090 | 2DN04 | Energy | 2DN | ENERGY | 2DN16G | MCCB/CUADROS DISTR. | 2DN16G22F | INT CAJA MOLD/SECC. | 2DN16G22F393 | ELECTRONIC MCCB MSX
GWD9551 | MSXD 125 3P+N 20A 25kA TrMf TERM.FC | 1525 | 1 | 1 | 1 | NR | 8034035039164 | 85362010 | 2DN04 | Energy | 2DN | ENERGY | 2DN16G | MCCB/CUADROS DISTR. | 2DN16G22F | INT CAJA MOLD/SECC. | 2DN16G22F395 | RCD MCCB MSX
GWD9552 | MSXD 125 3P+N 32A 25kA TrMf TERM.FC | 1525 | 1 | 1 | 1 | NR | 8034035039171 | 85362010 | 2DN04 | Energy | 2DN | ENERGY | 2DN16G | MCCB/CUADROS DISTR. | 2DN16G22F | INT CAJA MOLD/SECC. | 2DN16G22F395 | RCD MCCB MSX
GWD9553 | MSXD 125 3P+N 50A 25kA TrMf TERM.FC | 1525 | 1 | 1 | 1 | NR | 8034035039188 | 85362010 | 2DN04 | Energy | 2DN | ENERGY | 2DN16G | MCCB/CUADROS DISTR. | 2DN16G22F | INT CAJA MOLD/SECC. | 2DN16G22F395 | RCD MCCB MSX
GWD9554 | MSXD 125 3P+N 63A 25kA TrMf TERM.FC | 1525 | 1 | 1 | 1 | NR | 8034035039195 | 85362010 | 2DN04 | Energy | 2DN | ENERGY | 2DN16G | MCCB/CUADROS DISTR. | 2DN16G22F | INT CAJA MOLD/SECC. | 2DN16G22F395 | RCD MCCB MSX
GWD9555 | MSXD 125 3P+N 100A 25kA TrMf TERM.FC | 1174 | 1 | 1 | 1 | NR | 8034035039201 | 85362090 | 2DN04 | Energy | 2DN | ENERGY | 2DN16G | MCCB/CUADROS DISTR. | 2DN16G22F | INT CAJA MOLD/SECC. | 2DN16G22F395 | RCD MCCB MSX
GWD9556 | MSXD 125 3P+N 125A 25kA TrMf TERM.FC | 1216 | 1 | 1 | 1 | NR | 8034035039218 | 85362090 | 2DN04 | Energy | 2DN | ENERGY | 2DN16G | MCCB/CUADROS DISTR. | 2DN16G22F | INT CAJA MOLD/SECC. | 2DN16G22F395 | RCD MCCB MSX
GWD9557 | MSXD 160 3P+N 160A 25kA TrMf TERM.FC | 1391.5 | 1 | 1 | 1 | NR | 8034035039638 | 85362090 | 2DN04 | Energy | 2DN | ENERGY | 2DN16G | MCCB/CUADROS DISTR. | 2DN16G22F | INT CAJA MOLD/SECC. | 2DN16G22F395 | RCD MCCB MSX
GWD9558 | MSXD 250 3P+N 250A 25kA TrMf TERM.FC | 2318.5 | 1 | 1 | 1 | NR | 8034035039645 | 85362090 | 2DN04 | Energy | 2DN | ENERGY | 2DN16G | MCCB/CUADROS DISTR. | 2DN16G22F | INT CAJA MOLD/SECC. | 2DN16G22F395 | RCD MCCB MSX
GWD9561 | MSXE 1000 3P 800A 70kA LSI Term.FB | a consultar | 1 | 1 | 1 | NR | 8034035135835 | 85362090 | 2DN04 | Energy | 2DN | ENERGY | 2DN16G | MCCB/CUADROS DISTR. | 2DN16G22F | INT CAJA MOLD/SECC. | 2DN16G22F393 | ELECTRONIC MCCB MSX
GWD9563 | MSXE 1000 4P 800A 70kA LSI Term.FB | a consultar | 1 | 1 | 1 | NR | 8034035135842 | 85362090 | 2DN04 | Energy | 2DN | ENERGY | 2DN16G | MCCB/CUADROS DISTR. | 2DN16G22F | INT CAJA MOLD/SECC. | 2DN16G22F393 | ELECTRONIC MCCB MSX
GWD9564 | MSXE 1000 4P 800A 70kA LSIG Term.FB | a consultar | 1 | 1 | 1 | NR | 8034035135859 | 85362090 | 2DN04 | Energy | 2DN | ENERGY | 2DN16G | MCCB/CUADROS DISTR. | 2DN16G22F | INT CAJA MOLD/SECC. | 2DN16G22F393 | ELECTRONIC MCCB MSX
GWD9565 | MSXE 1000 3P 1000A 70kA LSI Term.FB | a consultar | 1 | 1 | 1 | NR | 8034035135866 | 85362090 | 2DN04 | Energy | 2DN | ENERGY | 2DN16G | MCCB/CUADROS DISTR. | 2DN16G22F | INT CAJA MOLD/SECC. | 2DN16G22F393 | ELECTRONIC MCCB MSX
GWD9567 | MSXE 1000 4P 1000A 70kA LSI Term.FB | a consultar | 1 | 1 | 1 | NR | 8034035135873 | 85362090 | 2DN04 | Energy | 2DN | ENERGY | 2DN16G | MCCB/CUADROS DISTR. | 2DN16G22F | INT CAJA MOLD/SECC. | 2DN16G22F393 | ELECTRONIC MCCB MSX
GWD9568 | MSXE 1000 4P 1000A 70kA LSIG Term.FB | a consultar | 1 | 1 | 1 | NR | 8034035135880 | 85362090 | 2DN04 | Energy | 2DN | ENERGY | 2DN16G | MCCB/CUADROS DISTR. | 2DN16G22F | INT CAJA MOLD/SECC. | 2DN16G22F393 | ELECTRONIC MCCB MSX
GWD9571 | MSXD 125 3P+N 20A 36kA TrMf TERM.FC | 1927 | 1 | 1 | 1 | NR | 8034035039225 | 85362010 | 2DN04 | Energy | 2DN | ENERGY | 2DN16G | MCCB/CUADROS DISTR. | 2DN16G22F | INT CAJA MOLD/SECC. | 2DN16G22F395 | RCD MCCB MSX
GWD9572 | MSXD 125 3P+N 32A 36kA TrMf TERM.FC | 1927 | 1 | 1 | 1 | NR | 8034035039232 | 85362010 | 2DN04 | Energy | 2DN | ENERGY | 2DN16G | MCCB/CUADROS DISTR. | 2DN16G22F | INT CAJA MOLD/SECC. | 2DN16G22F395 | RCD MCCB MSX
GWD9573 | MSXD 125 3P+N 50A 36kA TrMf TERM.FC | 1927 | 1 | 1 | 1 | NR | 8034035039249 | 85362010 | 2DN04 | Energy | 2DN | ENERGY | 2DN16G | MCCB/CUADROS DISTR. | 2DN16G22F | INT CAJA MOLD/SECC. | 2DN16G22F395 | RCD MCCB MSX
GWD9574 | MSXD 125 3P+N 63A 36kA TrMf TERM.FC | 1927 | 1 | 1 | 1 | NR | 8034035039256 | 85362010 | 2DN04 | Energy | 2DN | ENERGY | 2DN16G | MCCB/CUADROS DISTR. | 2DN16G22F | INT CAJA MOLD/SECC. | 2DN16G22F395 | RCD MCCB MSX
GWD9575 | MSXD 125 3P+N 100A 36kA TrMf TERM.FC | 2133 | 1 | 1 | 1 | NR | 8034035039263 | 85362090 | 2DN04 | Energy | 2DN | ENERGY | 2DN16G | MCCB/CUADROS DISTR. | 2DN16G22F | INT CAJA MOLD/SECC. | 2DN16G22F395 | RCD MCCB MSX
GWD9576 | MSXD 125 3P+N 125A 36kA TrMf TERM.FC | 2225.5 | 1 | 1 | 1 | NR | 8034035039270 | 85362090 | 2DN04 | Energy | 2DN | ENERGY | 2DN16G | MCCB/CUADROS DISTR. | 2DN16G22F | INT CAJA MOLD/SECC. | 2DN16G22F395 | RCD MCCB MSX
GWD9581 | MSXE 1250 3P 1250A 70kA LSI Term.FB | a consultar | 1 | 1 | 1 | NR | 8034035135897 | 85362090 | 2DN04 | Energy | 2DN | ENERGY | 2DN16G | MCCB/CUADROS DISTR. | 2DN16G22F | INT CAJA MOLD/SECC. | 2DN16G22F393 | ELECTRONIC MCCB MSX
GWD9583 | MSXE 1250 4P 1250A 70kA LSI Term.FB | a consultar | 1 | 1 | 1 | NR | 8034035135903 | 85362090 | 2DN04 | Energy | 2DN | ENERGY | 2DN16G | MCCB/CUADROS DISTR. | 2DN16G22F | INT CAJA MOLD/SECC. | 2DN16G22F393 | ELECTRONIC MCCB MSX
GWD9584 | MSXE 1250 4P 1250A 70kA LSIG Term.FB | a consultar | 1 | 1 | 1 | NR | 8034035135910 | 85362090 | 2DN04 | Energy | 2DN | ENERGY | 2DN16G | MCCB/CUADROS DISTR. | 2DN16G22F | INT CAJA MOLD/SECC. | 2DN16G22F393 | ELECTRONIC MCCB MSX
GWD9585 | MSXE 1250 3P 1250A 70kA LSI Term.RC | a consultar | 1 | 1 | 1 | NR | 8034035135927 | 85362090 | 2DN04 | Energy | 2DN | ENERGY | 2DN16G | MCCB/CUADROS DISTR. | 2DN16G22F | INT CAJA MOLD/SECC. | 2DN16G22F393 | ELECTRONIC MCCB MSX
GWD9587 | MSXE 1250 4P 1250A 70kA LSI Term.RC | a consultar | 1 | 1 | 1 | NR | 8034035135934 | 85362090 | 2DN04 | Energy | 2DN | ENERGY | 2DN16G | MCCB/CUADROS DISTR. | 2DN16G22F | INT CAJA MOLD/SECC. | 2DN16G22F393 | ELECTRONIC MCCB MSX
GWD9588 | MSXE 1250 4P 1250A 70kA LSIG Term.RC | a consultar | 1 | 1 | 1 | NR | 8034035135941 | 85362090 | 2DN04 | Energy | 2DN | ENERGY | 2DN16G | MCCB/CUADROS DISTR. | 2DN16G22F | INT CAJA MOLD/SECC. | 2DN16G22F393 | ELECTRONIC MCCB MSX
GWD9901 | CUADRO DE 2 STRINGS 600V DC 25A | 448 | 1 | 1 | 1 | NR | 8011564780651 | 85371098 | 2DN04 | Energy | 2DN | ENERGY | 2DN16G | MCCB/CUADROS DISTR. | 2DN16G23F | CUADR DIST/ ARMARIOS | 2DN16G23F420 | STRING PV BOARDS
GWD9906 | CUADRO DE 2 STRINGS 800V DC 20A | 481 | 1 | 1 | 1 | NR | 8011564780682 | 85371098 | 2DN04 | Energy | 2DN | ENERGY | 2DN16G | MCCB/CUADROS DISTR. | 2DN16G23F | CUADR DIST/ ARMARIOS | 2DN16G23F420 | STRING PV BOARDS
GWF1000ML840 | ELIA HL M2 120W 840 90° ON/OFF | 367 | 1 | 1 | 1 | NR | 8034035025693 | 94054210 | 6LT00 | Lighting | 6LT | CAT. LIGHT | 6LT57G | INDUSTRIAL SPACES | 6LT57G67F | HIGH BAY AND LOW BAY | 6LT57G67F832 | ELIA HL
GWF1000MM840 | ELIA HL M2 120W 840 120° ON/OFF | 367 | 1 | 1 | 1 | NR | 8034035025686 | 94054210 | 6LT00 | Lighting | 6LT | CAT. LIGHT | 6LT57G | INDUSTRIAL SPACES | 6LT57G67F | HIGH BAY AND LOW BAY | 6LT57G67F832 | ELIA HL
GWF1000NH840 | ELIA HL M3 150W 840 60° ON/OFF | 374 | 1 | 1 | 1 | NR | 8034035106347 | 94054210 | 6LT00 | Lighting | 6LT | CAT. LIGHT | 6LT57G | INDUSTRIAL SPACES | 6LT57G67F | HIGH BAY AND LOW BAY | 6LT57G67F832 | ELIA HL
GWF1000NL840 | ELIA HL M3 150W 840 90° ON/OFF | 374 | 1 | 1 | 1 | NR | 8034035106378 | 94054210 | 6LT00 | Lighting | 6LT | CAT. LIGHT | 6LT57G | INDUSTRIAL SPACES | 6LT57G67F | HIGH BAY AND LOW BAY | 6LT57G67F832 | ELIA HL
GWF1000NM840 | ELIA HL M3 150W 840 120° ON/OFF | 374 | 1 | 1 | 1 | NR | 8034035106507 | 94054210 | 6LT00 | Lighting | 6LT | CAT. LIGHT | 6LT57G | INDUSTRIAL SPACES | 6LT57G67F | HIGH BAY AND LOW BAY | 6LT57G67F832 | ELIA HL
GWF1000QH840 | ELIA HL L2 200W 840 60° ON/OFF | 423.5 | 1 | 1 | 1 | NR | 8034035025631 | 94054210 | 6LT00 | Lighting | 6LT | CAT. LIGHT | 6LT57G | INDUSTRIAL SPACES | 6LT57G67F | HIGH BAY AND LOW BAY | 6LT57G67F832 | ELIA HL
GWF1000QL840 | ELIA HL L2 200W 840 90° ON/OFF | 423.5 | 1 | 1 | 1 | NR | 8034035025624 | 94054210 | 6LT00 | Lighting | 6LT | CAT. LIGHT | 6LT57G | INDUSTRIAL SPACES | 6LT57G67F | HIGH BAY AND LOW BAY | 6LT57G67F832 | ELIA HL
GWF1000QM840 | ELIA HL L2 200W 840 120° ON/OFF | 423.5 | 1 | 1 | 1 | NR | 8034035025617 | 94054210 | 6LT00 | Lighting | 6LT | CAT. LIGHT | 6LT57G | INDUSTRIAL SPACES | 6LT57G67F | HIGH BAY AND LOW BAY | 6LT57G67F832 | ELIA HL
GWF1001MH840 | ELIA HL M2 120W 840 60° DALI | 489 | 1 | 1 | 1 | NR | 8034035025679 | 94054210 | 6LT00 | Lighting | 6LT | CAT. LIGHT | 6LT57G | INDUSTRIAL SPACES | 6LT57G67F | HIGH BAY AND LOW BAY | 6LT57G67F832 | ELIA HL
GWF1001ML840 | ELIA HL M2 120W 840 90° DALI | 489 | 1 | 1 | 1 | NR | 8034035025662 | 94054210 | 6LT00 | Lighting | 6LT | CAT. LIGHT | 6LT57G | INDUSTRIAL SPACES | 6LT57G67F | HIGH BAY AND LOW BAY | 6LT57G67F832 | ELIA HL
GWF1001MM840 | ELIA HL M2 120W 840 120° DALI | 489 | 1 | 1 | 1 | NR | 8034035025648 | 94054210 | 6LT00 | Lighting | 6LT | CAT. LIGHT | 6LT57G | INDUSTRIAL SPACES | 6LT57G67F | HIGH BAY AND LOW BAY | 6LT57G67F832 | ELIA HL
GWF1001NH840 | ELIA HL M3 150W 840 60° DALI | 495 | 1 | 1 | 1 | NR | 8034035106538 | 94054210 | 6LT00 | Lighting | 6LT | CAT. LIGHT | 6LT57G | INDUSTRIAL SPACES | 6LT57G67F | HIGH BAY AND LOW BAY | 6LT57G67F832 | ELIA HL
GWF1001NL840 | ELIA HL M3 150W 840 90° DALI | 495 | 1 | 1 | 1 | NR | 8034035106569 | 94054210 | 6LT00 | Lighting | 6LT | CAT. LIGHT | 6LT57G | INDUSTRIAL SPACES | 6LT57G67F | HIGH BAY AND LOW BAY | 6LT57G67F832 | ELIA HL
GWF1001NM840 | ELIA HL M3 150W 840 120° DALI | 495 | 1 | 1 | 1 | NR | 8034035106590 | 94054210 | 6LT00 | Lighting | 6LT | CAT. LIGHT | 6LT57G | INDUSTRIAL SPACES | 6LT57G67F | HIGH BAY AND LOW BAY | 6LT57G67F832 | ELIA HL
GWF1001QH840 | ELIA HL L2 200W 840 60° DALI | 564 | 1 | 1 | 1 | NR | 8034035025600 | 94054210 | 6LT00 | Lighting | 6LT | CAT. LIGHT | 6LT57G | INDUSTRIAL SPACES | 6LT57G67F | HIGH BAY AND LOW BAY | 6LT57G67F832 | ELIA HL
GWF1001QM840 | ELIA HL L2 200W 840 120° DALI | 564 | 1 | 1 | 1 | NR | 8034035025587 | 94054210 | 6LT00 | Lighting | 6LT | CAT. LIGHT | 6LT57G | INDUSTRIAL SPACES | 6LT57G67F | HIGH BAY AND LOW BAY | 6LT57G67F832 | ELIA HL
GWF1100AL830 | ELIA FL MINI XS1 10W 830 100° ON/OFF | 79 | 1 | 1 | 10 | NR | 8034035106613 | 94054210 | 6LT00 | Lighting | 6LT | CAT. LIGHT | 6LT63G | SPORTS AND AREAS | 6LT63G72F | FLOODLIGHTS | 6LT63G72F805 | ELIA FL MINI
GWF1100AL840 | ELIA FL MINI XS1 10W 840 100° ON/OFF | 79 | 1 | 1 | 10 | NR | 8034035106620 | 94054210 | 6LT00 | Lighting | 6LT | CAT. LIGHT | 6LT63G | SPORTS AND AREAS | 6LT63G72F | FLOODLIGHTS | 6LT63G72F805 | ELIA FL MINI
GWF1100BL830 | ELIA FL MINI XS2 20W 830 100° ON/OFF | 105.5 | 1 | 1 | 10 | NR | 8034035106637 | 94054210 | 6LT00 | Lighting | 6LT | CAT. LIGHT | 6LT63G | SPORTS AND AREAS | 6LT63G72F | FLOODLIGHTS | 6LT63G72F805 | ELIA FL MINI
GWF1100BL840 | ELIA FL MINI XS2 20W 840 100° ON/OFF | 105.5 | 1 | 1 | 10 | NR | 8034035106644 | 94054210 | 6LT00 | Lighting | 6LT | CAT. LIGHT | 6LT63G | SPORTS AND AREAS | 6LT63G72F | FLOODLIGHTS | 6LT63G72F805 | ELIA FL MINI
GWF1100CC830 | ELIA FL MINI XS3 30W 830 ASYM. ON/OFF | 131 | 1 | 1 | 10 | NR | 8034035106651 | 94054210 | 6LT00 | Lighting | 6LT | CAT. LIGHT | 6LT63G | SPORTS AND AREAS | 6LT63G72F | FLOODLIGHTS | 6LT63G72F805 | ELIA FL MINI
GWF1100CC840 | ELIA FL MINI XS3 30W 840 ASYM. ON/OFF | 131 | 1 | 1 | 10 | NR | 8034035106668 | 94054210 | 6LT00 | Lighting | 6LT | CAT. LIGHT | 6LT63G | SPORTS AND AREAS | 6LT63G72F | FLOODLIGHTS | 6LT63G72F805 | ELIA FL MINI
GWF1100CL830 | ELIA FL MINI XS3 30W 830 100° ON/OFF | 131 | 1 | 1 | 10 | NR | 8034035106675 | 94054210 | 6LT00 | Lighting | 6LT | CAT. LIGHT | 6LT63G | SPORTS AND AREAS | 6LT63G72F | FLOODLIGHTS | 6LT63G72F805 | ELIA FL MINI
GWF1100CL840 | ELIA FL MINI XS3 30W 840 100° ON/OFF | 131 | 1 | 1 | 10 | NR | 8034035106682 | 94054210 | 6LT00 | Lighting | 6LT | CAT. LIGHT | 6LT63G | SPORTS AND AREAS | 6LT63G72F | FLOODLIGHTS | 6LT63G72F805 | ELIA FL MINI
GWF1100HC830 | ELIA FL S3 50W 830 ASYM. ON/OFF | 207 | 1 | 1 | 1 | NR | 8034035106699 | 94054210 | 6LT00 | Lighting | 6LT | CAT. LIGHT | 6LT63G | SPORTS AND AREAS | 6LT63G72F | FLOODLIGHTS | 6LT63G72F803 | NEW ELIA FL
GWF1100HC840 | ELIA FL S3 50W 840 ASYM. ON/OFF | 207 | 1 | 1 | 1 | NR | 8034035106705 | 94054210 | 6LT00 | Lighting | 6LT | CAT. LIGHT | 6LT63G | SPORTS AND AREAS | 6LT63G72F | FLOODLIGHTS | 6LT63G72F803 | NEW ELIA FL
GWF1100HC857 | ELIA FL S3 50W 857 ASYM. ON/OFF | 207 | 1 | 1 | 1 | NR | 8034035106712 | 94054210 | 6LT00 | Lighting | 6LT | CAT. LIGHT | 6LT63G | SPORTS AND AREAS | 6LT63G72F | FLOODLIGHTS | 6LT63G72F803 | NEW ELIA FL
GWF1100HH830 | ELIA FL S3 50W 830 60° ON/OFF | 207 | 1 | 1 | 1 | NR | 8034035106729 | 94054210 | 6LT00 | Lighting | 6LT | CAT. LIGHT | 6LT63G | SPORTS AND AREAS | 6LT63G72F | FLOODLIGHTS | 6LT63G72F803 | NEW ELIA FL
GWF1100HH840 | ELIA FL S3 50W 840 60° ON/OFF | 207 | 1 | 1 | 1 | NR | 8034035106736 | 94054210 | 6LT00 | Lighting | 6LT | CAT. LIGHT | 6LT63G | SPORTS AND AREAS | 6LT63G72F | FLOODLIGHTS | 6LT63G72F803 | NEW ELIA FL
GWF1100HH857 | ELIA FL S3 50W 857 60° ON/OFF | 207 | 1 | 1 | 1 | NR | 8034035106743 | 94054210 | 6LT00 | Lighting | 6LT | CAT. LIGHT | 6LT63G | SPORTS AND AREAS | 6LT63G72F | FLOODLIGHTS | 6LT63G72F803 | NEW ELIA FL
GWF1100NC830 | ELIA FL M3 100W 830 ASYM. ON/OFF | 287 | 1 | 1 | 1 | NR | 8034035106750 | 94054210 | 6LT00 | Lighting | 6LT | CAT. LIGHT | 6LT63G | SPORTS AND AREAS | 6LT63G72F | FLOODLIGHTS | 6LT63G72F803 | NEW ELIA FL
GWF1100NC840 | ELIA FL M3 100W 840 ASYM. ON/OFF | 287 | 1 | 1 | 1 | NR | 8034035106767 | 94054210 | 6LT00 | Lighting | 6LT | CAT. LIGHT | 6LT63G | SPORTS AND AREAS | 6LT63G72F | FLOODLIGHTS | 6LT63G72F803 | NEW ELIA FL
GWF1100NC857 | ELIA FL M3 100W 857 ASYM. ON/OFF | 287 | 1 | 1 | 1 | NR | 8034035106774 | 94054210 | 6LT00 | Lighting | 6LT | CAT. LIGHT | 6LT63G | SPORTS AND AREAS | 6LT63G72F | FLOODLIGHTS | 6LT63G72F803 | NEW ELIA FL
GWF1100NH830 | ELIA FL M3 100W 830 60° ON/OFF | 287 | 1 | 1 | 1 | NR | 8034035106781 | 94054210 | 6LT00 | Lighting | 6LT | CAT. LIGHT | 6LT63G | SPORTS AND AREAS | 6LT63G72F | FLOODLIGHTS | 6LT63G72F803 | NEW ELIA FL
GWF1100NH840 | ELIA FL M3 100W 840 60° ON/OFF | 287 | 1 | 1 | 1 | NR | 8034035106798 | 94054210 | 6LT00 | Lighting | 6LT | CAT. LIGHT | 6LT63G | SPORTS AND AREAS | 6LT63G72F | FLOODLIGHTS | 6LT63G72F803 | NEW ELIA FL
GWF1100NH857 | ELIA FL M3 100W 857 60° ON/OFF | 287 | 1 | 1 | 1 | NR | 8034035106804 | 94054210 | 6LT00 | Lighting | 6LT | CAT. LIGHT | 6LT63G | SPORTS AND AREAS | 6LT63G72F | FLOODLIGHTS | 6LT63G72F803 | NEW ELIA FL
GWF1100RC830 | ELIA FL L3 150W 830 ASYM. ON/OFF | 354.5 | 1 | 1 | 1 | NR | 8034035106811 | 94054210 | 6LT00 | Lighting | 6LT | CAT. LIGHT | 6LT63G | SPORTS AND AREAS | 6LT63G72F | FLOODLIGHTS | 6LT63G72F803 | NEW ELIA FL
GWF1100RC840 | ELIA FL L3 150W 840 ASYM. ON/OFF | 354.5 | 1 | 1 | 1 | NR | 8034035106828 | 94054210 | 6LT00 | Lighting | 6LT | CAT. LIGHT | 6LT63G | SPORTS AND AREAS | 6LT63G72F | FLOODLIGHTS | 6LT63G72F803 | NEW ELIA FL
GWF1100RC857 | ELIA FL L3 150W 857 ASYM. ON/OFF | 373 | 1 | 1 | 1 | NR | 8034035106835 | 94054210 | 6LT00 | Lighting | 6LT | CAT. LIGHT | 6LT63G | SPORTS AND AREAS | 6LT63G72F | FLOODLIGHTS | 6LT63G72F803 | NEW ELIA FL
GWF1100RH830 | ELIA FL L3 150W 830 60° ON/OFF | 356.5 | 1 | 1 | 1 | NR | 8034035106842 | 94054210 | 6LT00 | Lighting | 6LT | CAT. LIGHT | 6LT63G | SPORTS AND AREAS | 6LT63G72F | FLOODLIGHTS | 6LT63G72F803 | NEW ELIA FL
GWF1100RH840 | ELIA FL L3 150W 840 60° ON/OFF | 356.5 | 1 | 1 | 1 | NR | 8034035106859 | 94054210 | 6LT00 | Lighting | 6LT | CAT. LIGHT | 6LT63G | SPORTS AND AREAS | 6LT63G72F | FLOODLIGHTS | 6LT63G72F803 | NEW ELIA FL
GWF1100RH857 | ELIA FL L3 150W 857 60° ON/OFF | 373 | 1 | 1 | 1 | NR | 8034035106866 | 94054210 | 6LT00 | Lighting | 6LT | CAT. LIGHT | 6LT63G | SPORTS AND AREAS | 6LT63G72F | FLOODLIGHTS | 6LT63G72F803 | NEW ELIA FL
GWF1100ZC830 | ELIA FL XL3 200W 830 ASYM. ON/OFF | 448 | 1 | 1 | 1 | NR | 8034035106873 | 94054210 | 6LT00 | Lighting | 6LT | CAT. LIGHT | 6LT63G | SPORTS AND AREAS | 6LT63G72F | FLOODLIGHTS | 6LT63G72F803 | NEW ELIA FL
GWF1100ZC840 | ELIA FL XL3 200W 840 ASYM. ON/OFF | 448 | 1 | 1 | 1 | NR | 8034035106880 | 94054210 | 6LT00 | Lighting | 6LT | CAT. LIGHT | 6LT63G | SPORTS AND AREAS | 6LT63G72F | FLOODLIGHTS | 6LT63G72F803 | NEW ELIA FL
GWF1100ZC857 | ELIA FL XL3 200W 857 ASYM. ON/OFF | 463.5 | 1 | 1 | 1 | NR | 8034035106897 | 94054210 | 6LT00 | Lighting | 6LT | CAT. LIGHT | 6LT63G | SPORTS AND AREAS | 6LT63G72F | FLOODLIGHTS | 6LT63G72F803 | NEW ELIA FL
GWF1100ZH830 | ELIA FL XL3 200W 830 60° ON/OFF | 448 | 1 | 1 | 1 | NR | 8034035106903 | 94054210 | 6LT00 | Lighting | 6LT | CAT. LIGHT | 6LT63G | SPORTS AND AREAS | 6LT63G72F | FLOODLIGHTS | 6LT63G72F803 | NEW ELIA FL
GWF1100ZH840 | ELIA FL XL3 200W 840 60° ON/OFF | 448 | 1 | 1 | 1 | NR | 8034035106910 | 94054210 | 6LT00 | Lighting | 6LT | CAT. LIGHT | 6LT63G | SPORTS AND AREAS | 6LT63G72F | FLOODLIGHTS | 6LT63G72F803 | NEW ELIA FL
GWF1100ZH857 | ELIA FL XL3 200W 857 60° ON/OFF | 463.5 | 1 | 1 | 1 | NR | 8034035106927 | 94054210 | 6LT00 | Lighting | 6LT | CAT. LIGHT | 6LT63G | SPORTS AND AREAS | 6LT63G72F | FLOODLIGHTS | 6LT63G72F803 | NEW ELIA FL
GWF1101RC840 | ELIA FL L3 150W 840 ASYM. DALI | 373 | 1 | 1 | 1 | NR | 8034035106934 | 94054210 | 6LT00 | Lighting | 6LT | CAT. LIGHT | 6LT63G | SPORTS AND AREAS | 6LT63G72F | FLOODLIGHTS | 6LT63G72F803 | NEW ELIA FL
GWF1101RH840 | ELIA FL L3 150W 840 60° DALI | 373 | 1 | 1 | 1 | NR | 8034035106941 | 94054210 | 6LT00 | Lighting | 6LT | CAT. LIGHT | 6LT63G | SPORTS AND AREAS | 6LT63G72F | FLOODLIGHTS | 6LT63G72F803 | NEW ELIA FL
GWF1101ZC840 | ELIA FL XL3 200W 840 ASYM. DALI | 463.5 | 1 | 1 | 1 | NR | 8034035106958 | 94054210 | 6LT00 | Lighting | 6LT | CAT. LIGHT | 6LT63G | SPORTS AND AREAS | 6LT63G72F | FLOODLIGHTS | 6LT63G72F803 | NEW ELIA FL
GWF1101ZH840 | ELIA FL XL3 200W 840 60° DALI | 463.5 | 1 | 1 | 1 | NR | 8034035106965 | 94054210 | 6LT00 | Lighting | 6LT | CAT. LIGHT | 6LT63G | SPORTS AND AREAS | 6LT63G72F | FLOODLIGHTS | 6LT63G72F803 | NEW ELIA FL
GWF1105AL830 | ELIA FL MINI XS1 10W 830 100° PIR SENSOR | 91 | 1 | 1 | 10 | NR | 8034035106972 | 94054210 | 6LT00 | Lighting | 6LT | CAT. LIGHT | 6LT63G | SPORTS AND AREAS | 6LT63G72F | FLOODLIGHTS | 6LT63G72F805 | ELIA FL MINI
GWF1105AL840 | ELIA FL MINI XS1 10W 840 100° PIR SENSOR | 91 | 1 | 1 | 10 | NR | 8034035106989 | 94054210 | 6LT00 | Lighting | 6LT | CAT. LIGHT | 6LT63G | SPORTS AND AREAS | 6LT63G72F | FLOODLIGHTS | 6LT63G72F805 | ELIA FL MINI
GWF1105BL830 | ELIA FL MINI XS2 20W 830 100° PIR SENSOR | 117 | 1 | 1 | 10 | NR | 8034035106996 | 94054210 | 6LT00 | Lighting | 6LT | CAT. LIGHT | 6LT63G | SPORTS AND AREAS | 6LT63G72F | FLOODLIGHTS | 6LT63G72F805 | ELIA FL MINI
GWF1105BL840 | ELIA FL MINI XS2 20W 840 100° PIR SENSOR | 117 | 1 | 1 | 10 | NR | 8034035107009 | 94054210 | 6LT00 | Lighting | 6LT | CAT. LIGHT | 6LT63G | SPORTS AND AREAS | 6LT63G72F | FLOODLIGHTS | 6LT63G72F805 | ELIA FL MINI
GWF1105CC830 | ELIA FL MINI XS3 30W 830 AS. PIR SENS. | 143.5 | 1 | 1 | 10 | NR | 8034035107016 | 94054210 | 6LT00 | Lighting | 6LT | CAT. LIGHT | 6LT63G | SPORTS AND AREAS | 6LT63G72F | FLOODLIGHTS | 6LT63G72F805 | ELIA FL MINI
GWF1105CC840 | ELIA FL MINI XS3 30W 840 AS. PIR SENS. | 143.5 | 1 | 1 | 10 | NR | 8034035107023 | 94054210 | 6LT00 | Lighting | 6LT | CAT. LIGHT | 6LT63G | SPORTS AND AREAS | 6LT63G72F | FLOODLIGHTS | 6LT63G72F805 | ELIA FL MINI
GWF1105CL830 | ELIA FL MINI XS3 30W 830 100° PIR SENSOR | 143.5 | 1 | 1 | 10 | NR | 8034035107030 | 94054210 | 6LT00 | Lighting | 6LT | CAT. LIGHT | 6LT63G | SPORTS AND AREAS | 6LT63G72F | FLOODLIGHTS | 6LT63G72F805 | ELIA FL MINI
GWF1105CL840 | ELIA FL MINI XS3 30W 840 100° PIR SENSOR | 143.5 | 1 | 1 | 10 | NR | 8034035107047 | 94054210 | 6LT00 | Lighting | 6LT | CAT. LIGHT | 6LT63G | SPORTS AND AREAS | 6LT63G72F | FLOODLIGHTS | 6LT63G72F805 | ELIA FL MINI
GWF1310GA830 | ELIA CL S2 12W 830 OPAL ON/OFF | 58 | 1 | 1 | 20 | NR | 8034035088803 | 94051140 | 6LT00 | Lighting | 6LT | CAT. LIGHT | 6LT59G | WORK & COMM. SPACES | 6LT59G07F | SURFACE MOUNTED | 6LT59G07F734 | ELIA CL
GWF1310GA840 | ELIA CL S2 12W 840 OPAL ON/OFF | 58 | 1 | 1 | 20 | NR | 8034035024788 | 94051140 | 6LT00 | Lighting | 6LT | CAT. LIGHT | 6LT59G | WORK & COMM. SPACES | 6LT59G07F | SURFACE MOUNTED | 6LT59G07F734 | ELIA CL
GWF1310MA830 | ELIA CL M2 25W 830 OPAL ON/OFF | 80.5 | 1 | 1 | 10 | NR | 8034035088810 | 94051140 | 6LT00 | Lighting | 6LT | CAT. LIGHT | 6LT59G | WORK & COMM. SPACES | 6LT59G07F | SURFACE MOUNTED | 6LT59G07F734 | ELIA CL
GWF1310MA840 | ELIA CL M2 25W 840 OPAL ON/OFF | 80.5 | 1 | 1 | 10 | NR | 8034035024795 | 94051140 | 6LT00 | Lighting | 6LT | CAT. LIGHT | 6LT59G | WORK & COMM. SPACES | 6LT59G07F | SURFACE MOUNTED | 6LT59G07F734 | ELIA CL
GWF1314MA840 | ELIA CL M2 25W 840 OPAL ON/OFF EM. | 145.5 | 1 | 1 | 10 | NR | 8034035024900 | 94051140 | 6LT00 | Lighting | 6LT | CAT. LIGHT | 6LT59G | WORK & COMM. SPACES | 6LT59G07F | SURFACE MOUNTED | 6LT59G07F734 | ELIA CL
GWF1315GA830 | ELIA CL S2 12W 830 OPAL SENSOR | 88.5 | 1 | 1 | 20 | NR | 8034035088834 | 94051140 | 6LT00 | Lighting | 6LT | CAT. LIGHT | 6LT59G | WORK & COMM. SPACES | 6LT59G07F | SURFACE MOUNTED | 6LT59G07F734 | ELIA CL
GWF1315GA840 | ELIA CL S2 12W 840 OPAL SENSOR | 88.5 | 1 | 1 | 20 | NR | 8034035024917 | 94051140 | 6LT00 | Lighting | 6LT | CAT. LIGHT | 6LT59G | WORK & COMM. SPACES | 6LT59G07F | SURFACE MOUNTED | 6LT59G07F734 | ELIA CL
GWF1315MA830 | ELIA CL M2 25W 830 OPAL SENSOR | 123 | 1 | 1 | 10 | NR | 8034035088841 | 94051140 | 6LT00 | Lighting | 6LT | CAT. LIGHT | 6LT59G | WORK & COMM. SPACES | 6LT59G07F | SURFACE MOUNTED | 6LT59G07F734 | ELIA CL
GWF1315MA840 | ELIA CL M2 25W 840 OPAL SENSOR | 123 | 1 | 1 | 10 | NR | 8034035024924 | 94051140 | 6LT00 | Lighting | 6LT | CAT. LIGHT | 6LT59G | WORK & COMM. SPACES | 6LT59G07F | SURFACE MOUNTED | 6LT59G07F734 | ELIA CL
GWF1316MA840 | ELIA CL M2 25W 840 OPAL SENSOR EM. | 169 | 1 | 1 | 10 | NR | 8034035024931 | 94051140 | 6LT00 | Lighting | 6LT | CAT. LIGHT | 6LT59G | WORK & COMM. SPACES | 6LT59G07F | SURFACE MOUNTED | 6LT59G07F734 | ELIA CL
GWF1410GH840 | ELIA AL S2 18W 840 60° ON/OFF | 81 | 1 | 1 | 18 | NR | 8034035024962 | 94051190 | 6LT00 | Lighting | 6LT | CAT. LIGHT | 6LT59G | WORK & COMM. SPACES | 6LT59G68F | DOWNLIGHT/SPOTLIGHTS | 6LT59G68F753 | ELIA AL
GWF1410MH840 | ELIA AL M2 25W 840 60° ON/OFF | 97 | 1 | 1 | 12 | NR | 8034035025013 | 94051190 | 6LT00 | Lighting | 6LT | CAT. LIGHT | 6LT59G | WORK & COMM. SPACES | 6LT59G68F | DOWNLIGHT/SPOTLIGHTS | 6LT59G68F753 | ELIA AL
GWF1411GH840 | ELIA AL S2 18W 840 60° DALI | 135.5 | 1 | 1 | 18 | NR | 8034035024979 | 94051190 | 6LT00 | Lighting | 6LT | CAT. LIGHT | 6LT59G | WORK & COMM. SPACES | 6LT59G68F | DOWNLIGHT/SPOTLIGHTS | 6LT59G68F753 | ELIA AL
GWF1411MH840 | ELIA AL M2 25W 840 60° DALI | 155 | 1 | 1 | 12 | NR | 8034035025020 | 94051190 | 6LT00 | Lighting | 6LT | CAT. LIGHT | 6LT59G | WORK & COMM. SPACES | 6LT59G68F | DOWNLIGHT/SPOTLIGHTS | 6LT59G68F753 | ELIA AL
GWF1510MA840 | ELIA DL M2 25W 840 OPAL ON/OFF | 68 | 1 | 1 | 10 | NR | 8034035025471 | 94051190 | 6LT00 | Lighting | 6LT | CAT. LIGHT | 6LT59G | WORK & COMM. SPACES | 6LT59G68F | DOWNLIGHT/SPOTLIGHTS | 6LT59G68F775 | ELIA DL
GWF1510MA940 | ELIA DL M2 25W 940 OPAL ON/OFF | 70.5 | 1 | 1 | 10 | NR | 8034035025532 | 94051190 | 6LT00 | Lighting | 6LT | CAT. LIGHT | 6LT59G | WORK & COMM. SPACES | 6LT59G68F | DOWNLIGHT/SPOTLIGHTS | 6LT59G68F775 | ELIA DL
GWF1510QA840 | ELIA DL L2 35W 840 OPAL ON/OFF | 70.5 | 1 | 1 | 10 | NR | 8034035025518 | 94051190 | 6LT00 | Lighting | 6LT | CAT. LIGHT | 6LT59G | WORK & COMM. SPACES | 6LT59G68F | DOWNLIGHT/SPOTLIGHTS | 6LT59G68F775 | ELIA DL
GWF1510QA940 | ELIA DL L2 35W 940 OPAL ON/OFF | 73 | 1 | 1 | 10 | NR | 8034035025563 | 94051190 | 6LT00 | Lighting | 6LT | CAT. LIGHT | 6LT59G | WORK & COMM. SPACES | 6LT59G68F | DOWNLIGHT/SPOTLIGHTS | 6LT59G68F775 | ELIA DL
GWF1511MA840 | ELIA DL M2 25W 840 OPAL DALI | 127 | 1 | 1 | 10 | NR | 8034035025488 | 94051190 | 6LT00 | Lighting | 6LT | CAT. LIGHT | 6LT59G | WORK & COMM. SPACES | 6LT59G68F | DOWNLIGHT/SPOTLIGHTS | 6LT59G68F775 | ELIA DL
GWF1511MA940 | ELIA DL M2 25W 940 OPAL DALI | 129 | 1 | 1 | 10 | NR | 8034035025556 | 94051190 | 6LT00 | Lighting | 6LT | CAT. LIGHT | 6LT59G | WORK & COMM. SPACES | 6LT59G68F | DOWNLIGHT/SPOTLIGHTS | 6LT59G68F775 | ELIA DL
GWF1511QA840 | ELIA DL L2 35W 840 OPAL DALI | 129 | 1 | 1 | 10 | NR | 8034035025495 | 94051190 | 6LT00 | Lighting | 6LT | CAT. LIGHT | 6LT59G | WORK & COMM. SPACES | 6LT59G68F | DOWNLIGHT/SPOTLIGHTS | 6LT59G68F775 | ELIA DL
GWF1511QA940 | ELIA DL L2 35W 940 OPAL DALI | 131 | 1 | 1 | 10 | NR | 8034035025570 | 94051190 | 6LT00 | Lighting | 6LT | CAT. LIGHT | 6LT59G | WORK & COMM. SPACES | 6LT59G68F | DOWNLIGHT/SPOTLIGHTS | 6LT59G68F775 | ELIA DL
GWF1610LA830 | ELIA PL M1 30X120 830 OPAL ON/OFF | 115 | 1 | 1 | 5 | NR | 8034035025730 | 94051190 | 6LT00 | Lighting | 6LT | CAT. LIGHT | 6LT59G | WORK & COMM. SPACES | 6LT59G09F | CEILING RECESSED | 6LT59G09F739 | ELIA PL
GWF1610LA840 | ELIA PL M1 30X120 840 OPAL ON/OFF | 115 | 1 | 1 | 5 | NR | 8034035026041 | 94051190 | 6LT00 | Lighting | 6LT | CAT. LIGHT | 6LT59G | WORK & COMM. SPACES | 6LT59G09F | CEILING RECESSED | 6LT59G09F739 | ELIA PL
GWF1610LA930 | ELIA PL M1 30X120 930 OPAL ON/OFF | 115 | 1 | 1 | 5 | NR | 8034035026126 | 94051190 | 6LT00 | Lighting | 6LT | CAT. LIGHT | 6LT59G | WORK & COMM. SPACES | 6LT59G09F | CEILING RECESSED | 6LT59G09F739 | ELIA PL
GWF1610LA940 | ELIA PL M1 30X120 940 OPAL ON/OFF | 115 | 1 | 1 | 5 | NR | 8034035026195 | 94051190 | 6LT00 | Lighting | 6LT | CAT. LIGHT | 6LT59G | WORK & COMM. SPACES | 6LT59G09F | CEILING RECESSED | 6LT59G09F739 | ELIA PL
GWF1610LN830 | ELIA PL M1 30X120 830 MICROPR. ON/OFF | 125 | 1 | 1 | 5 | NR | 8034035025976 | 94051190 | 6LT00 | Lighting | 6LT | CAT. LIGHT | 6LT59G | WORK & COMM. SPACES | 6LT59G09F | CEILING RECESSED | 6LT59G09F739 | ELIA PL
GWF1610LN840 | ELIA PL M1 30X120 840 MICROPR. ON/OFF | 125 | 1 | 1 | 5 | NR | 8034035026065 | 94051190 | 6LT00 | Lighting | 6LT | CAT. LIGHT | 6LT59G | WORK & COMM. SPACES | 6LT59G09F | CEILING RECESSED | 6LT59G09F739 | ELIA PL
GWF1610LN930 | ELIA PL M1 30X120 930 MICROPR. ON/OFF | 125 | 1 | 1 | 5 | NR | 8034035026133 | 94051190 | 6LT00 | Lighting | 6LT | CAT. LIGHT | 6LT59G | WORK & COMM. SPACES | 6LT59G09F | CEILING RECESSED | 6LT59G09F739 | ELIA PL
GWF1610LN940 | ELIA PL M1 30X120 940 MICROPR. ON/OFF | 125 | 1 | 1 | 5 | NR | 8034035026218 | 94051190 | 6LT00 | Lighting | 6LT | CAT. LIGHT | 6LT59G | WORK & COMM. SPACES | 6LT59G09F | CEILING RECESSED | 6LT59G09F739 | ELIA PL
GWF1610LT830 | ELIA PL BACKLIT M1 30X120 830 OP. ON/OFF | 114 | 1 | 1 | 5 | NR | 8034035107054 | 94051190 | 6LT00 | Lighting | 6LT | CAT. LIGHT | 6LT59G | WORK & COMM. SPACES | 6LT59G09F | CEILING RECESSED | 6LT59G09F747 | ELIA PL BACKLIT
GWF1610LT840 | ELIA PL BACKLIT M1 30X120 840 OP. ON/OFF | 114 | 1 | 1 | 5 | NR | 8034035107061 | 94051190 | 6LT00 | Lighting | 6LT | CAT. LIGHT | 6LT59G | WORK & COMM. SPACES | 6LT59G09F | CEILING RECESSED | 6LT59G09F747 | ELIA PL BACKLIT
GWF1610MA830 | ELIA PL M2 60X60 830 OPAL ON/OFF | 106.5 | 1 | 1 | 5 | NR | 8034035025716 | 94051190 | 6LT00 | Lighting | 6LT | CAT. LIGHT | 6LT59G | WORK & COMM. SPACES | 6LT59G09F | CEILING RECESSED | 6LT59G09F739 | ELIA PL
GWF1610MA840 | ELIA PL M2 60X60 840 OPAL ON/OFF | 106.5 | 1 | 1 | 5 | NR | 8034035025778 | 94051190 | 6LT00 | Lighting | 6LT | CAT. LIGHT | 6LT59G | WORK & COMM. SPACES | 6LT59G09F | CEILING RECESSED | 6LT59G09F739 | ELIA PL
GWF1610MA930 | ELIA PL M2 60X60 930 OPAL ON/OFF | 106.5 | 1 | 1 | 5 | NR | 8034035025822 | 94051190 | 6LT00 | Lighting | 6LT | CAT. LIGHT | 6LT59G | WORK & COMM. SPACES | 6LT59G09F | CEILING RECESSED | 6LT59G09F739 | ELIA PL
GWF1610MA940 | ELIA PL M2 60X60 940 OPAL ON/OFF | 106.5 | 1 | 1 | 5 | NR | 8034035025860 | 94051190 | 6LT00 | Lighting | 6LT | CAT. LIGHT | 6LT59G | WORK & COMM. SPACES | 6LT59G09F | CEILING RECESSED | 6LT59G09F739 | ELIA PL
GWF1610MN830 | ELIA PL M2 60X60 830 MICROPR. ON/OFF | 116 | 1 | 1 | 5 | NR | 8034035025747 | 94051190 | 6LT00 | Lighting | 6LT | CAT. LIGHT | 6LT59G | WORK & COMM. SPACES | 6LT59G09F | CEILING RECESSED | 6LT59G09F739 | ELIA PL
GWF1610MN840 | ELIA PL M2 60X60 840 MICROPR. ON/OFF | 116 | 1 | 1 | 5 | NR | 8034035025792 | 94051190 | 6LT00 | Lighting | 6LT | CAT. LIGHT | 6LT59G | WORK & COMM. SPACES | 6LT59G09F | CEILING RECESSED | 6LT59G09F739 | ELIA PL
GWF1610MN930 | ELIA PL M2 60X60 930 MICROPR. ON/OFF | 116 | 1 | 1 | 5 | NR | 8034035025839 | 94051190 | 6LT00 | Lighting | 6LT | CAT. LIGHT | 6LT59G | WORK & COMM. SPACES | 6LT59G09F | CEILING RECESSED | 6LT59G09F739 | ELIA PL
GWF1610MN940 | ELIA PL M2 60X60 940 MICROPR. ON/OFF | 116 | 1 | 1 | 5 | NR | 8034035025877 | 94051190 | 6LT00 | Lighting | 6LT | CAT. LIGHT | 6LT59G | WORK & COMM. SPACES | 6LT59G09F | CEILING RECESSED | 6LT59G09F739 | ELIA PL
GWF1610MT830 | ELIA PL BACKLIT M2 60X60 830 OPAL ON/OFF | 95.5 | 1 | 1 | 5 | NR | 8034035107078 | 94051190 | 6LT00 | Lighting | 6LT | CAT. LIGHT | 6LT59G | WORK & COMM. SPACES | 6LT59G09F | CEILING RECESSED | 6LT59G09F747 | ELIA PL BACKLIT
GWF1610MT840 | ELIA PL BACKLIT M2 60X60 840 OPAL ON/OFF | 95.5 | 1 | 1 | 5 | NR | 8034035107085 | 94051190 | 6LT00 | Lighting | 6LT | CAT. LIGHT | 6LT59G | WORK & COMM. SPACES | 6LT59G09F | CEILING RECESSED | 6LT59G09F747 | ELIA PL BACKLIT
GWF1610NA830 | ELIA PL M3 62X62 830 OPAL ON/OFF | 124 | 1 | 1 | 5 | NR | 8034035025723 | 94051190 | 6LT00 | Lighting | 6LT | CAT. LIGHT | 6LT59G | WORK & COMM. SPACES | 6LT59G09F | CEILING RECESSED | 6LT59G09F739 | ELIA PL
GWF1610NA840 | ELIA PL M3 62X62 840 OPAL ON/OFF | 124 | 1 | 1 | 5 | NR | 8034035025938 | 94051190 | 6LT00 | Lighting | 6LT | CAT. LIGHT | 6LT59G | WORK & COMM. SPACES | 6LT59G09F | CEILING RECESSED | 6LT59G09F739 | ELIA PL
GWF1610NA930 | ELIA PL M3 62X62 930 OPAL ON/OFF | 124 | 1 | 1 | 5 | NR | 8034035026010 | 94051190 | 6LT00 | Lighting | 6LT | CAT. LIGHT | 6LT59G | WORK & COMM. SPACES | 6LT59G09F | CEILING RECESSED | 6LT59G09F739 | ELIA PL
GWF1610NA940 | ELIA PL M3 62X62 940 OPAL ON/OFF | 124 | 1 | 1 | 5 | NR | 8034035026096 | 94051190 | 6LT00 | Lighting | 6LT | CAT. LIGHT | 6LT59G | WORK & COMM. SPACES | 6LT59G09F | CEILING RECESSED | 6LT59G09F739 | ELIA PL
GWF1610NN830 | ELIA PL M3 62X62 830 MICROPR. ON/OFF | 134.5 | 1 | 1 | 5 | NR | 8034035025907 | 94051190 | 6LT00 | Lighting | 6LT | CAT. LIGHT | 6LT59G | WORK & COMM. SPACES | 6LT59G09F | CEILING RECESSED | 6LT59G09F739 | ELIA PL
GWF1610NN840 | ELIA PL M3 62X62 840 MICROPR. ON/OFF | 134.5 | 1 | 1 | 5 | NR | 8034035025952 | 94051190 | 6LT00 | Lighting | 6LT | CAT. LIGHT | 6LT59G | WORK & COMM. SPACES | 6LT59G09F | CEILING RECESSED | 6LT59G09F739 | ELIA PL
GWF1610NN930 | ELIA PL M3 62X62 930 MICROPR. ON/OFF | 134.5 | 1 | 1 | 5 | NR | 8034035026034 | 94051190 | 6LT00 | Lighting | 6LT | CAT. LIGHT | 6LT59G | WORK & COMM. SPACES | 6LT59G09F | CEILING RECESSED | 6LT59G09F739 | ELIA PL
GWF1610NN940 | ELIA PL M3 62X62 940 MICROPR. ON/OFF | 134.5 | 1 | 1 | 5 | NR | 8034035026119 | 94051190 | 6LT00 | Lighting | 6LT | CAT. LIGHT | 6LT59G | WORK & COMM. SPACES | 6LT59G09F | CEILING RECESSED | 6LT59G09F739 | ELIA PL
GWF1610NT830 | ELIA PL BACKLIT M3 62X62 830 OPAL ON/OFF | 114 | 1 | 1 | 5 | NR | 8034035107092 | 94051190 | 6LT00 | Lighting | 6LT | CAT. LIGHT | 6LT59G | WORK & COMM. SPACES | 6LT59G09F | CEILING RECESSED | 6LT59G09F747 | ELIA PL BACKLIT
GWF1610NT840 | ELIA PL BACKLIT M3 62X62 840 OPAL ON/OFF | 114 | 1 | 1 | 5 | NR | 8034035107108 | 94051190 | 6LT00 | Lighting | 6LT | CAT. LIGHT | 6LT59G | WORK & COMM. SPACES | 6LT59G09F | CEILING RECESSED | 6LT59G09F747 | ELIA PL BACKLIT
GWF1611LA830 | ELIA PL M1 30X120 830 OPAL DALI | 182.5 | 1 | 1 | 5 | NR | 8034035025983 | 94051190 | 6LT00 | Lighting | 6LT | CAT. LIGHT | 6LT59G | WORK & COMM. SPACES | 6LT59G09F | CEILING RECESSED | 6LT59G09F739 | ELIA PL
GWF1611LA840 | ELIA PL M1 30X120 840 OPAL DALI | 182.5 | 1 | 1 | 5 | NR | 8034035026089 | 94051190 | 6LT00 | Lighting | 6LT | CAT. LIGHT | 6LT59G | WORK & COMM. SPACES | 6LT59G09F | CEILING RECESSED | 6LT59G09F739 | ELIA PL
GWF1611LA930 | ELIA PL M1 30X120 930 OPAL DALI | 182.5 | 1 | 1 | 5 | NR | 8034035026157 | 94051190 | 6LT00 | Lighting | 6LT | CAT. LIGHT | 6LT59G | WORK & COMM. SPACES | 6LT59G09F | CEILING RECESSED | 6LT59G09F739 | ELIA PL
GWF1611LA940 | ELIA PL M1 30X120 940 OPAL DALI | 182.5 | 1 | 1 | 5 | NR | 8034035026201 | 94051190 | 6LT00 | Lighting | 6LT | CAT. LIGHT | 6LT59G | WORK & COMM. SPACES | 6LT59G09F | CEILING RECESSED | 6LT59G09F739 | ELIA PL
GWF1611LN830 | ELIA PL M1 30X120 830 MICROPR. DALI | 191.5 | 1 | 1 | 5 | NR | 8034035026027 | 94051190 | 6LT00 | Lighting | 6LT | CAT. LIGHT | 6LT59G | WORK & COMM. SPACES | 6LT59G09F | CEILING RECESSED | 6LT59G09F739 | ELIA PL
GWF1611LN840 | ELIA PL M1 30X120 840 MICROPR. DALI | 191.5 | 1 | 1 | 5 | NR | 8034035026102 | 94051190 | 6LT00 | Lighting | 6LT | CAT. LIGHT | 6LT59G | WORK & COMM. SPACES | 6LT59G09F | CEILING RECESSED | 6LT59G09F739 | ELIA PL
GWF1611LN930 | ELIA PL M1 30X120 930 MICROPR. DALI | 191.5 | 1 | 1 | 5 | NR | 8034035026171 | 94051190 | 6LT00 | Lighting | 6LT | CAT. LIGHT | 6LT59G | WORK & COMM. SPACES | 6LT59G09F | CEILING RECESSED | 6LT59G09F739 | ELIA PL
GWF1611LN940 | ELIA PL M1 30X120 940 MICROPR. DALI | 191.5 | 1 | 1 | 5 | NR | 8034035026188 | 94051190 | 6LT00 | Lighting | 6LT | CAT. LIGHT | 6LT59G | WORK & COMM. SPACES | 6LT59G09F | CEILING RECESSED | 6LT59G09F739 | ELIA PL
GWF1611LT830 | ELIA PL BACKLIT M1 30X120 830 OPAL DALI | 152.5 | 1 | 1 | 5 | NR | 8034035107115 | 94051190 | 6LT00 | Lighting | 6LT | CAT. LIGHT | 6LT59G | WORK & COMM. SPACES | 6LT59G09F | CEILING RECESSED | 6LT59G09F747 | ELIA PL BACKLIT
GWF1611LT840 | ELIA PL BACKLIT M1 30X120 840 OPAL DALI | 152.5 | 1 | 1 | 5 | NR | 8034035107122 | 94051190 | 6LT00 | Lighting | 6LT | CAT. LIGHT | 6LT59G | WORK & COMM. SPACES | 6LT59G09F | CEILING RECESSED | 6LT59G09F747 | ELIA PL BACKLIT
GWF1611MA830 | ELIA PL M2 60X60 830 OPAL DALI | 175.5 | 1 | 1 | 5 | NR | 8034035025754 | 94051190 | 6LT00 | Lighting | 6LT | CAT. LIGHT | 6LT59G | WORK & COMM. SPACES | 6LT59G09F | CEILING RECESSED | 6LT59G09F739 | ELIA PL
GWF1611MA840 | ELIA PL M2 60X60 840 OPAL DALI | 175.5 | 1 | 1 | 5 | NR | 8034035025808 | 94051190 | 6LT00 | Lighting | 6LT | CAT. LIGHT | 6LT59G | WORK & COMM. SPACES | 6LT59G09F | CEILING RECESSED | 6LT59G09F739 | ELIA PL
GWF1611MA930 | ELIA PL M2 60X60 930 OPAL DALI | 175.5 | 1 | 1 | 5 | NR | 8034035025846 | 94051190 | 6LT00 | Lighting | 6LT | CAT. LIGHT | 6LT59G | WORK & COMM. SPACES | 6LT59G09F | CEILING RECESSED | 6LT59G09F739 | ELIA PL
GWF1611MA940 | ELIA PL M2 60X60 940 OPAL DALI | 175.5 | 1 | 1 | 5 | NR | 8034035025884 | 94051190 | 6LT00 | Lighting | 6LT | CAT. LIGHT | 6LT59G | WORK & COMM. SPACES | 6LT59G09F | CEILING RECESSED | 6LT59G09F739 | ELIA PL
GWF1611MN830 | ELIA PL M2 60X60 830 MICROPR. DALI | 184.5 | 1 | 1 | 5 | NR | 8034035025761 | 94051190 | 6LT00 | Lighting | 6LT | CAT. LIGHT | 6LT59G | WORK & COMM. SPACES | 6LT59G09F | CEILING RECESSED | 6LT59G09F739 | ELIA PL
GWF1611MN840 | ELIA PL M2 60X60 840 MICROPR. DALI | 184.5 | 1 | 1 | 5 | NR | 8034035025815 | 94051190 | 6LT00 | Lighting | 6LT | CAT. LIGHT | 6LT59G | WORK & COMM. SPACES | 6LT59G09F | CEILING RECESSED | 6LT59G09F739 | ELIA PL
GWF1611MN930 | ELIA PL M2 60X60 930 MICROPR. DALI | 184.5 | 1 | 1 | 5 | NR | 8034035025853 | 94051190 | 6LT00 | Lighting | 6LT | CAT. LIGHT | 6LT59G | WORK & COMM. SPACES | 6LT59G09F | CEILING RECESSED | 6LT59G09F739 | ELIA PL
GWF1611MN940 | ELIA PL M2 60X60 940 MICROPR. DALI | 184.5 | 1 | 1 | 5 | NR | 8034035025891 | 94051190 | 6LT00 | Lighting | 6LT | CAT. LIGHT | 6LT59G | WORK & COMM. SPACES | 6LT59G09F | CEILING RECESSED | 6LT59G09F739 | ELIA PL
GWF1611MT830 | ELIA PL BACKLIT M2 60X60 830 OPAL DALI | 134.5 | 1 | 1 | 5 | NR | 8034035107139 | 94051190 | 6LT00 | Lighting | 6LT | CAT. LIGHT | 6LT59G | WORK & COMM. SPACES | 6LT59G09F | CEILING RECESSED | 6LT59G09F747 | ELIA PL BACKLIT
GWF1611MT840 | ELIA PL BACKLIT M2 60X60 840 OPAL DALI | 134.5 | 1 | 1 | 5 | NR | 8034035107146 | 94051190 | 6LT00 | Lighting | 6LT | CAT. LIGHT | 6LT59G | WORK & COMM. SPACES | 6LT59G09F | CEILING RECESSED | 6LT59G09F747 | ELIA PL BACKLIT
GWF1611NA830 | ELIA PL M3 62X62 830 OPAL DALI | 191.5 | 1 | 1 | 5 | NR | 8034035025914 | 94051190 | 6LT00 | Lighting | 6LT | CAT. LIGHT | 6LT59G | WORK & COMM. SPACES | 6LT59G09F | CEILING RECESSED | 6LT59G09F739 | ELIA PL
GWF1611NA840 | ELIA PL M3 62X62 840 OPAL DALI | 191.5 | 1 | 1 | 5 | NR | 8034035025969 | 94051190 | 6LT00 | Lighting | 6LT | CAT. LIGHT | 6LT59G | WORK & COMM. SPACES | 6LT59G09F | CEILING RECESSED | 6LT59G09F739 | ELIA PL
GWF1611NA930 | ELIA PL M3 62X62 930 OPAL DALI | 191.5 | 1 | 1 | 5 | NR | 8034035026058 | 94051190 | 6LT00 | Lighting | 6LT | CAT. LIGHT | 6LT59G | WORK & COMM. SPACES | 6LT59G09F | CEILING RECESSED | 6LT59G09F739 | ELIA PL
GWF1611NA940 | ELIA PL M3 62X62 940 OPAL DALI | 191.5 | 1 | 1 | 5 | NR | 8034035026140 | 94051190 | 6LT00 | Lighting | 6LT | CAT. LIGHT | 6LT59G | WORK & COMM. SPACES | 6LT59G09F | CEILING RECESSED | 6LT59G09F739 | ELIA PL
GWF1611NN830 | ELIA PL M3 62X62 830 MICROPR. DALI | 202 | 1 | 1 | 5 | NR | 8034035025921 | 94051190 | 6LT00 | Lighting | 6LT | CAT. LIGHT | 6LT59G | WORK & COMM. SPACES | 6LT59G09F | CEILING RECESSED | 6LT59G09F739 | ELIA PL
GWF1611NN840 | ELIA PL M3 62X62 840 MICROPR. DALI | 202 | 1 | 1 | 5 | NR | 8034035025990 | 94051190 | 6LT00 | Lighting | 6LT | CAT. LIGHT | 6LT59G | WORK & COMM. SPACES | 6LT59G09F | CEILING RECESSED | 6LT59G09F739 | ELIA PL
GWF1611NN930 | ELIA PL M3 62X62 930 MICROPR. DALI | 202 | 1 | 1 | 5 | NR | 8034035026072 | 94051190 | 6LT00 | Lighting | 6LT | CAT. LIGHT | 6LT59G | WORK & COMM. SPACES | 6LT59G09F | CEILING RECESSED | 6LT59G09F739 | ELIA PL
GWF1611NN940 | ELIA PL M3 62X62 940 MICROPR. DALI | 202 | 1 | 1 | 5 | NR | 8034035026164 | 94051190 | 6LT00 | Lighting | 6LT | CAT. LIGHT | 6LT59G | WORK & COMM. SPACES | 6LT59G09F | CEILING RECESSED | 6LT59G09F739 | ELIA PL
GWF1611NT830 | ELIA PL BACKLIT M3 62X62 830 OPAL DALI | 152.5 | 1 | 1 | 5 | NR | 8034035107153 | 94051190 | 6LT00 | Lighting | 6LT | CAT. LIGHT | 6LT59G | WORK & COMM. SPACES | 6LT59G09F | CEILING RECESSED | 6LT59G09F747 | ELIA PL BACKLIT
GWF1611NT840 | ELIA PL BACKLIT M3 62X62 840 OPAL DALI | 152.5 | 1 | 1 | 5 | NR | 8034035107160 | 94051190 | 6LT00 | Lighting | 6LT | CAT. LIGHT | 6LT59G | WORK & COMM. SPACES | 6LT59G09F | CEILING RECESSED | 6LT59G09F747 | ELIA PL BACKLIT
GWF1810LL930 | VISIO [16] M1 30X120 930 UGR<16 ON/OFF | 161 | 1 | 1 | 4 | NR | 8034035107177 | 94051190 | 6LT00 | Lighting | 6LT | CAT. LIGHT | 6LT59G | WORK & COMM. SPACES | 6LT59G09F | CEILING RECESSED | 6LT59G09F745 | VISIO 16
GWF1810LL940 | VISIO [16] M1 30X120 940 UGR<16 ON/OFF | 161 | 1 | 1 | 4 | NR | 8034035107184 | 94051190 | 6LT00 | Lighting | 6LT | CAT. LIGHT | 6LT59G | WORK & COMM. SPACES | 6LT59G09F | CEILING RECESSED | 6LT59G09F745 | VISIO 16
GWF1810ML930 | VISIO [16] M2 60X60 930 UGR<16 ON/OFF | 161 | 1 | 1 | 4 | NR | 8034035107191 | 94051190 | 6LT00 | Lighting | 6LT | CAT. LIGHT | 6LT59G | WORK & COMM. SPACES | 6LT59G09F | CEILING RECESSED | 6LT59G09F745 | VISIO 16
GWF1810ML940 | VISIO [16] M2 60X60 940 UGR<16 ON/OFF | 161 | 1 | 1 | 4 | NR | 8034035107207 | 94051190 | 6LT00 | Lighting | 6LT | CAT. LIGHT | 6LT59G | WORK & COMM. SPACES | 6LT59G09F | CEILING RECESSED | 6LT59G09F745 | VISIO 16
GWF1810NL930 | VISIO [16] M3 62X62 930 UGR<16 ON/OFF | 161 | 1 | 1 | 4 | NR | 8034035107214 | 94051190 | 6LT00 | Lighting | 6LT | CAT. LIGHT | 6LT59G | WORK & COMM. SPACES | 6LT59G09F | CEILING RECESSED | 6LT59G09F745 | VISIO 16
GWF1810NL940 | VISIO [16] M3 62X62 940 UGR<16 ON/OFF | 161 | 1 | 1 | 4 | NR | 8034035107221 | 94051190 | 6LT00 | Lighting | 6LT | CAT. LIGHT | 6LT59G | WORK & COMM. SPACES | 6LT59G09F | CEILING RECESSED | 6LT59G09F745 | VISIO 16
GWF1811LL930 | VISIO [16] M1 30X120 930 UGR<16 DALI | 189.5 | 1 | 1 | 4 | NR | 8034035107238 | 94051190 | 6LT00 | Lighting | 6LT | CAT. LIGHT | 6LT59G | WORK & COMM. SPACES | 6LT59G09F | CEILING RECESSED | 6LT59G09F745 | VISIO 16
GWF1811LL940 | VISIO [16] M1 30X120 940 UGR<16 DALI | 189.5 | 1 | 1 | 4 | NR | 8034035107245 | 94051190 | 6LT00 | Lighting | 6LT | CAT. LIGHT | 6LT59G | WORK & COMM. SPACES | 6LT59G09F | CEILING RECESSED | 6LT59G09F745 | VISIO 16
GWF1811ML930 | VISIO [16] M2 60X60 930 UGR<16 DALI | 189.5 | 1 | 1 | 4 | NR | 8034035107252 | 94051190 | 6LT00 | Lighting | 6LT | CAT. LIGHT | 6LT59G | WORK & COMM. SPACES | 6LT59G09F | CEILING RECESSED | 6LT59G09F745 | VISIO 16
GWF1811ML940 | VISIO [16] M2 60X60 940 UGR<16 DALI | 189.5 | 1 | 1 | 4 | NR | 8034035107269 | 94051190 | 6LT00 | Lighting | 6LT | CAT. LIGHT | 6LT59G | WORK & COMM. SPACES | 6LT59G09F | CEILING RECESSED | 6LT59G09F745 | VISIO 16
GWF1811NL930 | VISIO [16] M3 62X62 930 UGR<16 DALI | 189.5 | 1 | 1 | 4 | NR | 8034035107276 | 94051190 | 6LT00 | Lighting | 6LT | CAT. LIGHT | 6LT59G | WORK & COMM. SPACES | 6LT59G09F | CEILING RECESSED | 6LT59G09F745 | VISIO 16
GWF1811NL940 | VISIO [16] M3 62X62 940 UGR<16 DALI | 189.5 | 1 | 1 | 4 | NR | 8034035107283 | 94051190 | 6LT00 | Lighting | 6LT | CAT. LIGHT | 6LT59G | WORK & COMM. SPACES | 6LT59G09F | CEILING RECESSED | 6LT59G09F745 | VISIO 16
GWF1901 | ELIA FL EXTREMO DE POSTE NEGRO | 47.35 | 1 | 1 | 8 | NR | 8034035027109 | 94059900 | 6LT00 | Lighting | 6LT | CAT. LIGHT | 6LT63G | SPORTS AND AREAS | 6LT63G72F | FLOODLIGHTS | 6LT63G72F797 | OTHER FLOODLIGHTS GW
GWF1910LA830 | ELIA PL IP65 M1 30X120 830 OPAL ON/OFF | 219.5 | 1 | 1 | 4 | NR | 8034035107290 | 94051190 | 6LT00 | Lighting | 6LT | CAT. LIGHT | 6LT59G | WORK & COMM. SPACES | 6LT59G09F | CEILING RECESSED | 6LT59G09F749 | ELIA PL IP 65
GWF1910LA840 | ELIA PL IP65 M1 30X120 840 OPAL ON/OFF | 219.5 | 1 | 1 | 4 | NR | 8034035107306 | 94051190 | 6LT00 | Lighting | 6LT | CAT. LIGHT | 6LT59G | WORK & COMM. SPACES | 6LT59G09F | CEILING RECESSED | 6LT59G09F749 | ELIA PL IP 65
GWF1910MA830 | ELIA PL IP65 M2 60X60 830 OPAL ON/OFF | 206 | 1 | 1 | 4 | NR | 8034035107313 | 94051190 | 6LT00 | Lighting | 6LT | CAT. LIGHT | 6LT59G | WORK & COMM. SPACES | 6LT59G09F | CEILING RECESSED | 6LT59G09F749 | ELIA PL IP 65
GWF1910MA840 | ELIA PL IP65 M2 60X60 840 OPAL ON/OFF | 206 | 1 | 1 | 4 | NR | 8034035107320 | 94051190 | 6LT00 | Lighting | 6LT | CAT. LIGHT | 6LT59G | WORK & COMM. SPACES | 6LT59G09F | CEILING RECESSED | 6LT59G09F749 | ELIA PL IP 65
GWF1910NA830 | ELIA PL IP65 M3 62X62 830 OPAL ON/OFF | 219.5 | 1 | 1 | 4 | NR | 8034035107337 | 94051190 | 6LT00 | Lighting | 6LT | CAT. LIGHT | 6LT59G | WORK & COMM. SPACES | 6LT59G09F | CEILING RECESSED | 6LT59G09F749 | ELIA PL IP 65
GWF1910NA840 | ELIA PL IP65 M3 62X62 840 OPAL ON/OFF | 219.5 | 1 | 1 | 4 | NR | 8034035107344 | 94051190 | 6LT00 | Lighting | 6LT | CAT. LIGHT | 6LT59G | WORK & COMM. SPACES | 6LT59G09F | CEILING RECESSED | 6LT59G09F749 | ELIA PL IP 65
GWF1911 | ELIA PL KIT BOX DE SUPERFICIE 60X60 | 81.5 | 1 | 1 | 2 | NR | 8034035027116 | 94059900 | 6LT00 | Lighting | 6LT | CAT. LIGHT | 6LT59G | WORK & COMM. SPACES | 6LT59G09F | CEILING RECESSED | 6LT59G09F739 | ELIA PL
GWF1912 | ELIA PL KIT BOX DE SUPERFICIE 62X62 | 91.5 | 1 | 1 | 2 | NR | 8034035027123 | 94059900 | 6LT00 | Lighting | 6LT | CAT. LIGHT | 6LT59G | WORK & COMM. SPACES | 6LT59G09F | CEILING RECESSED | 6LT59G09F739 | ELIA PL
GWF1913 | ELIA PL KIT BOX DE SUPERFICIE 30X120 | 104.5 | 1 | 1 | 3 | NR | 8034035027130 | 94059900 | 6LT00 | Lighting | 6LT | CAT. LIGHT | 6LT59G | WORK & COMM. SPACES | 6LT59G09F | CEILING RECESSED | 6LT59G09F739 | ELIA PL
GWF1914 | ELIA PL KIT BOX DE SUPERFICIE 60X60 | 40.2 | 1 | 1 | 20 | NR | 8034035114076 | 94059900 | 6LT00 | Lighting | 6LT | CAT. LIGHT | 6LT59G | WORK & COMM. SPACES | 6LT59G09F | CEILING RECESSED | 6LT59G09F739 | ELIA PL
GWF1915 | ELIA PL KIT BOX DE SUPERFICIE 62X62 | 45.3 | 1 | 1 | 20 | NR | 8034035114083 | 94059900 | 6LT00 | Lighting | 6LT | CAT. LIGHT | 6LT59G | WORK & COMM. SPACES | 6LT59G09F | CEILING RECESSED | 6LT59G09F739 | ELIA PL
GWF1916 | ELIA PL KIT BOX DE SUPERFICIE 30X120 | 51.5 | 1 | 1 | 12 | NR | 8034035114090 | 94059900 | 6LT00 | Lighting | 6LT | CAT. LIGHT | 6LT59G | WORK & COMM. SPACES | 6LT59G09F | CEILING RECESSED | 6LT59G09F739 | ELIA PL
GWF1917 | ELIA PL KIT BOX DE SUPERFICIE 60X60 DIY | 39.75 | 1 | 1 | 24 | NR | 8034035113987 | 94051190 | 6LT00 | Lighting | 6LT | CAT. LIGHT | 6LT59G | WORK & COMM. SPACES | 6LT59G09F | CEILING RECESSED | 6LT59G09F747 | ELIA PL BACKLIT
GWF1918 | ELIA PL KIT BOX DE SUPERFICIE 62X62 DIY | 44.9 | 1 | 1 | 24 | NR | 8034035113994 | 94051190 | 6LT00 | Lighting | 6LT | CAT. LIGHT | 6LT59G | WORK & COMM. SPACES | 6LT59G09F | CEILING RECESSED | 6LT59G09F747 | ELIA PL BACKLIT
GWF1919 | ELIA PL KIT BOX DE SUPERFICIE 30X120 DIY | 51 | 1 | 1 | 12 | NR | 8034035114007 | 94051190 | 6LT00 | Lighting | 6LT | CAT. LIGHT | 6LT59G | WORK & COMM. SPACES | 6LT59G09F | CEILING RECESSED | 6LT59G09F747 | ELIA PL BACKLIT
GWF1921 | ELIA PL KIT SUSPENSIÓN 4 CON CABLES | 14.75 | 1 | 4 | 80 | NR | 8034035027147 | 94059900 | 6LT00 | Lighting | 6LT | CAT. LIGHT | 6LT59G | WORK & COMM. SPACES | 6LT59G09F | CEILING RECESSED | 6LT59G09F739 | ELIA PL
GWF1922 | ELIA PL KIT 4 RESORTES PARA EMPOTRAR | 6.5 | 1 | 5 | 100 | NR | 8034035027154 | 94059900 | 6LT00 | Lighting | 6LT | CAT. LIGHT | 6LT59G | WORK & COMM. SPACES | 6LT59G09F | CEILING RECESSED | 6LT59G09F739 | ELIA PL
GWF1923 | ELIA PL KIT CABLE DE SEGURIDAD | 1.59 | 1 | 10 | 200 | NR | 8034035027918 | 94059900 | 6LT00 | Lighting | 6LT | CAT. LIGHT | 6LT59G | WORK & COMM. SPACES | 6LT59G09F | CEILING RECESSED | 6LT59G09F739 | ELIA PL
GWF1924 | ELIA PL IP65 KIT SUSPENSIÓN 4 CON CABLES | 22.25 | 1 | 4 | 80 | NR | 8034035114052 | 94059900 | 6LT00 | Lighting | 6LT | CAT. LIGHT | 6LT59G | WORK & COMM. SPACES | 6LT59G09F | CEILING RECESSED | 6LT59G09F749 | ELIA PL IP 65
GWF1925 | ELIA PL IP65 KIT 4 RESORTES P/ EMPOTRAR | 6.65 | 1 | 5 | 100 | NR | 8034035114069 | 94059900 | 6LT00 | Lighting | 6LT | CAT. LIGHT | 6LT59G | WORK & COMM. SPACES | 6LT59G09F | CEILING RECESSED | 6LT59G09F749 | ELIA PL IP 65
GWF1926 | ELIA PL BACKLIT KIT SUSP. 4 CON CABLES | 22.05 | 1 | 4 | 80 | NR | 8034035114014 | 94059900 | 6LT00 | Lighting | 6LT | CAT. LIGHT | 6LT59G | WORK & COMM. SPACES | 6LT59G09F | CEILING RECESSED | 6LT59G09F747 | ELIA PL BACKLIT
GWF1928 | VISIO [16] KIT SUSPENSIÓN 4 CON CABLES | 22.25 | 1 | 4 | 80 | NR | 8034035114038 | 85389099 | 6LT00 | Lighting | 6LT | CAT. LIGHT | 6LT59G | WORK & COMM. SPACES | 6LT59G09F | CEILING RECESSED | 6LT59G09F745 | VISIO 16
GWF1929 | VISIO [16] KIT 4 RESORTES PARA EMPOTRAR | 6.65 | 1 | 5 | 100 | NR | 8034035114045 | 85389099 | 6LT00 | Lighting | 6LT | CAT. LIGHT | 6LT59G | WORK & COMM. SPACES | 6LT59G09F | CEILING RECESSED | 6LT59G09F745 | VISIO 16
GWF1930 | KIT BOX DE SUPERFICIE 60X60 | 80.5 | 1 | 1 | 4 | NR | 8034035118104 | 94051190 | 6LT00 | Lighting | 6LT | CAT. LIGHT | 6LT59G | WORK & COMM. SPACES | 6LT59G09F | CEILING RECESSED | 6LT59G09F739 | ELIA PL
GWF1931 | KIT BOX DE SUPERFICIE 62X62 | 90.5 | 1 | 1 | 4 | NR | 8034035118111 | 85389099 | 6LT00 | Lighting | 6LT | CAT. LIGHT | 6LT59G | WORK & COMM. SPACES | 6LT59G09F | CEILING RECESSED | 6LT59G09F739 | ELIA PL
GWF1932 | KIT BOX DE SUPERFICIE 30X120 | 103.5 | 1 | 1 | 4 | NR | 8034035118128 | 94051190 | 6LT00 | Lighting | 6LT | CAT. LIGHT | 6LT59G | WORK & COMM. SPACES | 6LT59G09F | CEILING RECESSED | 6LT59G09F739 | ELIA PL
GWJ1001A | I-ON AUTOSTART 7,4 kW 2xT2S IP55 | 3917 | 1 | 1 | 1 | NR | 8034035028366 | 85044060 | 0EM02 | Mobility | 0EM | MOBILITY | 0EM18G | E-MOBILITY | 0EM18G28F | I-ON | 0EM18G28F692 | I-ON AUTOSTART
GWJ1001L | I-ON RFID 7,4 kW 2xT2S IP55 - ETH | 4804 | 1 | 1 | 1 | NR | 8034035028717 | 85044060 | 0EM02 | Mobility | 0EM | MOBILITY | 0EM18G | E-MOBILITY | 0EM18G28F | I-ON | 0EM18G28F712 | I-ON CLOUD
GWJ1001R | I-ON RFID 7,4 kW 2xT2S IP55 | 4274 | 1 | 1 | 1 | NR | 8034035028397 | 85044060 | 0EM02 | Mobility | 0EM | MOBILITY | 0EM18G | E-MOBILITY | 0EM18G28F | I-ON | 0EM18G28F710 | I-ON RFID
GWJ1001W | I-ON RFID 7,4 kW 2xT2S IP55 - 4G | 4988 | 1 | 1 | 1 | NR | 8034035028748 | 85044060 | 0EM02 | Mobility | 0EM | MOBILITY | 0EM18G | E-MOBILITY | 0EM18G28F | I-ON | 0EM18G28F712 | I-ON CLOUD
GWJ1002A | I-ON AUTOSTART 11 kW 2xT2S IP55 | 4008.5 | 1 | 1 | 1 | NR | 8034035028373 | 85044060 | 0EM02 | Mobility | 0EM | MOBILITY | 0EM18G | E-MOBILITY | 0EM18G28F | I-ON | 0EM18G28F692 | I-ON AUTOSTART
GWJ1002L | I-ON RFID 11 kW 2xT2S IP55 - ETH | 5079.5 | 1 | 1 | 1 | NR | 8034035028724 | 85044060 | 0EM02 | Mobility | 0EM | MOBILITY | 0EM18G | E-MOBILITY | 0EM18G28F | I-ON | 0EM18G28F712 | I-ON CLOUD
GWJ1002R | I-ON RFID 11 kW 2xT2S IP55 | 4539 | 1 | 1 | 1 | NR | 8034035028700 | 85044060 | 0EM02 | Mobility | 0EM | MOBILITY | 0EM18G | E-MOBILITY | 0EM18G28F | I-ON | 0EM18G28F710 | I-ON RFID
GWJ1002W | I-ON RFID 11 kW 2xT2S IP55 - 4G | 5263 | 1 | 1 | 1 | NR | 8034035028755 | 85044060 | 0EM02 | Mobility | 0EM | MOBILITY | 0EM18G | E-MOBILITY | 0EM18G28F | I-ON | 0EM18G28F712 | I-ON CLOUD
GWJ1003A | I-ON AUTOSTART 22 kW 2xT2S IP55 | 4100.5 | 1 | 1 | 1 | NR | 8034035028380 | 85044060 | 0EM02 | Mobility | 0EM | MOBILITY | 0EM18G | E-MOBILITY | 0EM18G28F | I-ON | 0EM18G28F692 | I-ON AUTOSTART
GWJ1003L | I-ON RFID 22 kW 2xT2S IP55 - ETH | 5171.5 | 1 | 1 | 1 | NR | 8034035028731 | 85044060 | 0EM02 | Mobility | 0EM | MOBILITY | 0EM18G | E-MOBILITY | 0EM18G28F | I-ON | 0EM18G28F712 | I-ON CLOUD
GWJ1003R | I-ON RFID 22 kW 2xT2S IP55 | 4641 | 1 | 1 | 1 | NR | 8034035041150 | 85044060 | 0EM02 | Mobility | 0EM | MOBILITY | 0EM18G | E-MOBILITY | 0EM18G28F | I-ON | 0EM18G28F710 | I-ON RFID
GWJ1003W | I-ON RFID 22 kW 2xT2S IP55 - 4G | 5345 | 1 | 1 | 1 | NR | 8034035028762 | 85044060 | 0EM02 | Mobility | 0EM | MOBILITY | 0EM18G | E-MOBILITY | 0EM18G28F | I-ON | 0EM18G28F712 | I-ON CLOUD
GWJ1021R | I-ON RFID 7,4 kW 2xT2S + 2xSchuko IP55 | 4988 | 1 | 1 | 1 | NR | 8034035052088 | 85044060 | 0EM02 | Mobility | 0EM | MOBILITY | 0EM18G | E-MOBILITY | 0EM18G28F | I-ON | 0EM18G28F710 | I-ON RFID
GWJ1021W | I-ON RFID 7,4 kW 2xT2S +2xSchuko IP55 4G | 5487.5 | 1 | 1 | 1 | NR | 8034035052095 | 85044060 | 0EM02 | Mobility | 0EM | MOBILITY | 0EM18G | E-MOBILITY | 0EM18G28F | I-ON | 0EM18G28F712 | I-ON CLOUD
GWJ1023R | I-ON RFID 22 kW 2xT2S + 2xSchuko IP55 | 5273.5 | 1 | 1 | 1 | NR | 8034035053207 | 85044060 | 0EM02 | Mobility | 0EM | MOBILITY | 0EM18G | E-MOBILITY | 0EM18G28F | I-ON | 0EM18G28F710 | I-ON RFID
GWJ1023W | I-ON RFID 22 kW 2xT2S + 2xSchuko IP55 4G | 5895.5 | 1 | 1 | 1 | NR | 8034035053214 | 85044060 | 0EM02 | Mobility | 0EM | MOBILITY | 0EM18G | E-MOBILITY | 0EM18G28F | I-ON | 0EM18G28F712 | I-ON CLOUD
GWJ1402T | I-ON EVO COL. RFID 2xT2S 7.4kW | 3888 | 1 | 1 | 1 | NR | 8034035155871 | 85044060 | 0EM02 | Mobility | 0EM | MOBILITY | 0EM18G | E-MOBILITY | 0EM18G28F | I-ON | 0EM18G28F714 | I-ON EVO RFID
GWJ1403R | I-ON RFID 22 kW 2xT2S IP55+RESTART | 5069.5 | 1 | 1 | 1 | NR | 8034035088704 | 85044060 | 0EM02 | Mobility | 0EM | MOBILITY | 0EM18G | E-MOBILITY | 0EM18G28F | I-ON | 0EM18G28F710 | I-ON RFID
GWJ1404T | I-ON EVO COL. RFID 2xT2S 22kW | 4080 | 1 | 1 | 1 | NR | 8034035123252 | 85044060 | 0EM02 | Mobility | 0EM | MOBILITY | 0EM18G | E-MOBILITY | 0EM18G28F | I-ON | 0EM18G28F714 | I-ON EVO RFID
GWJ1412T | I-ON EVO COL. RFID 2xT2C 7.4kW | 4411.5 | 1 | 1 | 1 | NR | 8034035156625 | 85044060 | 0EM02 | Mobility | 0EM | MOBILITY | 0EM18G | E-MOBILITY | 0EM18G28F | I-ON | 0EM18G28F714 | I-ON EVO RFID
GWJ1414T | I-ON EVO COL. RFID 2xT2C 22kW | 4551 | 1 | 1 | 1 | NR | 8034035123269 | 85044060 | 0EM02 | Mobility | 0EM | MOBILITY | 0EM18G | E-MOBILITY | 0EM18G28F | I-ON | 0EM18G28F714 | I-ON EVO RFID
GWJ1502T | I-ON EVO COL. RFID 2xT2S 7.4kW MID | 4307.5 | 1 | 1 | 1 | NR | 8034035156632 | 85044060 | 0EM02 | Mobility | 0EM | MOBILITY | 0EM18G | E-MOBILITY | 0EM18G28F | I-ON | 0EM18G28F715 | I-ON EVO MID
GWJ1504T | I-ON EVO COL. RFID 2xT2S 22kW MID | 4534 | 1 | 1 | 1 | NR | 8034035123276 | 85044060 | 0EM02 | Mobility | 0EM | MOBILITY | 0EM18G | E-MOBILITY | 0EM18G28F | I-ON | 0EM18G28F715 | I-ON EVO MID
GWJ1514T | I-ON EVO COL. RFID 2xT2C 22kW MID | 5057 | 1 | 1 | 1 | NR | 8034035156656 | 85044060 | 0EM02 | Mobility | 0EM | MOBILITY | 0EM18G | E-MOBILITY | 0EM18G28F | I-ON | 0EM18G28F715 | I-ON EVO MID
GWJ2101A | I-ON PARED AUTOSTART 7,4 kW 2xT2S IP55 | 2499 | 1 | 1 | 1 | NR | 8034035028779 | 85044060 | 0EM02 | Mobility | 0EM | MOBILITY | 0EM18G | E-MOBILITY | 0EM18G28F | I-ON | 0EM18G28F692 | I-ON AUTOSTART
GWJ2101L | I-ON PARED RFID 7,4 kW 2xT2S IP55 -ETH | 2856 | 1 | 1 | 1 | NR | 8034035028830 | 85044060 | 0EM02 | Mobility | 0EM | MOBILITY | 0EM18G | E-MOBILITY | 0EM18G28F | I-ON | 0EM18G28F712 | I-ON CLOUD
GWJ2101R | I-ON PARED RFID 7,4 kW 2xT2S IP55 | 2652 | 1 | 1 | 1 | NR | 8034035028809 | 85044060 | 0EM02 | Mobility | 0EM | MOBILITY | 0EM18G | E-MOBILITY | 0EM18G28F | I-ON | 0EM18G28F710 | I-ON RFID
GWJ2101W | I-ON PARED RFID 7,4 kW 2xT2S IP55 - 4G | 3386.5 | 1 | 1 | 1 | NR | 8034035028861 | 85044060 | 0EM02 | Mobility | 0EM | MOBILITY | 0EM18G | E-MOBILITY | 0EM18G28F | I-ON | 0EM18G28F712 | I-ON CLOUD
GWJ2102A | I-ON PARED AUTOSTART 11 kW 2xT2S IP55 | 2682.5 | 1 | 1 | 1 | NR | 8034035028786 | 85044060 | 0EM02 | Mobility | 0EM | MOBILITY | 0EM18G | E-MOBILITY | 0EM18G28F | I-ON | 0EM18G28F692 | I-ON AUTOSTART
GWJ2102L | I-ON PARED RFID 11 kW 2xT2S IP55 - ETH | 3386.5 | 1 | 1 | 1 | NR | 8034035028847 | 85044060 | 0EM02 | Mobility | 0EM | MOBILITY | 0EM18G | E-MOBILITY | 0EM18G28F | I-ON | 0EM18G28F712 | I-ON CLOUD
GWJ2102R | I-ON PARED RFID 11 kW 2xT2S IP55 | 3019 | 1 | 1 | 1 | NR | 8034035028816 | 85044060 | 0EM02 | Mobility | 0EM | MOBILITY | 0EM18G | E-MOBILITY | 0EM18G28F | I-ON | 0EM18G28F710 | I-ON RFID
GWJ2102W | I-ON PARED RFID 11 kW 2xT2S IP55 - 4G | 3570 | 1 | 1 | 1 | NR | 8034035028878 | 85044060 | 0EM02 | Mobility | 0EM | MOBILITY | 0EM18G | E-MOBILITY | 0EM18G28F | I-ON | 0EM18G28F712 | I-ON CLOUD
GWJ2103A | I-ON PARED AUTOSTART 22 kW 2xT2S IP55 | 2682.5 | 1 | 1 | 1 | NR | 8034035028793 | 85044060 | 0EM02 | Mobility | 0EM | MOBILITY | 0EM18G | E-MOBILITY | 0EM18G28F | I-ON | 0EM18G28F692 | I-ON AUTOSTART
GWJ2103L | I-ON PARED RFID 22 kW 2xT2S IP55 - ETH | 3386.5 | 1 | 1 | 1 | NR | 8034035028854 | 85044060 | 0EM02 | Mobility | 0EM | MOBILITY | 0EM18G | E-MOBILITY | 0EM18G28F | I-ON | 0EM18G28F712 | I-ON CLOUD
GWJ2103R | I-ON PARED RFID 22 kW 2xT2S IP55 | 3019 | 1 | 1 | 1 | NR | 8034035028823 | 85044060 | 0EM02 | Mobility | 0EM | MOBILITY | 0EM18G | E-MOBILITY | 0EM18G28F | I-ON | 0EM18G28F710 | I-ON RFID
GWJ2103W | I-ON PARED RFID 22 kW 2xT2S IP55 - 4G | 3570 | 1 | 1 | 1 | NR | 8034035028885 | 85044060 | 0EM02 | Mobility | 0EM | MOBILITY | 0EM18G | E-MOBILITY | 0EM18G28F | I-ON | 0EM18G28F712 | I-ON CLOUD
GWJ2121R | I-ON PARED RFID 7,4kW 1xT2S+1Scko IP55 | 3019 | 1 | 1 | 1 | NR | 8034035051579 | 85044060 | 0EM02 | Mobility | 0EM | MOBILITY | 0EM18G | E-MOBILITY | 0EM18G28F | I-ON | 0EM18G28F710 | I-ON RFID
GWJ2121W | I-ON PARED RFID 22kW 1xT2S+1Scko IP55-4G | 3386.5 | 1 | 1 | 1 | NR | 8034035051586 | 85044060 | 0EM02 | Mobility | 0EM | MOBILITY | 0EM18G | E-MOBILITY | 0EM18G28F | I-ON | 0EM18G28F712 | I-ON CLOUD
GWJ2123R | I-ON PARED RFID 22kW 1xT2S+1Scko IP55 | 3213 | 1 | 1 | 1 | NR | 8034035051593 | 85044060 | 0EM02 | Mobility | 0EM | MOBILITY | 0EM18G | E-MOBILITY | 0EM18G28F | I-ON | 0EM18G28F710 | I-ON RFID
GWJ2123W | I-ON PARED RFID 22kW 1xT2S+1Scko IP55 4G | 3570 | 1 | 1 | 1 | NR | 8034035053405 | 85044060 | 0EM02 | Mobility | 0EM | MOBILITY | 0EM18G | E-MOBILITY | 0EM18G28F | I-ON | 0EM18G28F712 | I-ON CLOUD
GWJ2402T | I-ON EVO WB RFID 2xT2S 7.4kW | 3592.5 | 1 | 1 | 1 | NR | 8034035124273 | 85044060 | 0EM02 | Mobility | 0EM | MOBILITY | 0EM18G | E-MOBILITY | 0EM18G28F | I-ON | 0EM18G28F714 | I-ON EVO RFID
GWJ2404T | I-ON EVO WB RFID 2xT2S 22kW | 3767 | 1 | 1 | 1 | NR | 8034035123283 | 85044060 | 0EM02 | Mobility | 0EM | MOBILITY | 0EM18G | E-MOBILITY | 0EM18G28F | I-ON | 0EM18G28F714 | I-ON EVO RFID
GWJ2502T | I-ON EVO WB RFID 2xT2S 7.4kW MID | 3958.5 | 1 | 1 | 1 | NR | 8034035124280 | 85044060 | 0EM02 | Mobility | 0EM | MOBILITY | 0EM18G | E-MOBILITY | 0EM18G28F | I-ON | 0EM18G28F715 | I-ON EVO MID
GWJ2504T | I-ON EVO WB RFID 2xT2S 22kW MID | 4150.5 | 1 | 1 | 1 | NR | 8034035124303 | 85044060 | 0EM02 | Mobility | 0EM | MOBILITY | 0EM18G | E-MOBILITY | 0EM18G28F | I-ON | 0EM18G28F715 | I-ON EVO MID
GWJ3001A | I-CON AUTOSTART 4,6 kW T2S IP55 | 707 | 1 | 1 | 1 | NR | 8034035069970 | 85044060 | 0EM01 | Mobility | 0EM | MOBILITY | 0EM18G | E-MOBILITY | 0EM18G25F | I-CON | 0EM18G25F001 | I-CON AUTOSTART
GWJ3002A | I-CON AUTOSTART 7,4 kW T2S IP55 | 728.5 | 1 | 1 | 1 | NR | 8034035069987 | 85044060 | 0EM01 | Mobility | 0EM | MOBILITY | 0EM18G | E-MOBILITY | 0EM18G25F | I-CON | 0EM18G25F001 | I-CON AUTOSTART
GWJ3002L | I-CON RFID 7,4 kW T2S IP55 - ETH | 1183 | 1 | 1 | 1 | NR | 8034035070990 | 85044060 | 0EM01 | Mobility | 0EM | MOBILITY | 0EM18G | E-MOBILITY | 0EM18G25F | I-CON | 0EM18G25F011 | I-CON CLOUD
GWJ3002R | I-CON RFID 7,4 kW T2S IP55 | 873 | 1 | 1 | 1 | NR | 8034035070952 | 85044060 | 0EM01 | Mobility | 0EM | MOBILITY | 0EM18G | E-MOBILITY | 0EM18G25F | I-CON | 0EM18G25F007 | I-CON RFID
GWJ3002W | I-CON RFID 7,4 kW T2S IP55 - 4G | 1377 | 1 | 1 | 1 | NR | 8034035071010 | 85044060 | 0EM01 | Mobility | 0EM | MOBILITY | 0EM18G | E-MOBILITY | 0EM18G25F | I-CON | 0EM18G25F011 | I-CON CLOUD
GWJ3003A | I-CON AUTOSTART 11 kW T2S IP55 | 739.5 | 1 | 1 | 1 | NR | 8034035069994 | 85044060 | 0EM01 | Mobility | 0EM | MOBILITY | 0EM18G | E-MOBILITY | 0EM18G25F | I-CON | 0EM18G25F001 | I-CON AUTOSTART
GWJ3004A | I-CON AUTOSTART 22 kW T2S IP55 | 771 | 1 | 1 | 1 | NR | 8034035070907 | 85044060 | 0EM01 | Mobility | 0EM | MOBILITY | 0EM18G | E-MOBILITY | 0EM18G25F | I-CON | 0EM18G25F001 | I-CON AUTOSTART
GWJ3004L | I-CON RFID 22 kW T2S IP55 - ETH | 1254.5 | 1 | 1 | 1 | NR | 8034035071003 | 85044060 | 0EM01 | Mobility | 0EM | MOBILITY | 0EM18G | E-MOBILITY | 0EM18G25F | I-CON | 0EM18G25F011 | I-CON CLOUD
GWJ3004R | I-CON RFID 22 kW T2S IP55 | 899.5 | 1 | 1 | 1 | NR | 8034035070969 | 85044060 | 0EM01 | Mobility | 0EM | MOBILITY | 0EM18G | E-MOBILITY | 0EM18G25F | I-CON | 0EM18G25F007 | I-CON RFID
GWJ3004W | I-CON RFID 22 kW T2S IP55 - 4G | 1479 | 1 | 1 | 1 | NR | 8034035071027 | 85044060 | 0EM01 | Mobility | 0EM | MOBILITY | 0EM18G | E-MOBILITY | 0EM18G25F | I-CON | 0EM18G25F011 | I-CON CLOUD
GWJ3011A | I-CON AT.START 4,6 kW T2C IP55 +5M CABLE | 804 | 1 | 1 | 1 | NR | 8034035071072 | 85044060 | 0EM01 | Mobility | 0EM | MOBILITY | 0EM18G | E-MOBILITY | 0EM18G25F | I-CON | 0EM18G25F001 | I-CON AUTOSTART
GWJ3012A | I-CON AT.START 7,4 kW T2C IP55 +5M CABLE | 835.5 | 1 | 1 | 1 | NR | 8034035071089 | 85044060 | 0EM01 | Mobility | 0EM | MOBILITY | 0EM18G | E-MOBILITY | 0EM18G25F | I-CON | 0EM18G25F001 | I-CON AUTOSTART
GWJ3012L | I-CON RFID 7,4 kW T2C IP55 - ETH +5M CAB | 1254.5 | 1 | 1 | 1 | NR | 8034035071195 | 85044060 | 0EM01 | Mobility | 0EM | MOBILITY | 0EM18G | E-MOBILITY | 0EM18G25F | I-CON | 0EM18G25F011 | I-CON CLOUD
GWJ3012R | I-CON RFID 7,4 kW T2C IP55 + 5M CABLE | 959 | 1 | 1 | 1 | NR | 8034035071157 | 85044060 | 0EM01 | Mobility | 0EM | MOBILITY | 0EM18G | E-MOBILITY | 0EM18G25F | I-CON | 0EM18G25F007 | I-CON RFID
GWJ3012W | I-CON RFID 7,4 kW T2C IP55 - 4G + 5M CAB | 1489 | 1 | 1 | 1 | NR | 8034035071218 | 85044060 | 0EM01 | Mobility | 0EM | MOBILITY | 0EM18G | E-MOBILITY | 0EM18G25F | I-CON | 0EM18G25F011 | I-CON CLOUD
GWJ3013A | I-CON AT.START 11 kW T2C IP55 + 5M CABLE | 840.5 | 1 | 1 | 1 | NR | 8034035071096 | 85044060 | 0EM01 | Mobility | 0EM | MOBILITY | 0EM18G | E-MOBILITY | 0EM18G25F | I-CON | 0EM18G25F001 | I-CON AUTOSTART
GWJ3014A | I-CON AT.START 22 kW T2C IP55 + 5M CABLE | 883.5 | 1 | 1 | 1 | NR | 8034035071102 | 85044060 | 0EM01 | Mobility | 0EM | MOBILITY | 0EM18G | E-MOBILITY | 0EM18G25F | I-CON | 0EM18G25F001 | I-CON AUTOSTART
GWJ3014L | I-CON RFID 22 kW T2C IP55 - ETH + 5M CAB | 1346.5 | 1 | 1 | 1 | NR | 8034035071201 | 85044060 | 0EM01 | Mobility | 0EM | MOBILITY | 0EM18G | E-MOBILITY | 0EM18G25F | I-CON | 0EM18G25F011 | I-CON CLOUD
GWJ3014R | I-CON RFID 22 kW T2C IP55 + 5M CABLE | 996.5 | 1 | 1 | 1 | NR | 8034035071164 | 85044060 | 0EM01 | Mobility | 0EM | MOBILITY | 0EM18G | E-MOBILITY | 0EM18G25F | I-CON | 0EM18G25F007 | I-CON RFID
GWJ3014W | I-CON RFID 22 kW T2C IP55 - 4G +5M CABLE | 1571 | 1 | 1 | 1 | NR | 8034035071225 | 85044060 | 0EM01 | Mobility | 0EM | MOBILITY | 0EM18G | E-MOBILITY | 0EM18G25F | I-CON | 0EM18G25F011 | I-CON CLOUD
GWJ3101A | I-CON AUTOSTART DLM 4,6 kW T2S IP55 | 766 | 1 | 1 | 1 | NR | 8034035071355 | 85044060 | 0EM01 | Mobility | 0EM | MOBILITY | 0EM18G | E-MOBILITY | 0EM18G25F | I-CON | 0EM18G25F003 | I-CON AUTOSTART DLM
GWJ3102A | I-CON AUTOSTART DLM 7,4 kW T2S IP55 | 787.5 | 1 | 1 | 1 | NR | 8034035071362 | 85044060 | 0EM01 | Mobility | 0EM | MOBILITY | 0EM18G | E-MOBILITY | 0EM18G25F | I-CON | 0EM18G25F003 | I-CON AUTOSTART DLM
GWJ3103A | I-CON AUTOSTART DLM 11 kW T2S IP55 | 851.5 | 1 | 1 | 1 | NR | 8034035081507 | 85044060 | 0EM01 | Mobility | 0EM | MOBILITY | 0EM18G | E-MOBILITY | 0EM18G25F | I-CON | 0EM18G25F003 | I-CON AUTOSTART DLM
GWJ3111A | I-CON AT.START DLM 4,6 kW T2C IP55 +5M | 862 | 1 | 1 | 1 | NR | 8034035071331 | 85044060 | 0EM01 | Mobility | 0EM | MOBILITY | 0EM18G | E-MOBILITY | 0EM18G25F | I-CON | 0EM18G25F003 | I-CON AUTOSTART DLM
GWJ3112A | I-CON AT.START DLM 7,4 kW T2C IP55 +5M | 883.5 | 1 | 1 | 1 | NR | 8034035071348 | 85044060 | 0EM01 | Mobility | 0EM | MOBILITY | 0EM18G | E-MOBILITY | 0EM18G25F | I-CON | 0EM18G25F003 | I-CON AUTOSTART DLM
GWJ3113A | I-CON AT.START DLM 11kW T2C IP55 +5M CAB | 937.5 | 1 | 1 | 1 | NR | 8034035081491 | 85044060 | 0EM01 | Mobility | 0EM | MOBILITY | 0EM18G | E-MOBILITY | 0EM18G25F | I-CON | 0EM18G25F003 | I-CON AUTOSTART DLM
GWJ3201A | I-CON PREM.AUT.DLM 4,6 kW T2S IP55 | 1050.5 | 1 | 1 | 1 | NR | 8034035070914 | 85044060 | 0EM01 | Mobility | 0EM | MOBILITY | 0EM18G | E-MOBILITY | 0EM18G25F | I-CON | 0EM18G25F003 | I-CON AUTOSTART DLM
GWJ3202A | I-CON PREM.AUT.DLM 7,4 kW T2S IP55 | 1061 | 1 | 1 | 1 | NR | 8034035070921 | 85044060 | 0EM01 | Mobility | 0EM | MOBILITY | 0EM18G | E-MOBILITY | 0EM18G25F | I-CON | 0EM18G25F003 | I-CON AUTOSTART DLM
GWJ3202L | I-CON PREM.RFID 7,4 kW T2S IP55 - ETH | 1367 | 1 | 1 | 1 | NR | 8034035071034 | 85044060 | 0EM01 | Mobility | 0EM | MOBILITY | 0EM18G | E-MOBILITY | 0EM18G25F | I-CON | 0EM18G25F011 | I-CON CLOUD
GWJ3202R | I-CON PREM.RFID 7,4 kW T2S IP55 | 1234 | 1 | 1 | 1 | NR | 8034035070976 | 85044060 | 0EM01 | Mobility | 0EM | MOBILITY | 0EM18G | E-MOBILITY | 0EM18G25F | I-CON | 0EM18G25F007 | I-CON RFID
GWJ3202W | I-CON PREM.RFID 7,4 kW T2S IP55 - 4G | 1591 | 1 | 1 | 1 | NR | 8034035071058 | 85044060 | 0EM01 | Mobility | 0EM | MOBILITY | 0EM18G | E-MOBILITY | 0EM18G25F | I-CON | 0EM18G25F011 | I-CON CLOUD
GWJ3203A | I-CON PREM. AUT. DLM 11 kW T2S IP55 | 1193.5 | 1 | 1 | 1 | NR | 8034035081514 | 85044060 | 0EM01 | Mobility | 0EM | MOBILITY | 0EM18G | E-MOBILITY | 0EM18G25F | I-CON | 0EM18G25F003 | I-CON AUTOSTART DLM
GWJ3204L | I-CON PREM.RFID 22 kW T2S IP55 - ETH | 1458.5 | 1 | 1 | 1 | NR | 8034035071041 | 85044060 | 0EM01 | Mobility | 0EM | MOBILITY | 0EM18G | E-MOBILITY | 0EM18G25F | I-CON | 0EM18G25F011 | I-CON CLOUD
GWJ3204R | I-CON PREM.RFID 22 kW T2S IP55 | 1316 | 1 | 1 | 1 | NR | 8034035070983 | 85044060 | 0EM01 | Mobility | 0EM | MOBILITY | 0EM18G | E-MOBILITY | 0EM18G25F | I-CON | 0EM18G25F007 | I-CON RFID
GWJ3204W | I-CON PREM.RFID 22 kW T2S IP55 - 4G | 1693 | 1 | 1 | 1 | NR | 8034035071065 | 85044060 | 0EM01 | Mobility | 0EM | MOBILITY | 0EM18G | E-MOBILITY | 0EM18G25F | I-CON | 0EM18G25F011 | I-CON CLOUD
GWJ3211A | I-CON PREM.AUT.DLM 4,6 kW T2C IP55 +5M | 1132 | 1 | 1 | 1 | NR | 8034035071119 | 85044060 | 0EM01 | Mobility | 0EM | MOBILITY | 0EM18G | E-MOBILITY | 0EM18G25F | I-CON | 0EM18G25F003 | I-CON AUTOSTART DLM
GWJ3212A | I-CON PREM.AUT.DLM 7,4 kW T2C IP55 +5M | 1163 | 1 | 1 | 1 | NR | 8034035071126 | 85044060 | 0EM01 | Mobility | 0EM | MOBILITY | 0EM18G | E-MOBILITY | 0EM18G25F | I-CON | 0EM18G25F003 | I-CON AUTOSTART DLM
GWJ3212L | I-CON PREM.RFID 7,4 kW T2C IP55 +ETH +5M | 1448.5 | 1 | 1 | 1 | NR | 8034035071232 | 85044060 | 0EM01 | Mobility | 0EM | MOBILITY | 0EM18G | E-MOBILITY | 0EM18G25F | I-CON | 0EM18G25F011 | I-CON CLOUD
GWJ3212R | I-CON PREM.RFID 7,4 kW T2C IP55 +5M CAB | 1305.5 | 1 | 1 | 1 | NR | 8034035071171 | 85044060 | 0EM01 | Mobility | 0EM | MOBILITY | 0EM18G | E-MOBILITY | 0EM18G25F | I-CON | 0EM18G25F007 | I-CON RFID
GWJ3212W | I-CON PREM.RFID 7,4 kW T2C IP55 -4G +5M | 1683 | 1 | 1 | 1 | NR | 8034035071256 | 85044060 | 0EM01 | Mobility | 0EM | MOBILITY | 0EM18G | E-MOBILITY | 0EM18G25F | I-CON | 0EM18G25F011 | I-CON CLOUD
GWJ3213A | I-CON PREM. AUT.DLM 11 kW T2C IP55 + 5M | 1265 | 1 | 1 | 1 | NR | 8034035081484 | 85044060 | 0EM01 | Mobility | 0EM | MOBILITY | 0EM18G | E-MOBILITY | 0EM18G25F | I-CON | 0EM18G25F003 | I-CON AUTOSTART DLM
GWJ3214L | I-CON PREM. RFID 22 kW T2C IP55 -ETH +5M | 1530 | 1 | 1 | 1 | NR | 8034035071249 | 85044060 | 0EM01 | Mobility | 0EM | MOBILITY | 0EM18G | E-MOBILITY | 0EM18G25F | I-CON | 0EM18G25F011 | I-CON CLOUD
GWJ3214R | I-CON PREM.RFID 22 kW T2C IP55 +5M CABLE | 1407.5 | 1 | 1 | 1 | NR | 8034035071188 | 85044060 | 0EM01 | Mobility | 0EM | MOBILITY | 0EM18G | E-MOBILITY | 0EM18G25F | I-CON | 0EM18G25F007 | I-CON RFID
GWJ3214W | I-CON PREM.RFID 22 kW T2C IP55 - 4G +5M | 1785 | 1 | 1 | 1 | NR | 8034035071263 | 85044060 | 0EM01 | Mobility | 0EM | MOBILITY | 0EM18G | E-MOBILITY | 0EM18G25F | I-CON | 0EM18G25F011 | I-CON CLOUD
GWJ3301A | I-CON PREM.A. AUT. DLM 4,6 kW T2S IP55 | 1142.5 | 1 | 1 | 1 | NR | 8034035070938 | 85044060 | 0EM01 | Mobility | 0EM | MOBILITY | 0EM18G | E-MOBILITY | 0EM18G25F | I-CON | 0EM18G25F003 | I-CON AUTOSTART DLM
GWJ3302A | I-CON PREM.A. AUT. DLM 7,4 kW T2S IP55 | 1163 | 1 | 1 | 1 | NR | 8034035070945 | 85044060 | 0EM01 | Mobility | 0EM | MOBILITY | 0EM18G | E-MOBILITY | 0EM18G25F | I-CON | 0EM18G25F003 | I-CON AUTOSTART DLM
GWJ3303A | I-CON PREM.A. AUT. DLM 11 kW T2S IP55 | 1265 | 1 | 1 | 1 | NR | 8034035081521 | 85044060 | 0EM01 | Mobility | 0EM | MOBILITY | 0EM18G | E-MOBILITY | 0EM18G25F | I-CON | 0EM18G25F003 | I-CON AUTOSTART DLM
GWJ3311A | I-CON PREM. AUT.DLM 4,6 kW T2C IP55 +5M | 1244.5 | 1 | 1 | 1 | NR | 8034035071133 | 85044060 | 0EM01 | Mobility | 0EM | MOBILITY | 0EM18G | E-MOBILITY | 0EM18G25F | I-CON | 0EM18G25F003 | I-CON AUTOSTART DLM
GWJ3312A | I-CON PREM. AUT.DLM 7,4 kW T2C IP55 +5M | 1275 | 1 | 1 | 1 | NR | 8034035071140 | 85044060 | 0EM01 | Mobility | 0EM | MOBILITY | 0EM18G | E-MOBILITY | 0EM18G25F | I-CON | 0EM18G25F003 | I-CON AUTOSTART DLM
GWJ3313A | I-CON PREM.A. AUT.DLM 11 kW T2C IP55 +5M | 1316 | 1 | 1 | 1 | NR | 8034035081477 | 85044060 | 0EM01 | Mobility | 0EM | MOBILITY | 0EM18G | E-MOBILITY | 0EM18G25F | I-CON | 0EM18G25F003 | I-CON AUTOSTART DLM
GWJ3402C | I-CON EVO SCP 7,4 KW DLM WIFI T2S | 724 | 1 | 1 | 1 | NR | 8034035109300 | 85044060 | 0EM03 | Mobility | 0EM | MOBILITY | 0EM18G | E-MOBILITY | 0EM18G25F | I-CON | 0EM18G25F015 | I-CON EVO FREE
GWJ3404C | I-CON EVO SCP 22 KW DLM WIFI T2S | 800.5 | 1 | 1 | 1 | NR | 8034035109263 | 85044060 | 0EM03 | Mobility | 0EM | MOBILITY | 0EM18G | E-MOBILITY | 0EM18G25F | I-CON | 0EM18G25F015 | I-CON EVO FREE
GWJ3412C | I-CON EVO SCP 7,4 KW DLM WIFI T2C | 818 | 1 | 1 | 1 | NR | 8034035109256 | 85044060 | 0EM03 | Mobility | 0EM | MOBILITY | 0EM18G | E-MOBILITY | 0EM18G25F | I-CON | 0EM18G25F015 | I-CON EVO FREE
GWJ3413C | I-CON EVO SCP 11 KW DLM WIFI T2C | 861 | 1 | 1 | 1 | NR | 8034035109218 | 85044060 | 0EM03 | Mobility | 0EM | MOBILITY | 0EM18G | E-MOBILITY | 0EM18G25F | I-CON | 0EM18G25F015 | I-CON EVO FREE
GWJ3414C | I-CON EVO SCP 22 KW DLM WIFI T2C | 928 | 1 | 1 | 1 | NR | 8034035109232 | 85044060 | 0EM03 | Mobility | 0EM | MOBILITY | 0EM18G | E-MOBILITY | 0EM18G25F | I-CON | 0EM18G25F015 | I-CON EVO FREE
GWJ3502G | I-CON EVO MCP OCPP T2S 7,4kW | 770 | 1 | 1 | 1 | NR | 8034035109171 | 85044060 | 0EM03 | Mobility | 0EM | MOBILITY | 0EM18G | E-MOBILITY | 0EM18G25F | I-CON | 0EM18G25F017 | I-CON EVO FREE M/S
GWJ3504G | I-CON EVO MCP OCPP T2S 22kW | 881.5 | 1 | 1 | 1 | NR | 8034035109126 | 85044060 | 0EM03 | Mobility | 0EM | MOBILITY | 0EM18G | E-MOBILITY | 0EM18G25F | I-CON | 0EM18G25F017 | I-CON EVO FREE M/S
GWJ3512G | I-CON EVO MCP OCPP T2C 7,4kW | 864 | 1 | 1 | 1 | NR | 8034035109119 | 85044060 | 0EM03 | Mobility | 0EM | MOBILITY | 0EM18G | E-MOBILITY | 0EM18G25F | I-CON | 0EM18G25F017 | I-CON EVO FREE M/S
GWJ3513G | I-CON EVO MCP OCPP T2C 11kW | 897.5 | 1 | 1 | 1 | NR | 8034035109089 | 85044060 | 0EM03 | Mobility | 0EM | MOBILITY | 0EM18G | E-MOBILITY | 0EM18G25F | I-CON | 0EM18G25F017 | I-CON EVO FREE M/S
GWJ3514G | I-CON EVO MCP OCPP T2C 22kW | 966 | 1 | 1 | 1 | NR | 8034035109096 | 85044060 | 0EM03 | Mobility | 0EM | MOBILITY | 0EM18G | E-MOBILITY | 0EM18G25F | I-CON | 0EM18G25F017 | I-CON EVO FREE M/S
GWJ3602T | I-CON EVO MCP RFID OCPP T2S 7,4kW | 928 | 1 | 1 | 1 | NR | 8034035109041 | 85044060 | 0EM03 | Mobility | 0EM | MOBILITY | 0EM18G | E-MOBILITY | 0EM18G25F | I-CON | 0EM18G25F021 | I-CON EVO RFID
GWJ3604T | I-CON EVO MCP RFID OCPP T2S 22kW | 1005.5 | 1 | 1 | 1 | NR | 8034035108976 | 85044060 | 0EM03 | Mobility | 0EM | MOBILITY | 0EM18G | E-MOBILITY | 0EM18G25F | I-CON | 0EM18G25F021 | I-CON EVO RFID
GWJ3612T | I-CON EVO MCP RFID OCPP T2C 7,4kW | 1020 | 1 | 1 | 1 | NR | 8034035108952 | 85044060 | 0EM03 | Mobility | 0EM | MOBILITY | 0EM18G | E-MOBILITY | 0EM18G25F | I-CON | 0EM18G25F021 | I-CON EVO RFID
GWJ3614T | I-CON EVO MCP RFID OCPP T2C 22kW | 1132 | 1 | 1 | 1 | NR | 8034035108921 | 85044060 | 0EM03 | Mobility | 0EM | MOBILITY | 0EM18G | E-MOBILITY | 0EM18G25F | I-CON | 0EM18G25F021 | I-CON EVO RFID
GWJ3702T | I-CON EVO MCP RFID OCPP T2S 7,4kW MID | 1254.5 | 1 | 1 | 1 | NR | 8034035109065 | 85044060 | 0EM03 | Mobility | 0EM | MOBILITY | 0EM18G | E-MOBILITY | 0EM18G25F | I-CON | 0EM18G25F025 | I-CON EVO MID
GWJ3704T | I-CON EVO MCP RFID OCPP T2S 22kW MID | 1407.5 | 1 | 1 | 1 | NR | 8034035109003 | 85044060 | 0EM03 | Mobility | 0EM | MOBILITY | 0EM18G | E-MOBILITY | 0EM18G25F | I-CON | 0EM18G25F025 | I-CON EVO MID
GWJ3712T | I-CON EVO MCP RFID OCPP T2C 7,4kW MID | 1346.5 | 1 | 1 | 1 | NR | 8034035108969 | 85044060 | 0EM03 | Mobility | 0EM | MOBILITY | 0EM18G | E-MOBILITY | 0EM18G25F | I-CON | 0EM18G25F025 | I-CON EVO MID
GWJ3714T | I-CON EVO MCP RFID OCPP T2C 22kW MID | 1530 | 1 | 1 | 1 | NR | 8034035108938 | 85044060 | 0EM03 | Mobility | 0EM | MOBILITY | 0EM18G | E-MOBILITY | 0EM18G25F | I-CON | 0EM18G25F025 | I-CON EVO MID
GWJ3802T | I-CON EVO PREMIUM MCP RFID T2S 7,4kW | 1101.5 | 1 | 1 | 1 | NR | 8034035109454 | 85044060 | 0EM03 | Mobility | 0EM | MOBILITY | 0EM18G | E-MOBILITY | 0EM18G25F | I-CON | 0EM18G25F021 | I-CON EVO RFID
GWJ3804T | I-CON EVO PREMIUM MCP RFID T2S 22kW | 1234 | 1 | 1 | 1 | NR | 8034035109430 | 85044060 | 0EM03 | Mobility | 0EM | MOBILITY | 0EM18G | E-MOBILITY | 0EM18G25F | I-CON | 0EM18G25F021 | I-CON EVO RFID
GWJ3812T | I-CON EVO PREMIUM MCP RFID T2C 7,4kW | 1193.5 | 1 | 1 | 1 | NR | 8034035109416 | 85044060 | 0EM03 | Mobility | 0EM | MOBILITY | 0EM18G | E-MOBILITY | 0EM18G25F | I-CON | 0EM18G25F021 | I-CON EVO RFID
GWJ3814T | I-CON EVO PREMIUM MCP RFID T2C 22kW | 1356.5 | 1 | 1 | 1 | NR | 8034035109393 | 85044060 | 0EM03 | Mobility | 0EM | MOBILITY | 0EM18G | E-MOBILITY | 0EM18G25F | I-CON | 0EM18G25F021 | I-CON EVO RFID
GWJ3902T | I-CON EVO PREMIUM MCP RFID T2S 7,4kW MID | 1438 | 1 | 1 | 1 | NR | 8034035109461 | 85044060 | 0EM03 | Mobility | 0EM | MOBILITY | 0EM18G | E-MOBILITY | 0EM18G25F | I-CON | 0EM18G25F025 | I-CON EVO MID
GWJ3904T | I-CON EVO PREMIUM MCP RFID T2S 22kW MID | 1642 | 1 | 1 | 1 | NR | 8034035109447 | 85044060 | 0EM03 | Mobility | 0EM | MOBILITY | 0EM18G | E-MOBILITY | 0EM18G25F | I-CON | 0EM18G25F025 | I-CON EVO MID
GWJ3912T | I-CON EVO PREMIUM MCP RFID T2C 7,4kW MID | 1540 | 1 | 1 | 1 | NR | 8034035109423 | 85044060 | 0EM03 | Mobility | 0EM | MOBILITY | 0EM18G | E-MOBILITY | 0EM18G25F | I-CON | 0EM18G25F025 | I-CON EVO MID
GWJ3914T | I-CON EVO PREMIUM MCP RFID T2C 22kW MID | 1734 | 1 | 1 | 1 | NR | 8034035109409 | 85044060 | 0EM03 | Mobility | 0EM | MOBILITY | 0EM18G | E-MOBILITY | 0EM18G25F | I-CON | 0EM18G25F025 | I-CON EVO MID
GWJ5814CT | MANGUERA T2-T2 1P 32A 4M ESPIRAL (7.4KW) | 267 | 1 | 1 | 1 | NR | 8034035106026 | 85369010 | 0EM02 | Mobility | 0EM | MOBILITY | 0EM18G | E-MOBILITY | 0EM18G32H | COMPONENTS | 0EM18G32H061 | CORDSET
GWJ5815BL | MANGUERA T2-T2 1P 20A 5M (4.6KW) | 153 | 1 | 1 | 1 | NR | 8034035105944 | 85369010 | 0EM02 | Mobility | 0EM | MOBILITY | 0EM18G | E-MOBILITY | 0EM18G32H | COMPONENTS | 0EM18G32H061 | CORDSET
GWJ5815CL | MANGUERA T2-T2 1P 32A 5M (7.4KW) | 181.5 | 1 | 1 | 1 | NR | 8034035105968 | 85369010 | 0EM02 | Mobility | 0EM | MOBILITY | 0EM18G | E-MOBILITY | 0EM18G32H | COMPONENTS | 0EM18G32H061 | CORDSET
GWJ5815EV | MANGUERA T2-T2 3P 16A 5M (11KW) EV Ready | 211 | 1 | 1 | 1 | NR | 8034035109485 | 85369010 | 0EM02 | Mobility | 0EM | MOBILITY | 0EM18G | E-MOBILITY | 0EM18G32H | COMPONENTS | 0EM18G32H061 | CORDSET
GWJ5818BL | MANGUERA T2-T2 1P 20A 8M (4.6KW) | 170.5 | 1 | 1 | 1 | NR | 8034035105951 | 85369010 | 0EM02 | Mobility | 0EM | MOBILITY | 0EM18G | E-MOBILITY | 0EM18G32H | COMPONENTS | 0EM18G32H061 | CORDSET
GWJ5818CL | MANGUERA T2-T2 1P 32A 8M (7.4KW) | 208 | 1 | 1 | 1 | NR | 8034035105975 | 85369010 | 0EM02 | Mobility | 0EM | MOBILITY | 0EM18G | E-MOBILITY | 0EM18G32H | COMPONENTS | 0EM18G32H061 | CORDSET
GWJ5818EV | MANGUERA T2-T2 3P 16A 8M (11KW) EV Ready | 243 | 1 | 1 | 1 | NR | 8034035109492 | 85369010 | 0EM02 | Mobility | 0EM | MOBILITY | 0EM18G | E-MOBILITY | 0EM18G32H | COMPONENTS | 0EM18G32H061 | CORDSET
GWJ5834CT | MANGUERA T2-T2 3P 32A 4M ESPIRAL (7.4KW) | 303 | 1 | 1 | 1 | NR | 8034035106033 | 85369010 | 0EM02 | Mobility | 0EM | MOBILITY | 0EM18G | E-MOBILITY | 0EM18G32H | COMPONENTS | 0EM18G32H061 | CORDSET
GWJ5835AL | MANGUERA T2-T2 3P 16A 5M (11KW) | 170.5 | 1 | 1 | 1 | NR | 8034035105982 | 85369010 | 0EM02 | Mobility | 0EM | MOBILITY | 0EM18G | E-MOBILITY | 0EM18G32H | COMPONENTS | 0EM18G32H061 | CORDSET
GWJ5835CL | MANGUERA T2-T2 3P 32A 5M (22KW) | 192 | 1 | 1 | 1 | NR | 8034035106002 | 85369010 | 0EM02 | Mobility | 0EM | MOBILITY | 0EM18G | E-MOBILITY | 0EM18G32H | COMPONENTS | 0EM18G32H061 | CORDSET
GWJ5835EV | MANGUERA T2-T2 3P 32A 5M (22KW) EV Ready | 220.5 | 1 | 1 | 1 | NR | 8034035109508 | 85369010 | 0EM02 | Mobility | 0EM | MOBILITY | 0EM18G | E-MOBILITY | 0EM18G32H | COMPONENTS | 0EM18G32H061 | CORDSET
GWJ5838AL | MANGUERA T2-T2 3P 16A 8M (11KW) | 189.5 | 1 | 1 | 1 | NR | 8034035105999 | 85369010 | 0EM02 | Mobility | 0EM | MOBILITY | 0EM18G | E-MOBILITY | 0EM18G32H | COMPONENTS | 0EM18G32H061 | CORDSET
GWJ5838CL | MANGUERA T2-T2 3P 32A 8M (22KW) | 259 | 1 | 1 | 1 | NR | 8034035106019 | 85369010 | 0EM02 | Mobility | 0EM | MOBILITY | 0EM18G | E-MOBILITY | 0EM18G32H | COMPONENTS | 0EM18G32H061 | CORDSET
GWJ5838EV | MANGUERA T2-T2 3P 32A 8M (22KW) EV Ready | 275.5 | 1 | 1 | 1 | NR | 8034035109515 | 85369010 | 0EM02 | Mobility | 0EM | MOBILITY | 0EM18G | E-MOBILITY | 0EM18G32H | COMPONENTS | 0EM18G32H061 | CORDSET
GWJ5913 | FUNDA MANG. T2-T2 PARA COCHE ELECTRICO | 49 | 1 | 1 | 10 | NR | 8034035109478 |  | 0EM02 | Mobility | 0EM | MOBILITY | 0EM18G | E-MOBILITY | 0EM18G32H | COMPONENTS | 0EM18G32H063 | ACCESSORI COMPONENTS
GWJ8001 | TARJETA RFID JOINON (ver GWJ8002) | 8.6 | 1 | 1 | 50 | NR | 8034035028946 |  | 0EM02 | Mobility | 0EM | MOBILITY | 0EM18G | E-MOBILITY | 0EM18G28F | I-ON | 0EM18G28F730 | ACCESSORI I-ON
GWJ8002 | TESSERA JOINON PER ABILITAZIONERICARICA | 18.4 | 1 | 1 | 50 | NR | 8034035151538 | 85235200 | 0EM02 | Mobility | 0EM | MOBILITY | 0EM18G | E-MOBILITY | 0EM18G25F | I-CON | 0EM18G25F033 | ACCESSORI I-CON
GWJ8011 | JOINON KIT ETHERNET | 385.5 | 1 | 1 | 1 | NR | 8034035028939 |  | 0EM02 | Mobility | 0EM | MOBILITY | 0EM18G | E-MOBILITY | 0EM18G28F | I-ON | 0EM18G28F730 | ACCESSORI I-ON
GWJ8012 | JOINON KIT ETHERNET + MODEM 4G | 573 | 1 | 1 | 1 | NR | 8034035028922 |  | 0EM02 | Mobility | 0EM | MOBILITY | 0EM18G | E-MOBILITY | 0EM18G28F | I-ON | 0EM18G28F730 | ACCESSORI I-ON
GWJ8013 | I-ON EVO 4G MODEM KIT | 262 | 1 | 1 | 1 | NR | 8034035129773 | 85176200 | 0EM02 | Mobility | 0EM | MOBILITY | 0EM18G | E-MOBILITY | 0EM18G28F | I-ON | 0EM18G28F730 | ACCESSORI I-ON
GWJ8014 | TARJETA SIM DATOS PARA PLATAFORMA JOINON | 18.4 | 1 | 1 | 10 | NR | 8034035043703 | 85238090 | 0EM02 | Mobility | 0EM | MOBILITY | 0EM18G | E-MOBILITY | 0EM18G28F | I-ON | 0EM18G28F730 | ACCESSORI I-ON
GWJ8018 | KIT CABLE CONFIGURACION NET | 59 | 1 | 1 | 5 | NR | 8034035069680 | 85444290 | 0EM02 | Mobility | 0EM | MOBILITY | 0EM18G | E-MOBILITY | 0EM18G28F | I-ON | 0EM18G28F730 | ACCESSORI I-ON
GWJ8021 | PLACA DE FIJACIÓN A SUELO I-ON | 87.5 | 1 | 1 | 1 | NR | 8034035028915 | 73269098 | 0EM02 | Mobility | 0EM | MOBILITY | 0EM18G | E-MOBILITY | 0EM18G28F | I-ON | 0EM18G28F730 | ACCESSORI I-ON
GWJ8033 | CONTADOR DE ENERGÍA PARA SITE CONTROLLER | 1142.5 | 1 | 1 | 1 | NR | 8034035086212 | 90283019 | 0EM02 | Mobility | 0EM | MOBILITY | 0EM18G | E-MOBILITY | 0EM18G28F | I-ON | 0EM18G28F730 | ACCESSORI I-ON
GWJ8034 | SOPORTE MONTAJE DE CUBIERTA EN PARED | 80.5 | 1 | 1 | 1 | NR | 8034035085895 | 73269098 | 0EM02 | Mobility | 0EM | MOBILITY | 0EM18G | E-MOBILITY | 0EM18G25F | I-CON | 0EM18G25F033 | ACCESSORI I-CON
GWJ8037 | KIT TC PARA DLM MONOFÁSICO | 68.5 | 1 | 1 | 1 | NR | 8034035124839 | 85043180 | 0EM02 | Mobility | 0EM | MOBILITY | 0EM18G | E-MOBILITY | 0EM18G25F | I-CON | 0EM18G25F033 | ACCESSORI I-CON
GWJ8038 | KIT TC PARA DLM TRIFÁSICO | 154 | 1 | 1 | 1 | NR | 8034035124846 | 85043180 | 0EM02 | Mobility | 0EM | MOBILITY | 0EM18G | E-MOBILITY | 0EM18G25F | I-CON | 0EM18G25F033 | ACCESSORI I-CON
GWJ8101 | I-CON - CAJA PARA INSTALACIÓN EMPOTRADA | 48.2 | 1 | 1 | 1 | NR | 8034035070815 | 85389099 | 0EM02 | Mobility | 0EM | MOBILITY | 0EM18G | E-MOBILITY | 0EM18G25F | I-CON | 0EM18G25F033 | ACCESSORI I-CON
GWJ8102 | SOPORTE DE SUELO I-CON SIMPLE | 385.5 | 1 | 1 | 1 | NR | 8034035071379 | 73269098 | 0EM02 | Mobility | 0EM | MOBILITY | 0EM18G | E-MOBILITY | 0EM18G25F | I-CON | 0EM18G25F033 | ACCESSORI I-CON
GWJ8103 | SOPORTE DE SUELO I-CON DOBLE | 476.5 | 1 | 1 | 1 | NR | 8034035071386 | 73269098 | 0EM02 | Mobility | 0EM | MOBILITY | 0EM18G | E-MOBILITY | 0EM18G25F | I-CON | 0EM18G25F033 | ACCESSORI I-CON
GWJ8104 | TEJADILLO PROTECCION METÁLICO I-CON | 193 | 1 | 1 | 1 | NR | 8034035071393 | 73269098 | 0EM02 | Mobility | 0EM | MOBILITY | 0EM18G | E-MOBILITY | 0EM18G25F | I-CON | 0EM18G25F033 | ACCESSORI I-CON
GWJ8105 | CHARGING CABLE HOLDER | 31.6 | 1 | 1 | 4 | NR | 8034035128752 | 73269098 | 0EM02 | Mobility | 0EM | MOBILITY | 0EM18G | E-MOBILITY | 0EM18G25F | I-CON | 0EM18G25F033 | ACCESSORI I-CON
GWJ8111 | I-CON EVO 4G MODEM KIT | 230.5 | 1 | 1 | 1 | NR | 8034035124853 | 85176200 | 0EM02 | Mobility | 0EM | MOBILITY | 0EM18G | E-MOBILITY | 0EM18G25F | I-CON | 0EM18G25F033 | ACCESSORI I-CON
GWL1901 | KIT SUSPENSIÓN SMART [4] 1M-2M | 39.55 | 1 | 1 | 5 | NR | 8011564816718 | 94059900 | 6LT00 | Lighting | 6LT | CAT. LIGHT | 6LT57G | INDUSTRIAL SPACES | 6LT57G67F | HIGH BAY AND LOW BAY | 6LT57G67F741 | SMART 4
GWL1907 | CRISTAL TRANSPARENTE SMART[4] | 42.85 | 1 | 1 | 1 | NR | 8011564825321 | 70071920 | 6LT00 | Lighting | 6LT | CAT. LIGHT | 6LT57G | INDUSTRIAL SPACES | 6LT57G67F | HIGH BAY AND LOW BAY | 6LT57G67F741 | SMART 4
GWL1926 | KIT DE FIJACIÓN A TUBO SMART[4] 1M | 22.35 | 1 | 1 | 1 | NR | 8011564816817 | 94059900 | 6LT00 | Lighting | 6LT | CAT. LIGHT | 6LT57G | INDUSTRIAL SPACES | 6LT57G67F | HIGH BAY AND LOW BAY | 6LT57G67F741 | SMART 4
GWL1927 | KIT MONTAJE PARED/TECHO SMART[4] 2M | 45.1 | 1 | 1 | 1 | NR | 8011564816633 | 94059900 | 6LT00 | Lighting | 6LT | CAT. LIGHT | 6LT57G | INDUSTRIAL SPACES | 6LT57G67F | HIGH BAY AND LOW BAY | 6LT57G67F741 | SMART 4
GWL1930 | KIT DE FIJACIÓN A TUBO SMART[4] 2M | 38.55 | 1 | 1 | 1 | NR | 8011564847842 | 94059900 | 6LT00 | Lighting | 6LT | CAT. LIGHT | 6LT57G | INDUSTRIAL SPACES | 6LT57G67F | HIGH BAY AND LOW BAY | 6LT57G67F741 | SMART 4
GWL1943 | KIT LIRA SMART[4] 1M RAL 7035 | 41.7 | 1 | 1 | 4 | NR | 8034035053306 | 94059900 | 6LT00 | Lighting | 6LT | CAT. LIGHT | 6LT57G | INDUSTRIAL SPACES | 6LT57G67F | HIGH BAY AND LOW BAY | 6LT57G67F741 | SMART 4
GWL1944 | KIT LIRA SMART[4] 2M RAL 7035 | 55 | 1 | 1 | 4 | NR | 8034035053313 | 94059900 | 6LT00 | Lighting | 6LT | CAT. LIGHT | 6LT57G | INDUSTRIAL SPACES | 6LT57G67F | HIGH BAY AND LOW BAY | 6LT57G67F741 | SMART 4
GWL1945 | KIT LIRA SMART[4] 4M RAL 7035 | 194.5 | 1 | 1 | 4 | NR | 8034035053320 | 94059900 | 6LT00 | Lighting | 6LT | CAT. LIGHT | 6LT57G | INDUSTRIAL SPACES | 6LT57G67F | HIGH BAY AND LOW BAY | 6LT57G67F741 | SMART 4
GWL1948 | KIT MONTAJE PARED/TECHO SMART[4] 4M | 165 | 1 | 1 | 2 | NR | 8034035053337 | 94059900 | 6LT00 | Lighting | 6LT | CAT. LIGHT | 6LT57G | INDUSTRIAL SPACES | 6LT57G67F | HIGH BAY AND LOW BAY | 6LT57G67F741 | SMART 4
GWN1002 | DOMO CENTER CAJA TRASERA H.2400 | 809.5 | 1 | 1 | 1 | NR | 8011564832435 | 85381000 | 4BX00 | Installation | 4BX | INSTALLATION BOX | 4BX37G | CAJAS DE EMPOTRAR | 4BX37G44F | 40 CD CUAD. EMP. | 4BX37G44F451 | DOMO CENTER RANGE
GWN1003 | DOMO CENTER CAJA TRASERA H.2700 | 869.5 | 1 | 1 | 1 | NR | 8011564832442 | 85381000 | 4BX00 | Installation | 4BX | INSTALLATION BOX | 4BX37G | CAJAS DE EMPOTRAR | 4BX37G44F | 40 CD CUAD. EMP. | 4BX37G44F451 | DOMO CENTER RANGE
GWN1012 | DOMO CENTER MARCO CARRIL DIN H.300 40M | 140.5 | 1 | 1 | 1 | NR | 8011564832459 | 85381000 | 4BX00 | Installation | 4BX | INSTALLATION BOX | 4BX37G | CAJAS DE EMPOTRAR | 4BX37G44F | 40 CD CUAD. EMP. | 4BX37G44F451 | DOMO CENTER RANGE
GWN1014 | DOMO CENTER MARCO CARRIL DIN H.600 80M | 178 | 1 | 1 | 1 | NR | 8011564832466 | 85381000 | 4BX00 | Installation | 4BX | INSTALLATION BOX | 4BX37G | CAJAS DE EMPOTRAR | 4BX37G44F | 40 CD CUAD. EMP. | 4BX37G44F451 | DOMO CENTER RANGE
GWN1022 | DOMO CENTER MARCO PLACA MONT. H.300 | 131 | 1 | 1 | 1 | NR | 8011564832473 | 85381000 | 4BX00 | Installation | 4BX | INSTALLATION BOX | 4BX37G | CAJAS DE EMPOTRAR | 4BX37G44F | 40 CD CUAD. EMP. | 4BX37G44F451 | DOMO CENTER RANGE
GWN1024 | DOMO CENTER MARCO PLACA MONT. H.600 | 170.5 | 1 | 1 | 1 | NR | 8011564832480 | 85381000 | 4BX00 | Installation | 4BX | INSTALLATION BOX | 4BX37G | CAJAS DE EMPOTRAR | 4BX37G44F | 40 CD CUAD. EMP. | 4BX37G44F451 | DOMO CENTER RANGE
GWN1031F | DOMO CENTER KIT MULTIMEDIA DISTR. FULL | 656.5 | 1 | 1 | 1 | NR | 8034035024047 | 85389099 | 4BX00 | Installation | 4BX | INSTALLATION BOX | 4BX37G | CAJAS DE EMPOTRAR | 4BX37G44F | 40 CD CUAD. EMP. | 4BX37G44F451 | DOMO CENTER RANGE
GWN1042XB | DOMO CENTER MARCO INTERIOR PERIM. H.2400 | 382 | 1 | 1 | 1 | NR | 8011564832510 | 85381000 | 4BX00 | Installation | 4BX | INSTALLATION BOX | 4BX37G | CAJAS DE EMPOTRAR | 4BX37G44F | 40 CD CUAD. EMP. | 4BX37G44F451 | DOMO CENTER RANGE
GWN1043XB | DOMO CENTER MARCO INTERIOR PERIM. H.2700 | 407 | 1 | 1 | 1 | NR | 8011564832527 | 85381000 | 4BX00 | Installation | 4BX | INSTALLATION BOX | 4BX37G | CAJAS DE EMPOTRAR | 4BX37G44F | 40 CD CUAD. EMP. | 4BX37G44F451 | DOMO CENTER RANGE
GWN1051XB | DOMO CENTER ENVOLVENTE 40M P. CRISTAL | 412 | 1 | 1 | 1 | NR | 8011564832534 | 85381000 | 4BX00 | Installation | 4BX | INSTALLATION BOX | 4BX37G | CAJAS DE EMPOTRAR | 4BX37G44F | 40 CD CUAD. EMP. | 4BX37G44F451 | DOMO CENTER RANGE
GWN1062XB | DOMO CENTER PANEL FRONT. CIEGO H.300 | 137.5 | 1 | 1 | 1 | NR | 8011564832541 | 85381000 | 4BX00 | Installation | 4BX | INSTALLATION BOX | 4BX37G | CAJAS DE EMPOTRAR | 4BX37G44F | 40 CD CUAD. EMP. | 4BX37G44F451 | DOMO CENTER RANGE
GWN1064XB | DOMO CENTER PANEL FRONT. CIEGO H.600 | 173.5 | 1 | 1 | 1 | NR | 8011564832558 | 85381000 | 4BX00 | Installation | 4BX | INSTALLATION BOX | 4BX37G | CAJAS DE EMPOTRAR | 4BX37G44F | 40 CD CUAD. EMP. | 4BX37G44F451 | DOMO CENTER RANGE
GWN1066XB | DOMO CENTER PANEL FRONT. CIEGO H.900 | 215.5 | 1 | 1 | 1 | NR | 8011564832565 | 85381000 | 4BX00 | Installation | 4BX | INSTALLATION BOX | 4BX37G | CAJAS DE EMPOTRAR | 4BX37G44F | 40 CD CUAD. EMP. | 4BX37G44F451 | DOMO CENTER RANGE
GWN1077XB | DOMO CENTER H.300 PANEL VELIA RAL9003 | 152 | 1 | 1 | 1 | NR | 8011564832602 | 85381000 | 4BX00 | Installation | 4BX | INSTALLATION BOX | 4BX37G | CAJAS DE EMPOTRAR | 4BX37G44F | 40 CD CUAD. EMP. | 4BX37G44F451 | DOMO CENTER RANGE
GWN1101CF | DOMO CENTER PUERTA CRIST. AHUMADA H.1500 | 762.5 | 1 | 1 | 1 | NR | 8011564832626 | 85381000 | 4BX00 | Installation | 4BX | INSTALLATION BOX | 4BX37G | CAJAS DE EMPOTRAR | 4BX37G44F | 40 CD CUAD. EMP. | 4BX37G44F451 | DOMO CENTER RANGE
GWN1101CP | DOMO CENTER PUERTA ESPEJO C/PAN. H.2100 | 1342 | 1 | 1 | 1 | NR | 8011564832640 | 85381000 | 4BX00 | Installation | 4BX | INSTALLATION BOX | 4BX37G | CAJAS DE EMPOTRAR | 4BX37G44F | 40 CD CUAD. EMP. | 4BX37G44F451 | DOMO CENTER RANGE
GWN1101XB | DOMO CENTER PUERTA METAL RAL9003 H.1500 | 449.5 | 1 | 1 | 1 | NR | 8011564832664 | 85381000 | 4BX00 | Installation | 4BX | INSTALLATION BOX | 4BX37G | CAJAS DE EMPOTRAR | 4BX37G44F | 40 CD CUAD. EMP. | 4BX37G44F451 | DOMO CENTER RANGE
GWN1111CF | DOMO CENTER PUERTA CRIST. AHUMADA H.1800 | 829 | 1 | 1 | 1 | NR | 8011564832633 | 85381000 | 4BX00 | Installation | 4BX | INSTALLATION BOX | 4BX37G | CAJAS DE EMPOTRAR | 4BX37G44F | 40 CD CUAD. EMP. | 4BX37G44F451 | DOMO CENTER RANGE
GWN1111CP | DOMO CENTER PUERTA ESPEJO C/PAN. H.2400 | 1405 | 1 | 1 | 1 | NR | 8011564832657 | 85381000 | 4BX00 | Installation | 4BX | INSTALLATION BOX | 4BX37G | CAJAS DE EMPOTRAR | 4BX37G44F | 40 CD CUAD. EMP. | 4BX37G44F451 | DOMO CENTER RANGE
GWN1111XB | DOMO CENTER PUERTA METAL RAL9003 H.1800 | 475.5 | 1 | 1 | 1 | NR | 8011564832671 | 85381000 | 4BX00 | Installation | 4BX | INSTALLATION BOX | 4BX37G | CAJAS DE EMPOTRAR | 4BX37G44F | 40 CD CUAD. EMP. | 4BX37G44F451 | DOMO CENTER RANGE
GWN1121XB | DOMO CENTER PANEL TROQUELADO 40M | 177 | 1 | 1 | 1 | NR | 8011564832688 | 85381000 | 4BX00 | Installation | 4BX | INSTALLATION BOX | 4BX37G | CAJAS DE EMPOTRAR | 4BX37G44F | 40 CD CUAD. EMP. | 4BX37G44F451 | DOMO CENTER RANGE
GWN1122XB | DOMO CENTER PL TROQUELADO PARA C. STELLA | 205 | 1 | 1 | 1 | NR | 8011564884014 | 85381000 | 4BX00 | Installation | 4BX | INSTALLATION BOX | 4BX37G | CAJAS DE EMPOTRAR | 4BX37G44F | 40 CD CUAD. EMP. | 4BX37G44F451 | DOMO CENTER RANGE
GWN1124XB | DOMO CENTER PANEL CIEGO H.300 | 118.5 | 1 | 1 | 1 | NR | 8011564832695 | 85381000 | 4BX00 | Installation | 4BX | INSTALLATION BOX | 4BX37G | CAJAS DE EMPOTRAR | 4BX37G44F | 40 CD CUAD. EMP. | 4BX37G44F451 | DOMO CENTER RANGE
GWN1131 | DOMO CENTER KIT UNIÓN CAJAS TRASERAS | 37.55 | 1 | 1 | 1 | NR | 8011564832701 | 85381000 | 4BX00 | Installation | 4BX | INSTALLATION BOX | 4BX37G | CAJAS DE EMPOTRAR | 4BX37G44F | 40 CD CUAD. EMP. | 4BX37G44F451 | DOMO CENTER RANGE
GWN1132 | DOMO CENTER CIERRE SEGURIDAD | 54 | 1 | 1 | 1 | NR | 8011564832718 | 85381000 | 4BX00 | Installation | 4BX | INSTALLATION BOX | 4BX37G | CAJAS DE EMPOTRAR | 4BX37G44F | 40 CD CUAD. EMP. | 4BX37G44F451 | DOMO CENTER RANGE
GWN1133 | DOMO CENTER CANALETA CRUCE SUELO | 105 | 1 | 1 | 1 | NR | 8011564832725 | 85381000 | 4BX00 | Installation | 4BX | INSTALLATION BOX | 4BX37G | CAJAS DE EMPOTRAR | 4BX37G44F | 40 CD CUAD. EMP. | 4BX37G44F451 | DOMO CENTER RANGE
GWN1134 | DOMO CENTER FIJAC. GATEWAY INTERNET | 59.5 | 1 | 1 | 1 | NR | 8011564832732 | 85381000 | 4BX00 | Installation | 4BX | INSTALLATION BOX | 4BX37G | CAJAS DE EMPOTRAR | 4BX37G44F | 40 CD CUAD. EMP. | 4BX37G44F451 | DOMO CENTER RANGE
GWN1135 | KIT 2 CERRADURAS SEGURIDAD | 39.45 | 1 | 1 | 10 | NR | 8011564897182 | 85389099 | 4BX00 | Installation | 4BX | INSTALLATION BOX | 4BX37G | CAJAS DE EMPOTRAR | 4BX37G44F | 40 CD CUAD. EMP. | 4BX37G44F451 | DOMO CENTER RANGE
GWN1141 | DOMO CENTER SEPARADORES HORIZONTALES | 53.5 | 1 | 1 | 1 | NR | 8011564832749 | 85381000 | 4BX00 | Installation | 4BX | INSTALLATION BOX | 4BX37G | CAJAS DE EMPOTRAR | 4BX37G44F | 40 CD CUAD. EMP. | 4BX37G44F451 | DOMO CENTER RANGE
GWN1142 | DOMO CENTER SEPARADORES VERTICALES | 182 | 1 | 1 | 1 | NR | 8011564832756 | 85381000 | 4BX00 | Installation | 4BX | INSTALLATION BOX | 4BX37G | CAJAS DE EMPOTRAR | 4BX37G44F | 40 CD CUAD. EMP. | 4BX37G44F451 | DOMO CENTER RANGE
GWN1201XB | DOMO CENTER KIT H.2700 ENVOLVENTE R9003 | 2382.5 | 1 | 1 | 1 | NR | 8011564832312 | 85381000 | 4BX00 | Installation | 4BX | INSTALLATION BOX | 4BX37G | CAJAS DE EMPOTRAR | 4BX37G44F | 40 CD CUAD. EMP. | 4BX37G44F451 | DOMO CENTER RANGE
GWN1261XB | DOMO CENTER KIT H.2700 COLUMNA R9003 | 1789 | 1 | 1 | 1 | NR | 8011564832336 | 85381000 | 4BX00 | Installation | 4BX | INSTALLATION BOX | 4BX37G | CAJAS DE EMPOTRAR | 4BX37G44F | 40 CD CUAD. EMP. | 4BX37G44F451 | DOMO CENTER RANGE
GWN1401XB | DOMO CENTER KIT H.2700 PUER-CRIST R9003 | 3048 | 1 | 1 | 1 | NR | 8011564832343 | 85381000 | 4BX00 | Installation | 4BX | INSTALLATION BOX | 4BX37G | CAJAS DE EMPOTRAR | 4BX37G44F | 40 CD CUAD. EMP. | 4BX37G44F451 | DOMO CENTER RANGE
GWN1431CP | DOMO CENTER KIT H.2700 PUERTA ESPEJO | 3360 | 1 | 1 | 1 | NR | 8011564837010 | 85381000 | 4BX00 | Installation | 4BX | INSTALLATION BOX | 4BX37G | CAJAS DE EMPOTRAR | 4BX37G44F | 40 CD CUAD. EMP. | 4BX37G44F451 | DOMO CENTER RANGE
GWN1461XB | DOMO CENTER KIT H.2700 P-METALICA R9003 | 2715 | 1 | 1 | 1 | NR | 8011564832367 | 85381000 | 4BX00 | Installation | 4BX | INSTALLATION BOX | 4BX37G | CAJAS DE EMPOTRAR | 4BX37G44F | 40 CD CUAD. EMP. | 4BX37G44F451 | DOMO CENTER RANGE
GWN1601XB | DOMO CENTER KIT H.2400 ENVOLVENTE R9003 | 1903.5 | 1 | 1 | 1 | NR | 8011564832374 | 85381000 | 4BX00 | Installation | 4BX | INSTALLATION BOX | 4BX37G | CAJAS DE EMPOTRAR | 4BX37G44F | 40 CD CUAD. EMP. | 4BX37G44F451 | DOMO CENTER RANGE
GWN1661XB | DOMO CENTER KIT H.2400 COLUMNA R9003 | 1581 | 1 | 1 | 1 | NR | 8011564832398 | 85381000 | 4BX00 | Installation | 4BX | INSTALLATION BOX | 4BX37G | CAJAS DE EMPOTRAR | 4BX37G44F | 40 CD CUAD. EMP. | 4BX37G44F451 | DOMO CENTER RANGE
GWN1801XB | DOMO CENTER KIT H.2400 PUER-CRIST R9003 | 2746 | 1 | 1 | 1 | NR | 8011564832404 | 85381000 | 4BX00 | Installation | 4BX | INSTALLATION BOX | 4BX37G | CAJAS DE EMPOTRAR | 4BX37G44F | 40 CD CUAD. EMP. | 4BX37G44F451 | DOMO CENTER RANGE
GWN1831CP | DOMO CENTER KIT H.2400 PUERTA ESPEJO | 3048 | 1 | 1 | 1 | NR | 8011564837027 | 85381000 | 4BX00 | Installation | 4BX | INSTALLATION BOX | 4BX37G | CAJAS DE EMPOTRAR | 4BX37G44F | 40 CD CUAD. EMP. | 4BX37G44F451 | DOMO CENTER RANGE
GWN1861XB | DOMO CENTER KIT H.2400 P-METALICA R9003 | 2445 | 1 | 1 | 1 | NR | 8011564832428 | 85381000 | 4BX00 | Installation | 4BX | INSTALLATION BOX | 4BX37G | CAJAS DE EMPOTRAR | 4BX37G44F | 40 CD CUAD. EMP. | 4BX37G44F451 | DOMO CENTER RANGE
GWP20010 | F. ALIMENTAC. EXT. 1-10V SMART PROE 2M | 242 | 1 | 1 | 1 | NR | 8034035105616 | 85041080 | 6LT00 | Lighting | 6LT | CAT. LIGHT | 6LT63G | SPORTS AND AREAS | 6LT63G72F | FLOODLIGHTS | 6LT63G72F718 | SMART PRO E
GWP20011 | DRIVER BOX 1-10V SMART PROE 4M | 1066 | 1 | 1 | 1 | NR | 8034035113918 | 85041080 | 6LT00 | Lighting | 6LT | CAT. LIGHT | 6LT63G | SPORTS AND AREAS | 6LT63G72F | FLOODLIGHTS | 6LT63G72F718 | SMART PRO E
GWP20110 | KIT CONECTOR GW MACHO+HEMBRA 3P | 22.85 | 1 | 1 | 20 | NR | 8034035104299 | 85369010 | 6LT00 | Lighting | 6LT | CAT. LIGHT | 6LT63G | SPORTS AND AREAS | 6LT63G72F | FLOODLIGHTS | 6LT63G72F718 | SMART PRO E
GWP20111 | KIT CONECTOR GW MACHO+HEMBRA 4P | 22.85 | 1 | 1 | 20 | NR | 8034035104275 | 85369010 | 6LT00 | Lighting | 6LT | CAT. LIGHT | 6LT63G | SPORTS AND AREAS | 6LT63G72F | FLOODLIGHTS | 6LT63G72F718 | SMART PRO E
GWP20112 | KIT CONECTOR GW MACHO+HEMBRA 5P | 22.85 | 1 | 1 | 20 | NR | 8034035104282 | 85369010 | 6LT00 | Lighting | 6LT | CAT. LIGHT | 6LT63G | SPORTS AND AREAS | 6LT63G72F | FLOODLIGHTS | 6LT63G72F718 | SMART PRO E
GWP20300 | VISIERA SMART PROE 1M | 30.45 | 1 | 1 | 8 | NR | 8034035113963 | 94059900 | 6LT00 | Lighting | 6LT | CAT. LIGHT | 6LT63G | SPORTS AND AREAS | 6LT63G72F | FLOODLIGHTS | 6LT63G72F718 | SMART PRO E
GWP20301 | VISIERA SMART PROE 2M | 52.5 | 1 | 1 | 10 | NR | 8034035113970 | 94059900 | 6LT00 | Lighting | 6LT | CAT. LIGHT | 6LT63G | SPORTS AND AREAS | 6LT63G72F | FLOODLIGHTS | 6LT63G72F718 | SMART PRO E
GWP20401 | KIT SUSTITUCION VIDRIO SMART PROE 1M SIM | 33.3 | 1 | 1 | 1 | NR | 8034035113925 | 70071920 | 6LT00 | Lighting | 6LT | CAT. LIGHT | 6LT63G | SPORTS AND AREAS | 6LT63G72F | FLOODLIGHTS | 6LT63G72F718 | SMART PRO E
GWP20402 | KIT SUSTITUCION VIDRIO SMART PROE 2M SIM | 42.25 | 1 | 1 | 1 | NR | 8034035113932 | 70071920 | 6LT00 | Lighting | 6LT | CAT. LIGHT | 6LT63G | SPORTS AND AREAS | 6LT63G72F | FLOODLIGHTS | 6LT63G72F718 | SMART PRO E
GWP20403 | KIT SUSTITUCION VIDRIO SMART PROE 1M ASY | 39.95 | 1 | 1 | 1 | NR | 8034035113949 | 70071920 | 6LT00 | Lighting | 6LT | CAT. LIGHT | 6LT63G | SPORTS AND AREAS | 6LT63G72F | FLOODLIGHTS | 6LT63G72F718 | SMART PRO E
GWP20404 | KIT SUSTITUCION VIDRIO SMART PROE 2M ASY | 58 | 1 | 1 | 1 | NR | 8034035113956 | 70071920 | 6LT00 | Lighting | 6LT | CAT. LIGHT | 6LT63G | SPORTS AND AREAS | 6LT63G72F | FLOODLIGHTS | 6LT63G72F718 | SMART PRO E
GWP2134CI730 | SMART PROe 1M 1-10 CL.I SN CRI70 3000K | 599.5 | 1 | 1 | 1 | NR | 8034035112713 | 94054210 | 6LT00 | Lighting | 6LT | CAT. LIGHT | 6LT63G | SPORTS AND AREAS | 6LT63G72F | FLOODLIGHTS | 6LT63G72F718 | SMART PRO E
GWP2134CI740 | SMART PROe 1M 1-10 CL.I SN CRI70 4000K | 599.5 | 1 | 1 | 1 | NR | 8034035112720 | 94054210 | 6LT00 | Lighting | 6LT | CAT. LIGHT | 6LT63G | SPORTS AND AREAS | 6LT63G72F | FLOODLIGHTS | 6LT63G72F718 | SMART PRO E
GWP2134CI757 | SMART PROe 1M 1-10 CL.I SN CRI70 5700K | 599.5 | 1 | 1 | 1 | NR | 8034035112737 | 94054210 | 6LT00 | Lighting | 6LT | CAT. LIGHT | 6LT63G | SPORTS AND AREAS | 6LT63G72F | FLOODLIGHTS | 6LT63G72F718 | SMART PRO E
GWP2134CI830 | SMART PROe 1M 1-10 CL.I SN CRI80 3000K | 599.5 | 1 | 1 | 1 | NR | 8034035112744 | 94054210 | 6LT00 | Lighting | 6LT | CAT. LIGHT | 6LT63G | SPORTS AND AREAS | 6LT63G72F | FLOODLIGHTS | 6LT63G72F718 | SMART PRO E
GWP2134CI840 | SMART PROe 1M 1-10 CL.I SN CRI80 4000K | 599.5 | 1 | 1 | 1 | NR | 8034035112751 | 94054210 | 6LT00 | Lighting | 6LT | CAT. LIGHT | 6LT63G | SPORTS AND AREAS | 6LT63G72F | FLOODLIGHTS | 6LT63G72F718 | SMART PRO E
GWP2134CI857 | SMART PROe 1M 1-10 CL.I SN CRI80 5700K | 599.5 | 1 | 1 | 1 | NR | 8034035112768 | 94054210 | 6LT00 | Lighting | 6LT | CAT. LIGHT | 6LT63G | SPORTS AND AREAS | 6LT63G72F | FLOODLIGHTS | 6LT63G72F718 | SMART PRO E
GWP2134CJ730 | SMART PROe 1M 1-10 CL.I SM CRI70 3000K | 599.5 | 1 | 1 | 1 | NR | 8034035112775 | 94054210 | 6LT00 | Lighting | 6LT | CAT. LIGHT | 6LT63G | SPORTS AND AREAS | 6LT63G72F | FLOODLIGHTS | 6LT63G72F718 | SMART PRO E
GWP2134CJ740 | SMART PROe 1M 1-10 CL.I SM CRI70 4000K | 599.5 | 1 | 1 | 1 | NR | 8034035112782 | 94054210 | 6LT00 | Lighting | 6LT | CAT. LIGHT | 6LT63G | SPORTS AND AREAS | 6LT63G72F | FLOODLIGHTS | 6LT63G72F718 | SMART PRO E
GWP2134CJ757 | SMART PROe 1M 1-10 CL.I SM CRI70 5700K | 599.5 | 1 | 1 | 1 | NR | 8034035112799 | 94054210 | 6LT00 | Lighting | 6LT | CAT. LIGHT | 6LT63G | SPORTS AND AREAS | 6LT63G72F | FLOODLIGHTS | 6LT63G72F718 | SMART PRO E
GWP2134CJ830 | SMART PROe 1M 1-10 CL.I SM CRI80 3000K | 599.5 | 1 | 1 | 1 | NR | 8034035112805 | 94054210 | 6LT00 | Lighting | 6LT | CAT. LIGHT | 6LT63G | SPORTS AND AREAS | 6LT63G72F | FLOODLIGHTS | 6LT63G72F718 | SMART PRO E
GWP2134CJ840 | SMART PROe 1M 1-10 CL.I SM CRI80 4000K | 599.5 | 1 | 1 | 1 | NR | 8034035112812 | 94054210 | 6LT00 | Lighting | 6LT | CAT. LIGHT | 6LT63G | SPORTS AND AREAS | 6LT63G72F | FLOODLIGHTS | 6LT63G72F718 | SMART PRO E
GWP2134CJ857 | SMART PROe 1M 1-10 CL.I SM CRI80 5700K | 599.5 | 1 | 1 | 1 | NR | 8034035112829 | 94054210 | 6LT00 | Lighting | 6LT | CAT. LIGHT | 6LT63G | SPORTS AND AREAS | 6LT63G72F | FLOODLIGHTS | 6LT63G72F718 | SMART PRO E
GWP2134CK730 | SMART PROe 1M 1-10 CL.I SW CRI70 3000K | 599.5 | 1 | 1 | 1 | NR | 8034035112836 | 94054210 | 6LT00 | Lighting | 6LT | CAT. LIGHT | 6LT63G | SPORTS AND AREAS | 6LT63G72F | FLOODLIGHTS | 6LT63G72F718 | SMART PRO E
GWP2134CK740 | SMART PROe 1M 1-10 CL.I SW CRI70 4000K | 599.5 | 1 | 1 | 1 | NR | 8034035112843 | 94054210 | 6LT00 | Lighting | 6LT | CAT. LIGHT | 6LT63G | SPORTS AND AREAS | 6LT63G72F | FLOODLIGHTS | 6LT63G72F718 | SMART PRO E
GWP2134CK757 | SMART PROe 1M 1-10 CL.I SW CRI70 5700K | 599.5 | 1 | 1 | 1 | NR | 8034035112850 | 94054210 | 6LT00 | Lighting | 6LT | CAT. LIGHT | 6LT63G | SPORTS AND AREAS | 6LT63G72F | FLOODLIGHTS | 6LT63G72F718 | SMART PRO E
GWP2134CK830 | SMART PROe 1M 1-10 CL.I SW CRI80 3000K | 599.5 | 1 | 1 | 1 | NR | 8034035112867 | 94054210 | 6LT00 | Lighting | 6LT | CAT. LIGHT | 6LT63G | SPORTS AND AREAS | 6LT63G72F | FLOODLIGHTS | 6LT63G72F718 | SMART PRO E
GWP2134CK840 | SMART PROe 1M 1-10 CL.I SW CRI80 4000K | 599.5 | 1 | 1 | 1 | NR | 8034035112874 | 94054210 | 6LT00 | Lighting | 6LT | CAT. LIGHT | 6LT63G | SPORTS AND AREAS | 6LT63G72F | FLOODLIGHTS | 6LT63G72F718 | SMART PRO E
GWP2134CK857 | SMART PROe 1M 1-10 CL.I SW CRI80 5700K | 599.5 | 1 | 1 | 1 | NR | 8034035112881 | 94054210 | 6LT00 | Lighting | 6LT | CAT. LIGHT | 6LT63G | SPORTS AND AREAS | 6LT63G72F | FLOODLIGHTS | 6LT63G72F718 | SMART PRO E
GWP2134CR730 | SMART PROe 1M 1-10 CL.I ASW CRI70 3000K | 599.5 | 1 | 1 | 1 | NR | 8034035112898 | 94054210 | 6LT00 | Lighting | 6LT | CAT. LIGHT | 6LT63G | SPORTS AND AREAS | 6LT63G72F | FLOODLIGHTS | 6LT63G72F718 | SMART PRO E
GWP2134CR740 | SMART PROe 1M 1-10 CL.I ASW CRI70 4000K | 599.5 | 1 | 1 | 1 | NR | 8034035112904 | 94054210 | 6LT00 | Lighting | 6LT | CAT. LIGHT | 6LT63G | SPORTS AND AREAS | 6LT63G72F | FLOODLIGHTS | 6LT63G72F718 | SMART PRO E
GWP2134CR757 | SMART PROe 1M 1-10 CL.I ASW CRI70 5700K | 599.5 | 1 | 1 | 1 | NR | 8034035112911 | 94054210 | 6LT00 | Lighting | 6LT | CAT. LIGHT | 6LT63G | SPORTS AND AREAS | 6LT63G72F | FLOODLIGHTS | 6LT63G72F718 | SMART PRO E
GWP2134CR830 | SMART PROe 1M 1-10 CL.I ASW CRI80 3000K | 599.5 | 1 | 1 | 1 | NR | 8034035112928 | 94054210 | 6LT00 | Lighting | 6LT | CAT. LIGHT | 6LT63G | SPORTS AND AREAS | 6LT63G72F | FLOODLIGHTS | 6LT63G72F718 | SMART PRO E
GWP2134CR840 | SMART PROe 1M 1-10 CL.I ASW CRI80 4000K | 599.5 | 1 | 1 | 1 | NR | 8034035112935 | 94054210 | 6LT00 | Lighting | 6LT | CAT. LIGHT | 6LT63G | SPORTS AND AREAS | 6LT63G72F | FLOODLIGHTS | 6LT63G72F718 | SMART PRO E
GWP2134CR857 | SMART PROe 1M 1-10 CL.I ASW CRI80 5700K | 599.5 | 1 | 1 | 1 | NR | 8034035112942 | 94054210 | 6LT00 | Lighting | 6LT | CAT. LIGHT | 6LT63G | SPORTS AND AREAS | 6LT63G72F | FLOODLIGHTS | 6LT63G72F718 | SMART PRO E
GWP2134CX730 | SMART PROe 1M 1-10 CL.I ALW CRI70 3000K | 599.5 | 1 | 1 | 1 | NR | 8034035112959 | 94054210 | 6LT00 | Lighting | 6LT | CAT. LIGHT | 6LT63G | SPORTS AND AREAS | 6LT63G72F | FLOODLIGHTS | 6LT63G72F718 | SMART PRO E
GWP2134CX740 | SMART PROe 1M 1-10 CL.I ALW CRI70 4000K | 599.5 | 1 | 1 | 1 | NR | 8034035112966 | 94054210 | 6LT00 | Lighting | 6LT | CAT. LIGHT | 6LT63G | SPORTS AND AREAS | 6LT63G72F | FLOODLIGHTS | 6LT63G72F718 | SMART PRO E
GWP2134CX757 | SMART PROe 1M 1-10 CL.I ALW CRI70 5700K | 599.5 | 1 | 1 | 1 | NR | 8034035112973 | 94054210 | 6LT00 | Lighting | 6LT | CAT. LIGHT | 6LT63G | SPORTS AND AREAS | 6LT63G72F | FLOODLIGHTS | 6LT63G72F718 | SMART PRO E
GWP2134CX830 | SMART PROe 1M 1-10 CL.I ALW CRI80 3000K | 599.5 | 1 | 1 | 1 | NR | 8034035112980 | 94054210 | 6LT00 | Lighting | 6LT | CAT. LIGHT | 6LT63G | SPORTS AND AREAS | 6LT63G72F | FLOODLIGHTS | 6LT63G72F718 | SMART PRO E
GWP2134CX840 | SMART PROe 1M 1-10 CL.I ALW CRI80 4000K | 599.5 | 1 | 1 | 1 | NR | 8034035112997 | 94054210 | 6LT00 | Lighting | 6LT | CAT. LIGHT | 6LT63G | SPORTS AND AREAS | 6LT63G72F | FLOODLIGHTS | 6LT63G72F718 | SMART PRO E
GWP2134CX857 | SMART PROe 1M 1-10 CL.I ALW CRI80 5700K | 599.5 | 1 | 1 | 1 | NR | 8034035113000 | 94054210 | 6LT00 | Lighting | 6LT | CAT. LIGHT | 6LT63G | SPORTS AND AREAS | 6LT63G72F | FLOODLIGHTS | 6LT63G72F718 | SMART PRO E
GWP2173AB | SMART PRO 1MCRI70 3000KSIM.DIF.DALI CL2 | 839.5 | 1 | 1 | 1 | NR | 8034035029233 | 94054210 | 6LT00 | Lighting | 6LT | CAT. LIGHT | 6LT63G | SPORTS AND AREAS | 6LT63G72F | FLOODLIGHTS | 6LT63G72F771 | SMART PRO
GWP2173AD | SMART PRO 1MCRI70 3000KSIM.DIF. DALI | 839.5 | 1 | 1 | 1 | NR | 8034035005404 | 94054210 | 6LT00 | Lighting | 6LT | CAT. LIGHT | 6LT63G | SPORTS AND AREAS | 6LT63G72F | FLOODLIGHTS | 6LT63G72F771 | SMART PRO
GWP2173AS | SMART PRO 1M CRI70 3000K SIM.DIF.1-10V | 699 | 1 | 1 | 1 | NR | 8034035005411 | 94054210 | 6LT00 | Lighting | 6LT | CAT. LIGHT | 6LT63G | SPORTS AND AREAS | 6LT63G72F | FLOODLIGHTS | 6LT63G72F771 | SMART PRO
GWP2173BB | SMART PRO1MCRI70 3000KSIM.CONC.DALI CL2 | 839.5 | 1 | 1 | 1 | NR | 8034035029240 | 94054210 | 6LT00 | Lighting | 6LT | CAT. LIGHT | 6LT63G | SPORTS AND AREAS | 6LT63G72F | FLOODLIGHTS | 6LT63G72F771 | SMART PRO
GWP2173BD | SMART PRO1MCRI70 3000KSIM.CONC. DALI | 839.5 | 1 | 1 | 1 | NR | 8034035005428 | 94054210 | 6LT00 | Lighting | 6LT | CAT. LIGHT | 6LT63G | SPORTS AND AREAS | 6LT63G72F | FLOODLIGHTS | 6LT63G72F771 | SMART PRO
GWP2173BS | SMART PRO 1M CRI70 3000K SIM.CONC.1-10V | 699 | 1 | 1 | 1 | NR | 8034035005435 | 94054210 | 6LT00 | Lighting | 6LT | CAT. LIGHT | 6LT63G | SPORTS AND AREAS | 6LT63G72F | FLOODLIGHTS | 6LT63G72F771 | SMART PRO
GWP2173CB | SMART PRO1MCRI70 3000KASIM.DIF. DALI CL2 | 839.5 | 1 | 1 | 1 | NR | 8034035029257 | 94054210 | 6LT00 | Lighting | 6LT | CAT. LIGHT | 6LT63G | SPORTS AND AREAS | 6LT63G72F | FLOODLIGHTS | 6LT63G72F771 | SMART PRO
GWP2173CD | SMART PRO1MCRI70 3000KASIM.DIF. DALI | 839.5 | 1 | 1 | 1 | NR | 8034035005442 | 94054210 | 6LT00 | Lighting | 6LT | CAT. LIGHT | 6LT63G | SPORTS AND AREAS | 6LT63G72F | FLOODLIGHTS | 6LT63G72F771 | SMART PRO
GWP2173CS | SMART PRO 1M CRI70 3000K ASIM.DIF.1-10V | 699 | 1 | 1 | 1 | NR | 8034035005459 | 94054210 | 6LT00 | Lighting | 6LT | CAT. LIGHT | 6LT63G | SPORTS AND AREAS | 6LT63G72F | FLOODLIGHTS | 6LT63G72F771 | SMART PRO
GWP2173GB | SMART PRO 1M CRI703000KCIRC.15°DALI CL2 | 839.5 | 1 | 1 | 1 | NR | 8034035029271 | 94054210 | 6LT00 | Lighting | 6LT | CAT. LIGHT | 6LT63G | SPORTS AND AREAS | 6LT63G72F | FLOODLIGHTS | 6LT63G72F771 | SMART PRO
GWP2173GD | SMART PRO 1M CRI703000KCIRC.15° DALI | 839.5 | 1 | 1 | 1 | NR | 8034035005480 | 94054210 | 6LT00 | Lighting | 6LT | CAT. LIGHT | 6LT63G | SPORTS AND AREAS | 6LT63G72F | FLOODLIGHTS | 6LT63G72F771 | SMART PRO
GWP2173GS | SMART PRO 1M CRI70 3000K CIRC.15°1-10V | 699 | 1 | 1 | 1 | NR | 8034035005497 | 94054210 | 6LT00 | Lighting | 6LT | CAT. LIGHT | 6LT63G | SPORTS AND AREAS | 6LT63G72F | FLOODLIGHTS | 6LT63G72F771 | SMART PRO
GWP2173HB | SMART PRO 1M CRI703000KCIRC.20°DALI CL2 | 839.5 | 1 | 1 | 1 | NR | 8034035029288 | 94054210 | 6LT00 | Lighting | 6LT | CAT. LIGHT | 6LT63G | SPORTS AND AREAS | 6LT63G72F | FLOODLIGHTS | 6LT63G72F771 | SMART PRO
GWP2173HD | SMART PRO 1M CRI703000KCIRC.20º DALI | 839.5 | 1 | 1 | 1 | NR | 8034035005503 | 94054210 | 6LT00 | Lighting | 6LT | CAT. LIGHT | 6LT63G | SPORTS AND AREAS | 6LT63G72F | FLOODLIGHTS | 6LT63G72F771 | SMART PRO
GWP2173HS | SMART PRO 1M CRI70 3000K CIRC.20°1-10V | 699 | 1 | 1 | 1 | NR | 8034035005510 | 94054210 | 6LT00 | Lighting | 6LT | CAT. LIGHT | 6LT63G | SPORTS AND AREAS | 6LT63G72F | FLOODLIGHTS | 6LT63G72F771 | SMART PRO
GWP2173LB | SMART PRO 1M CRI703000KCIRC.25°DALI CL2 | 839.5 | 1 | 1 | 1 | NR | 8034035029295 | 94054210 | 6LT00 | Lighting | 6LT | CAT. LIGHT | 6LT63G | SPORTS AND AREAS | 6LT63G72F | FLOODLIGHTS | 6LT63G72F771 | SMART PRO
GWP2173LD | SMART PRO 1M CRI703000KCIRC.25° DALI | 839.5 | 1 | 1 | 1 | NR | 8034035005527 | 94054210 | 6LT00 | Lighting | 6LT | CAT. LIGHT | 6LT63G | SPORTS AND AREAS | 6LT63G72F | FLOODLIGHTS | 6LT63G72F771 | SMART PRO
GWP2173LS | SMART PRO 1M CRI70 3000K CIRC.25°1-10V | 699 | 1 | 1 | 1 | NR | 8034035005534 | 94054210 | 6LT00 | Lighting | 6LT | CAT. LIGHT | 6LT63G | SPORTS AND AREAS | 6LT63G72F | FLOODLIGHTS | 6LT63G72F771 | SMART PRO
GWP2173MB | SMART PRO 1M CRI703000KCIRC.30°DALI CL2 | 839.5 | 1 | 1 | 1 | NR | 8034035029301 | 94054210 | 6LT00 | Lighting | 6LT | CAT. LIGHT | 6LT63G | SPORTS AND AREAS | 6LT63G72F | FLOODLIGHTS | 6LT63G72F771 | SMART PRO
GWP2173MD | SMART PRO 1M CRI703000KCIRC.30° DALI | 839.5 | 1 | 1 | 1 | NR | 8034035005541 | 94054210 | 6LT00 | Lighting | 6LT | CAT. LIGHT | 6LT63G | SPORTS AND AREAS | 6LT63G72F | FLOODLIGHTS | 6LT63G72F771 | SMART PRO
GWP2173MS | SMART PRO 1M CRI70 3000K CIRC.30°1-10V | 699 | 1 | 1 | 1 | NR | 8034035005558 | 94054210 | 6LT00 | Lighting | 6LT | CAT. LIGHT | 6LT63G | SPORTS AND AREAS | 6LT63G72F | FLOODLIGHTS | 6LT63G72F771 | SMART PRO
GWP2173NB | SMARTPRO 1M CRI703000K ASIM.INTDALICL2 | 839.5 | 1 | 1 | 1 | NR | 8034035029318 | 94054210 | 6LT00 | Lighting | 6LT | CAT. LIGHT | 6LT63G | SPORTS AND AREAS | 6LT63G72F | FLOODLIGHTS | 6LT63G72F771 | SMART PRO
GWP2173ND | SMART PRO 1M CRI703000K ASIM.INT DALI | 839.5 | 1 | 1 | 1 | NR | 8034035016233 | 94054210 | 6LT00 | Lighting | 6LT | CAT. LIGHT | 6LT63G | SPORTS AND AREAS | 6LT63G72F | FLOODLIGHTS | 6LT63G72F771 | SMART PRO
GWP2173NS | SMART PRO 1M CRI703000K ASIM.INT 1-10V | 699 | 1 | 1 | 1 | NR | 8034035016202 | 94054210 | 6LT00 | Lighting | 6LT | CAT. LIGHT | 6LT63G | SPORTS AND AREAS | 6LT63G72F | FLOODLIGHTS | 6LT63G72F771 | SMART PRO
GWP2174AB | SMARTPRO 1M CRI704000KSIM.DIF.DALI CL2 | 839.5 | 1 | 1 | 1 | NR | 8034035029325 | 94054210 | 6LT00 | Lighting | 6LT | CAT. LIGHT | 6LT63G | SPORTS AND AREAS | 6LT63G72F | FLOODLIGHTS | 6LT63G72F771 | SMART PRO
GWP2174AD | SMART PRO 1M CRI704000KSIM.DIF. DALI | 839.5 | 1 | 1 | 1 | NR | 8034035005565 | 94054210 | 6LT00 | Lighting | 6LT | CAT. LIGHT | 6LT63G | SPORTS AND AREAS | 6LT63G72F | FLOODLIGHTS | 6LT63G72F771 | SMART PRO
GWP2174AS | SMART PRO 1M CRI70 4000K SIM.DIF.1-10V | 699 | 1 | 1 | 1 | NR | 8034035005572 | 94054210 | 6LT00 | Lighting | 6LT | CAT. LIGHT | 6LT63G | SPORTS AND AREAS | 6LT63G72F | FLOODLIGHTS | 6LT63G72F771 | SMART PRO
GWP2174BB | SMARTPRO 1MCRI704000KSIM.CONC.DALI CL2 | 839.5 | 1 | 1 | 1 | NR | 8034035029332 | 94054210 | 6LT00 | Lighting | 6LT | CAT. LIGHT | 6LT63G | SPORTS AND AREAS | 6LT63G72F | FLOODLIGHTS | 6LT63G72F771 | SMART PRO
GWP2174BD | SMART PRO 1MCRI704000KSIM.CONC. DALI | 839.5 | 1 | 1 | 1 | NR | 8034035005589 | 94054210 | 6LT00 | Lighting | 6LT | CAT. LIGHT | 6LT63G | SPORTS AND AREAS | 6LT63G72F | FLOODLIGHTS | 6LT63G72F771 | SMART PRO
GWP2174BS | SMART PRO 1M CRI70 4000K SIM.CONC.1-10V | 699 | 1 | 1 | 1 | NR | 8034035005596 | 94054210 | 6LT00 | Lighting | 6LT | CAT. LIGHT | 6LT63G | SPORTS AND AREAS | 6LT63G72F | FLOODLIGHTS | 6LT63G72F771 | SMART PRO
GWP2174CB | SMARTPRO 1MCRI704000KASIM.DIF. DALI CL2 | 839.5 | 1 | 1 | 1 | NR | 8034035029349 | 94054210 | 6LT00 | Lighting | 6LT | CAT. LIGHT | 6LT63G | SPORTS AND AREAS | 6LT63G72F | FLOODLIGHTS | 6LT63G72F771 | SMART PRO
GWP2174CD | SMART PRO 1MCRI704000KASIM.DIF. DALI | 839.5 | 1 | 1 | 1 | NR | 8034035005602 | 94054210 | 6LT00 | Lighting | 6LT | CAT. LIGHT | 6LT63G | SPORTS AND AREAS | 6LT63G72F | FLOODLIGHTS | 6LT63G72F771 | SMART PRO
GWP2174CS | SMART PRO 1M CRI70 4000K ASIM.DIF.1-10V | 699 | 1 | 1 | 1 | NR | 8034035005619 | 94054210 | 6LT00 | Lighting | 6LT | CAT. LIGHT | 6LT63G | SPORTS AND AREAS | 6LT63G72F | FLOODLIGHTS | 6LT63G72F771 | SMART PRO
GWP2174GB | SMARTPRO 1M CRI704000KCIRC.15°DALI CL2 | 839.5 | 1 | 1 | 1 | NR | 8034035029363 | 94054210 | 6LT00 | Lighting | 6LT | CAT. LIGHT | 6LT63G | SPORTS AND AREAS | 6LT63G72F | FLOODLIGHTS | 6LT63G72F771 | SMART PRO
GWP2174GD | SMART PRO 1M CRI704000KCIRC.15° DALI | 839.5 | 1 | 1 | 1 | NR | 8034035005640 | 94054210 | 6LT00 | Lighting | 6LT | CAT. LIGHT | 6LT63G | SPORTS AND AREAS | 6LT63G72F | FLOODLIGHTS | 6LT63G72F771 | SMART PRO
GWP2174GS | SMART PRO 1M CRI70 4000K CIRC.15°1-10V | 699 | 1 | 1 | 1 | NR | 8034035005657 | 94054210 | 6LT00 | Lighting | 6LT | CAT. LIGHT | 6LT63G | SPORTS AND AREAS | 6LT63G72F | FLOODLIGHTS | 6LT63G72F771 | SMART PRO
GWP2174HB | SMARTPRO 1M CRI704000KCIRC.20°DALI CL2 | 839.5 | 1 | 1 | 1 | NR | 8034035029370 | 94054210 | 6LT00 | Lighting | 6LT | CAT. LIGHT | 6LT63G | SPORTS AND AREAS | 6LT63G72F | FLOODLIGHTS | 6LT63G72F771 | SMART PRO
GWP2174HD | SMART PRO 1M CRI704000KCIRC.20° DALI | 839.5 | 1 | 1 | 1 | NR | 8034035005664 | 94054210 | 6LT00 | Lighting | 6LT | CAT. LIGHT | 6LT63G | SPORTS AND AREAS | 6LT63G72F | FLOODLIGHTS | 6LT63G72F771 | SMART PRO
GWP2174HS | SMART PRO 1M CRI70 4000K CIRC.20°1-10V | 699 | 1 | 1 | 1 | NR | 8034035005671 | 94054210 | 6LT00 | Lighting | 6LT | CAT. LIGHT | 6LT63G | SPORTS AND AREAS | 6LT63G72F | FLOODLIGHTS | 6LT63G72F771 | SMART PRO
GWP2174LB | SMARTPRO 1M CRI704000KCIRC.25°DALI CL2 | 839.5 | 1 | 1 | 1 | NR | 8034035029387 | 94054210 | 6LT00 | Lighting | 6LT | CAT. LIGHT | 6LT63G | SPORTS AND AREAS | 6LT63G72F | FLOODLIGHTS | 6LT63G72F771 | SMART PRO
GWP2174LD | SMART PRO 1M CRI704000KCIRC.25° DALI | 839.5 | 1 | 1 | 1 | NR | 8034035005688 | 94054210 | 6LT00 | Lighting | 6LT | CAT. LIGHT | 6LT63G | SPORTS AND AREAS | 6LT63G72F | FLOODLIGHTS | 6LT63G72F771 | SMART PRO
GWP2174LS | SMART PRO 1M CRI70 4000K CIRC.25°1-10V | 699 | 1 | 1 | 1 | NR | 8034035005695 | 94054210 | 6LT00 | Lighting | 6LT | CAT. LIGHT | 6LT63G | SPORTS AND AREAS | 6LT63G72F | FLOODLIGHTS | 6LT63G72F771 | SMART PRO
GWP2174MB | SMARTPRO 1M CRI704000KCIRC.30°DALI CL2 | 839.5 | 1 | 1 | 1 | NR | 8034035029394 | 94054210 | 6LT00 | Lighting | 6LT | CAT. LIGHT | 6LT63G | SPORTS AND AREAS | 6LT63G72F | FLOODLIGHTS | 6LT63G72F771 | SMART PRO
GWP2174MD | SMART PRO 1M CRI704000KCIRC.30° DALI | 839.5 | 1 | 1 | 1 | NR | 8034035005701 | 94054210 | 6LT00 | Lighting | 6LT | CAT. LIGHT | 6LT63G | SPORTS AND AREAS | 6LT63G72F | FLOODLIGHTS | 6LT63G72F771 | SMART PRO
GWP2174MS | SMART PRO 1M CRI70 4000K CIRC.30°1-10V | 699 | 1 | 1 | 1 | NR | 8034035005718 | 94054210 | 6LT00 | Lighting | 6LT | CAT. LIGHT | 6LT63G | SPORTS AND AREAS | 6LT63G72F | FLOODLIGHTS | 6LT63G72F771 | SMART PRO
GWP2174NB | SMARTPRO 1M CRI704000K ASIM.INTDALI CL2 | 839.5 | 1 | 1 | 1 | NR | 8034035029400 | 94054210 | 6LT00 | Lighting | 6LT | CAT. LIGHT | 6LT63G | SPORTS AND AREAS | 6LT63G72F | FLOODLIGHTS | 6LT63G72F771 | SMART PRO
GWP2174ND | SMARTPRO 1M CRI704000K ASIM.INTDALI CL1 | 839.5 | 1 | 1 | 1 | NR | 8034035016240 | 94054210 | 6LT00 | Lighting | 6LT | CAT. LIGHT | 6LT63G | SPORTS AND AREAS | 6LT63G72F | FLOODLIGHTS | 6LT63G72F771 | SMART PRO
GWP2174NS | SMARTPRO 1M CRI704000K ASIM.INT 1-10V | 699 | 1 | 1 | 1 | NR | 8034035016219 | 94054210 | 6LT00 | Lighting | 6LT | CAT. LIGHT | 6LT63G | SPORTS AND AREAS | 6LT63G72F | FLOODLIGHTS | 6LT63G72F771 | SMART PRO
GWP2175AB | SMARTPRO 1M CRI705700KSIM.DIF.DALI CL2 | 839.5 | 1 | 1 | 1 | NR | 8034035029417 | 94054210 | 6LT00 | Lighting | 6LT | CAT. LIGHT | 6LT63G | SPORTS AND AREAS | 6LT63G72F | FLOODLIGHTS | 6LT63G72F771 | SMART PRO
GWP2175AD | SMART PRO 1M CRI705700KSIM.DIF. DALI | 839.5 | 1 | 1 | 1 | NR | 8034035005725 | 94054210 | 6LT00 | Lighting | 6LT | CAT. LIGHT | 6LT63G | SPORTS AND AREAS | 6LT63G72F | FLOODLIGHTS | 6LT63G72F771 | SMART PRO
GWP2175AS | SMART PRO 1M CRI70 5700K SIM.DIF.1-10V | 699 | 1 | 1 | 1 | NR | 8034035005732 | 94054210 | 6LT00 | Lighting | 6LT | CAT. LIGHT | 6LT63G | SPORTS AND AREAS | 6LT63G72F | FLOODLIGHTS | 6LT63G72F771 | SMART PRO
GWP2175BB | SMARTPRO 1MCRI705700KSIM.CONC.DALI CL2 | 839.5 | 1 | 1 | 1 | NR | 8034035029424 | 94054210 | 6LT00 | Lighting | 6LT | CAT. LIGHT | 6LT63G | SPORTS AND AREAS | 6LT63G72F | FLOODLIGHTS | 6LT63G72F771 | SMART PRO
GWP2175BD | SMART PRO 1MCRI705700KSIM.CONC. DALI | 839.5 | 1 | 1 | 1 | NR | 8034035005749 | 94054210 | 6LT00 | Lighting | 6LT | CAT. LIGHT | 6LT63G | SPORTS AND AREAS | 6LT63G72F | FLOODLIGHTS | 6LT63G72F771 | SMART PRO
GWP2175BS | SMART PRO 1M CRI70 5700K SIM.CONC.1-10V | 699 | 1 | 1 | 1 | NR | 8034035005756 | 94054210 | 6LT00 | Lighting | 6LT | CAT. LIGHT | 6LT63G | SPORTS AND AREAS | 6LT63G72F | FLOODLIGHTS | 6LT63G72F771 | SMART PRO
GWP2175CB | SMARTPRO 1MCRI705700KASIM.DIF.DALI CL2 | 839.5 | 1 | 1 | 1 | NR | 8034035029431 | 94054210 | 6LT00 | Lighting | 6LT | CAT. LIGHT | 6LT63G | SPORTS AND AREAS | 6LT63G72F | FLOODLIGHTS | 6LT63G72F771 | SMART PRO
GWP2175CD | SMART PRO 1MCRI705700KASIM.DIF. DALI | 839.5 | 1 | 1 | 1 | NR | 8034035005763 | 94054210 | 6LT00 | Lighting | 6LT | CAT. LIGHT | 6LT63G | SPORTS AND AREAS | 6LT63G72F | FLOODLIGHTS | 6LT63G72F771 | SMART PRO
GWP2175CS | SMART PRO 1M CRI70 5700K ASIM.DIF.1-10V | 699 | 1 | 1 | 1 | NR | 8034035005770 | 94054210 | 6LT00 | Lighting | 6LT | CAT. LIGHT | 6LT63G | SPORTS AND AREAS | 6LT63G72F | FLOODLIGHTS | 6LT63G72F771 | SMART PRO
GWP2175GB | SMARTPRO 1M CRI705700KCIRC.15°DALI CL2 | 839.5 | 1 | 1 | 1 | NR | 8034035029455 | 94054210 | 6LT00 | Lighting | 6LT | CAT. LIGHT | 6LT63G | SPORTS AND AREAS | 6LT63G72F | FLOODLIGHTS | 6LT63G72F771 | SMART PRO
GWP2175GD | SMART PRO 1M CRI705700KCIRC.15° DALI | 839.5 | 1 | 1 | 1 | NR | 8034035005800 | 94054210 | 6LT00 | Lighting | 6LT | CAT. LIGHT | 6LT63G | SPORTS AND AREAS | 6LT63G72F | FLOODLIGHTS | 6LT63G72F771 | SMART PRO
GWP2175GS | SMART PRO 1M CRI70 5700K CIRC.15°1-10V | 699 | 1 | 1 | 1 | NR | 8034035005817 | 94054210 | 6LT00 | Lighting | 6LT | CAT. LIGHT | 6LT63G | SPORTS AND AREAS | 6LT63G72F | FLOODLIGHTS | 6LT63G72F771 | SMART PRO
GWP2175HB | SMARTPRO 1M CRI705700KCIRC.20°DALI CL2 | 839.5 | 1 | 1 | 1 | NR | 8034035029462 | 94054210 | 6LT00 | Lighting | 6LT | CAT. LIGHT | 6LT63G | SPORTS AND AREAS | 6LT63G72F | FLOODLIGHTS | 6LT63G72F771 | SMART PRO
GWP2175HD | SMART PRO 1M CRI705700KCIRC.20° DALI | 839.5 | 1 | 1 | 1 | NR | 8034035005824 | 94054210 | 6LT00 | Lighting | 6LT | CAT. LIGHT | 6LT63G | SPORTS AND AREAS | 6LT63G72F | FLOODLIGHTS | 6LT63G72F771 | SMART PRO
GWP2175HS | SMART PRO 1M CRI70 5700K CIRC.20°1-10V | 699 | 1 | 1 | 1 | NR | 8034035005831 | 94054210 | 6LT00 | Lighting | 6LT | CAT. LIGHT | 6LT63G | SPORTS AND AREAS | 6LT63G72F | FLOODLIGHTS | 6LT63G72F771 | SMART PRO
GWP2175LB | SMARTPRO 1M CRI705700KCIRC.25°DALI CL2 | 839.5 | 1 | 1 | 1 | NR | 8034035029479 | 94054210 | 6LT00 | Lighting | 6LT | CAT. LIGHT | 6LT63G | SPORTS AND AREAS | 6LT63G72F | FLOODLIGHTS | 6LT63G72F771 | SMART PRO
GWP2175LD | SMART PRO 1M CRI705700KCIRC.25° DALI | 839.5 | 1 | 1 | 1 | NR | 8034035005848 | 94054210 | 6LT00 | Lighting | 6LT | CAT. LIGHT | 6LT63G | SPORTS AND AREAS | 6LT63G72F | FLOODLIGHTS | 6LT63G72F771 | SMART PRO
GWP2175LS | SMART PRO 1M CRI70 5700K CIRC.25°1-10V | 699 | 1 | 1 | 1 | NR | 8034035005855 | 94054210 | 6LT00 | Lighting | 6LT | CAT. LIGHT | 6LT63G | SPORTS AND AREAS | 6LT63G72F | FLOODLIGHTS | 6LT63G72F771 | SMART PRO
GWP2175MB | SMARTPRO 1MCRI70 5700KCIRC.30°DALI CL2 | 839.5 | 1 | 1 | 1 | NR | 8034035029486 | 94054210 | 6LT00 | Lighting | 6LT | CAT. LIGHT | 6LT63G | SPORTS AND AREAS | 6LT63G72F | FLOODLIGHTS | 6LT63G72F771 | SMART PRO
GWP2175MD | SMART PRO 1MCRI70 5700KCIRC.30° DALI | 839.5 | 1 | 1 | 1 | NR | 8034035005862 | 94054210 | 6LT00 | Lighting | 6LT | CAT. LIGHT | 6LT63G | SPORTS AND AREAS | 6LT63G72F | FLOODLIGHTS | 6LT63G72F771 | SMART PRO
GWP2175MS | SMART PRO 1M CRI70 5700K CIRC.30°1-10V | 699 | 1 | 1 | 1 | NR | 8034035005879 | 94054210 | 6LT00 | Lighting | 6LT | CAT. LIGHT | 6LT63G | SPORTS AND AREAS | 6LT63G72F | FLOODLIGHTS | 6LT63G72F771 | SMART PRO
GWP2175NB | SMARTPRO 1M CRI705700K ASIM.INTDALI CL2 | 839.5 | 1 | 1 | 1 | NR | 8034035029493 | 94054210 | 6LT00 | Lighting | 6LT | CAT. LIGHT | 6LT63G | SPORTS AND AREAS | 6LT63G72F | FLOODLIGHTS | 6LT63G72F771 | SMART PRO
GWP2175ND | SMARTPRO 1M CRI705700K ASIM.INTDALI | 839.5 | 1 | 1 | 1 | NR | 8034035016257 | 94054210 | 6LT00 | Lighting | 6LT | CAT. LIGHT | 6LT63G | SPORTS AND AREAS | 6LT63G72F | FLOODLIGHTS | 6LT63G72F771 | SMART PRO
GWP2175NS | SMART PRO 1M CRI705700K ASIM.INT1-10V | 699 | 1 | 1 | 1 | NR | 8034035016226 | 94054210 | 6LT00 | Lighting | 6LT | CAT. LIGHT | 6LT63G | SPORTS AND AREAS | 6LT63G72F | FLOODLIGHTS | 6LT63G72F771 | SMART PRO
GWP2183AB | SMARTPRO 1MCRI80 3000KSIM.DIF.DALI CL2 | 839.5 | 1 | 1 | 1 | NR | 8034035029509 | 94054210 | 6LT00 | Lighting | 6LT | CAT. LIGHT | 6LT63G | SPORTS AND AREAS | 6LT63G72F | FLOODLIGHTS | 6LT63G72F771 | SMART PRO
GWP2183BB | SMARTPRO1MCRI80 3000KSIM.CONC.DALI CL2 | 839.5 | 1 | 1 | 1 | NR | 8034035029516 | 94054210 | 6LT00 | Lighting | 6LT | CAT. LIGHT | 6LT63G | SPORTS AND AREAS | 6LT63G72F | FLOODLIGHTS | 6LT63G72F771 | SMART PRO
GWP2183CB | SMARTPRO1MCRI80 3000KASIM.DIF. DALI CL2 | 839.5 | 1 | 1 | 1 | NR | 8034035029523 | 94054210 | 6LT00 | Lighting | 6LT | CAT. LIGHT | 6LT63G | SPORTS AND AREAS | 6LT63G72F | FLOODLIGHTS | 6LT63G72F771 | SMART PRO
GWP2183GB | SMARTPRO 1M CRI803000KCIRC.15°DALI CL2 | 839.5 | 1 | 1 | 1 | NR | 8034035029547 | 94054210 | 6LT00 | Lighting | 6LT | CAT. LIGHT | 6LT63G | SPORTS AND AREAS | 6LT63G72F | FLOODLIGHTS | 6LT63G72F771 | SMART PRO
GWP2183HB | SMART PRO 1M CRI803000KCIRC.20°DALI CL2 | 839.5 | 1 | 1 | 1 | NR | 8034035029554 | 94054210 | 6LT00 | Lighting | 6LT | CAT. LIGHT | 6LT63G | SPORTS AND AREAS | 6LT63G72F | FLOODLIGHTS | 6LT63G72F771 | SMART PRO
GWP2183LB | SMART PRO 1M CRI803000KCIRC.25°DALI CL2 | 839.5 | 1 | 1 | 1 | NR | 8034035029561 | 94054210 | 6LT00 | Lighting | 6LT | CAT. LIGHT | 6LT63G | SPORTS AND AREAS | 6LT63G72F | FLOODLIGHTS | 6LT63G72F771 | SMART PRO
GWP2183MB | SMART PRO 1M CRI803000KCIRC.30°DALI CL2 | 839.5 | 1 | 1 | 1 | NR | 8034035029578 | 94054210 | 6LT00 | Lighting | 6LT | CAT. LIGHT | 6LT63G | SPORTS AND AREAS | 6LT63G72F | FLOODLIGHTS | 6LT63G72F771 | SMART PRO
GWP2183NB | SMARTPRO 1M CRI803000K ASIM.INTDALICL2 | 839.5 | 1 | 1 | 1 | NR | 8034035029585 | 94054210 | 6LT00 | Lighting | 6LT | CAT. LIGHT | 6LT63G | SPORTS AND AREAS | 6LT63G72F | FLOODLIGHTS | 6LT63G72F771 | SMART PRO
GWP2184AB | SMART PRO 1M CRI804000KSIM.DIF.DALI CL2 | 839.5 | 1 | 1 | 1 | NR | 8034035029592 | 94054210 | 6LT00 | Lighting | 6LT | CAT. LIGHT | 6LT63G | SPORTS AND AREAS | 6LT63G72F | FLOODLIGHTS | 6LT63G72F771 | SMART PRO
GWP2184AD | SMART PRO 1M CRI804000KSIM.DIF. DALI | 839.5 | 1 | 1 | 1 | NR | 8034035012600 | 94054210 | 6LT00 | Lighting | 6LT | CAT. LIGHT | 6LT63G | SPORTS AND AREAS | 6LT63G72F | FLOODLIGHTS | 6LT63G72F771 | SMART PRO
GWP2184AS | SMART PRO 1M CRI80 4000K SIM.DIF.1-10V | 699 | 1 | 1 | 1 | NR | 8034035034107 | 94054210 | 6LT00 | Lighting | 6LT | CAT. LIGHT | 6LT63G | SPORTS AND AREAS | 6LT63G72F | FLOODLIGHTS | 6LT63G72F771 | SMART PRO
GWP2184BB | SMARTPRO 1MCRI804000KSIM.CONC.DALI CL2 | 699 | 1 | 1 | 1 | NR | 8034035029608 | 94054210 | 6LT00 | Lighting | 6LT | CAT. LIGHT | 6LT63G | SPORTS AND AREAS | 6LT63G72F | FLOODLIGHTS | 6LT63G72F771 | SMART PRO
GWP2184BD | SMART PRO 1MCRI804000KSIM.CONC. DALI | 839.5 | 1 | 1 | 1 | NR | 8034035012624 | 94054210 | 6LT00 | Lighting | 6LT | CAT. LIGHT | 6LT63G | SPORTS AND AREAS | 6LT63G72F | FLOODLIGHTS | 6LT63G72F771 | SMART PRO
GWP2184BS | SMART PRO 1M CRI80 4000K SIM.CONC.1-10V | 699 | 1 | 1 | 1 | NR | 8034035034114 | 94054210 | 6LT00 | Lighting | 6LT | CAT. LIGHT | 6LT63G | SPORTS AND AREAS | 6LT63G72F | FLOODLIGHTS | 6LT63G72F771 | SMART PRO
GWP2184CB | SMARTPRO 1MCRI804000KASIM.DIF. DALI CL2 | 699 | 1 | 1 | 1 | NR | 8034035029615 | 94054210 | 6LT00 | Lighting | 6LT | CAT. LIGHT | 6LT63G | SPORTS AND AREAS | 6LT63G72F | FLOODLIGHTS | 6LT63G72F771 | SMART PRO
GWP2184CD | SMART PRO 1MCRI804000KASIM.DIF. DALI | 839.5 | 1 | 1 | 1 | NR | 8034035012631 | 94054210 | 6LT00 | Lighting | 6LT | CAT. LIGHT | 6LT63G | SPORTS AND AREAS | 6LT63G72F | FLOODLIGHTS | 6LT63G72F771 | SMART PRO
GWP2184CS | SMART PRO 1M CRI80 4000K ASIM.DIF.1-10V | 699 | 1 | 1 | 1 | NR | 8034035034121 | 94054210 | 6LT00 | Lighting | 6LT | CAT. LIGHT | 6LT63G | SPORTS AND AREAS | 6LT63G72F | FLOODLIGHTS | 6LT63G72F771 | SMART PRO
GWP2184GB | SMARTPRO 1M CRI804000KCIRC.15°DALI CL2 | 699 | 1 | 1 | 1 | NR | 8034035029639 | 94054210 | 6LT00 | Lighting | 6LT | CAT. LIGHT | 6LT63G | SPORTS AND AREAS | 6LT63G72F | FLOODLIGHTS | 6LT63G72F771 | SMART PRO
GWP2184GD | SMART PRO 1M CRI804000KCIRC.15° DALI | 839.5 | 1 | 1 | 1 | NR | 8034035012655 | 94054210 | 6LT00 | Lighting | 6LT | CAT. LIGHT | 6LT63G | SPORTS AND AREAS | 6LT63G72F | FLOODLIGHTS | 6LT63G72F771 | SMART PRO
GWP2184GS | SMART PRO 1M CRI80 4000K CIRC.15°1-10V | 699 | 1 | 1 | 1 | NR | 8034035034145 | 94054210 | 6LT00 | Lighting | 6LT | CAT. LIGHT | 6LT63G | SPORTS AND AREAS | 6LT63G72F | FLOODLIGHTS | 6LT63G72F771 | SMART PRO
GWP2184HB | SMARTPRO 1M CRI804000KCIRC.20°DALI CL2 | 699 | 1 | 1 | 1 | NR | 8034035029646 | 94054210 | 6LT00 | Lighting | 6LT | CAT. LIGHT | 6LT63G | SPORTS AND AREAS | 6LT63G72F | FLOODLIGHTS | 6LT63G72F771 | SMART PRO
GWP2184HD | SMART PRO 1M CRI804000KCIRC.20° DALI | 839.5 | 1 | 1 | 1 | NR | 8034035012662 | 94054210 | 6LT00 | Lighting | 6LT | CAT. LIGHT | 6LT63G | SPORTS AND AREAS | 6LT63G72F | FLOODLIGHTS | 6LT63G72F771 | SMART PRO
GWP2184HS | SMART PRO 1M CRI80 4000K CIRC.20°1-10V | 699 | 1 | 1 | 1 | NR | 8034035034152 | 94054210 | 6LT00 | Lighting | 6LT | CAT. LIGHT | 6LT63G | SPORTS AND AREAS | 6LT63G72F | FLOODLIGHTS | 6LT63G72F771 | SMART PRO
GWP2184LB | SMARTPRO 1M CRI804000KCIRC.25°DALI CL2 | 699 | 1 | 1 | 1 | NR | 8034035029653 | 94054210 | 6LT00 | Lighting | 6LT | CAT. LIGHT | 6LT63G | SPORTS AND AREAS | 6LT63G72F | FLOODLIGHTS | 6LT63G72F771 | SMART PRO
GWP2184LD | SMART PRO 1M CRI804000KCIRC.25° DALI | 839.5 | 1 | 1 | 1 | NR | 8034035012679 | 94054210 | 6LT00 | Lighting | 6LT | CAT. LIGHT | 6LT63G | SPORTS AND AREAS | 6LT63G72F | FLOODLIGHTS | 6LT63G72F771 | SMART PRO
GWP2184LS | SMART PRO 1M CRI80 4000K CIRC.25°1-10V | 699 | 1 | 1 | 1 | NR | 8034035034169 | 94054210 | 6LT00 | Lighting | 6LT | CAT. LIGHT | 6LT63G | SPORTS AND AREAS | 6LT63G72F | FLOODLIGHTS | 6LT63G72F771 | SMART PRO
GWP2184MB | SMARTPRO 1M CRI804000KCIRC.30°DALI CL2 | 699 | 1 | 1 | 1 | NR | 8034035029660 | 94054210 | 6LT00 | Lighting | 6LT | CAT. LIGHT | 6LT63G | SPORTS AND AREAS | 6LT63G72F | FLOODLIGHTS | 6LT63G72F771 | SMART PRO
GWP2184MD | SMART PRO 1M CRI804000KCIRC.30° DALI | 839.5 | 1 | 1 | 1 | NR | 8034035012686 | 94054210 | 6LT00 | Lighting | 6LT | CAT. LIGHT | 6LT63G | SPORTS AND AREAS | 6LT63G72F | FLOODLIGHTS | 6LT63G72F771 | SMART PRO
GWP2184MS | SMART PRO 1M CRI80 4000K CIRC.30°1-10V | 699 | 1 | 1 | 1 | NR | 8034035034176 | 94054210 | 6LT00 | Lighting | 6LT | CAT. LIGHT | 6LT63G | SPORTS AND AREAS | 6LT63G72F | FLOODLIGHTS | 6LT63G72F771 | SMART PRO
GWP2184NB | SMARTPRO 1M CRI804000K ASIM.INTDALI CL2 | 699 | 1 | 1 | 1 | NR | 8034035029677 | 94054210 | 6LT00 | Lighting | 6LT | CAT. LIGHT | 6LT63G | SPORTS AND AREAS | 6LT63G72F | FLOODLIGHTS | 6LT63G72F771 | SMART PRO
GWP2184ND | SMARTPRO 1M CRI804000K ASIM.INTDALI CL1 | 839.5 | 1 | 1 | 1 | NR | 8034035016264 | 94054210 | 6LT00 | Lighting | 6LT | CAT. LIGHT | 6LT63G | SPORTS AND AREAS | 6LT63G72F | FLOODLIGHTS | 6LT63G72F771 | SMART PRO
GWP2184NS | SMARTPRO 1M CRI804000K ASIM.INT 1-10V | 699 | 1 | 1 | 1 | NR | 8034035034183 | 94054210 | 6LT00 | Lighting | 6LT | CAT. LIGHT | 6LT63G | SPORTS AND AREAS | 6LT63G72F | FLOODLIGHTS | 6LT63G72F771 | SMART PRO
GWP2185AD | SMART PRO 1M CRI805700KSIM.DIF. DALI | 699 | 1 | 1 | 1 | NR | 8034035034282 | 94054210 | 6LT00 | Lighting | 6LT | CAT. LIGHT | 6LT63G | SPORTS AND AREAS | 6LT63G72F | FLOODLIGHTS | 6LT63G72F771 | SMART PRO
GWP2185AS | SMART PRO 1M CRI80 5700K SIM.DIF.1-10V | 699 | 1 | 1 | 1 | NR | 8034035034190 | 94054210 | 6LT00 | Lighting | 6LT | CAT. LIGHT | 6LT63G | SPORTS AND AREAS | 6LT63G72F | FLOODLIGHTS | 6LT63G72F771 | SMART PRO
GWP2185BD | SMART PRO 1MCRI805700KSIM.CONC. DALI | 699 | 1 | 1 | 1 | NR | 8034035034299 | 94054210 | 6LT00 | Lighting | 6LT | CAT. LIGHT | 6LT63G | SPORTS AND AREAS | 6LT63G72F | FLOODLIGHTS | 6LT63G72F771 | SMART PRO
GWP2185BS | SMART PRO 1M CRI80 5700K SIM.CONC.1-10V | 699 | 1 | 1 | 1 | NR | 8034035034206 | 94054210 | 6LT00 | Lighting | 6LT | CAT. LIGHT | 6LT63G | SPORTS AND AREAS | 6LT63G72F | FLOODLIGHTS | 6LT63G72F771 | SMART PRO
GWP2185CD | SMART PRO 1MCRI805700KASIM.DIF. DALI | 699 | 1 | 1 | 1 | NR | 8034035034305 | 94054210 | 6LT00 | Lighting | 6LT | CAT. LIGHT | 6LT63G | SPORTS AND AREAS | 6LT63G72F | FLOODLIGHTS | 6LT63G72F771 | SMART PRO
GWP2185CS | SMART PRO 1M CRI80 5700K ASIM.DIF.1-10V | 699 | 1 | 1 | 1 | NR | 8034035034213 | 94054210 | 6LT00 | Lighting | 6LT | CAT. LIGHT | 6LT63G | SPORTS AND AREAS | 6LT63G72F | FLOODLIGHTS | 6LT63G72F771 | SMART PRO
GWP2185GD | SMART PRO 1M CRI805700KCIRC.15° DALI | 699 | 1 | 1 | 1 | NR | 8034035034329 | 94054210 | 6LT00 | Lighting | 6LT | CAT. LIGHT | 6LT63G | SPORTS AND AREAS | 6LT63G72F | FLOODLIGHTS | 6LT63G72F771 | SMART PRO
GWP2185GS | SMART PRO 1M CRI80 5700K CIRC.15°1-10V | 699 | 1 | 1 | 1 | NR | 8034035034237 | 94054210 | 6LT00 | Lighting | 6LT | CAT. LIGHT | 6LT63G | SPORTS AND AREAS | 6LT63G72F | FLOODLIGHTS | 6LT63G72F771 | SMART PRO
GWP2185HD | SMART PRO 1M CRI805700KCIRC.20° DALI | 699 | 1 | 1 | 1 | NR | 8034035034336 | 94054210 | 6LT00 | Lighting | 6LT | CAT. LIGHT | 6LT63G | SPORTS AND AREAS | 6LT63G72F | FLOODLIGHTS | 6LT63G72F771 | SMART PRO
GWP2185HS | SMART PRO 1M CRI80 5700K CIRC.20°1-10V | 699 | 1 | 1 | 1 | NR | 8034035034244 | 94054210 | 6LT00 | Lighting | 6LT | CAT. LIGHT | 6LT63G | SPORTS AND AREAS | 6LT63G72F | FLOODLIGHTS | 6LT63G72F771 | SMART PRO
GWP2185LD | SMART PRO 1M CRI805700KCIRC.25° DALI | 699 | 1 | 1 | 1 | NR | 8034035034343 | 94054210 | 6LT00 | Lighting | 6LT | CAT. LIGHT | 6LT63G | SPORTS AND AREAS | 6LT63G72F | FLOODLIGHTS | 6LT63G72F771 | SMART PRO
GWP2185LS | SMART PRO 1M CRI80 5700K CIRC.25°1-10V | 699 | 1 | 1 | 1 | NR | 8034035034251 | 94054210 | 6LT00 | Lighting | 6LT | CAT. LIGHT | 6LT63G | SPORTS AND AREAS | 6LT63G72F | FLOODLIGHTS | 6LT63G72F771 | SMART PRO
GWP2185MD | SMART PRO 1M CRI805700KCIRC.30° DALI | 699 | 1 | 1 | 1 | NR | 8034035034350 | 94054210 | 6LT00 | Lighting | 6LT | CAT. LIGHT | 6LT63G | SPORTS AND AREAS | 6LT63G72F | FLOODLIGHTS | 6LT63G72F771 | SMART PRO
GWP2185MS | SMART PRO 1M CRI80 5700K CIRC.30°1-10V | 699 | 1 | 1 | 1 | NR | 8034035034268 | 94054210 | 6LT00 | Lighting | 6LT | CAT. LIGHT | 6LT63G | SPORTS AND AREAS | 6LT63G72F | FLOODLIGHTS | 6LT63G72F771 | SMART PRO
GWP2185ND | SMARTPRO 1M CRI805700K ASIM.INTDALI CL1 | 699 | 1 | 1 | 1 | NR | 8034035034367 | 94054210 | 6LT00 | Lighting | 6LT | CAT. LIGHT | 6LT63G | SPORTS AND AREAS | 6LT63G72F | FLOODLIGHTS | 6LT63G72F771 | SMART PRO
GWP2185NS | SMARTPRO 1M CRI805700K ASIM.INT 1-10V | 699 | 1 | 1 | 1 | NR | 8034035034275 | 94054210 | 6LT00 | Lighting | 6LT | CAT. LIGHT | 6LT63G | SPORTS AND AREAS | 6LT63G72F | FLOODLIGHTS | 6LT63G72F771 | SMART PRO
GWP2234AI730 | SMART PROe 2M CL.I SN CRI70 3000K | 688 | 1 | 1 | 1 | NR | 8034035113017 | 94054210 | 6LT00 | Lighting | 6LT | CAT. LIGHT | 6LT63G | SPORTS AND AREAS | 6LT63G72F | FLOODLIGHTS | 6LT63G72F718 | SMART PRO E
GWP2234AI740 | SMART PROe 2M CL.I SN CRI70 4000K | 688 | 1 | 1 | 1 | NR | 8034035113024 | 94054210 | 6LT00 | Lighting | 6LT | CAT. LIGHT | 6LT63G | SPORTS AND AREAS | 6LT63G72F | FLOODLIGHTS | 6LT63G72F718 | SMART PRO E
GWP2234AI757 | SMART PROe 2M CL.I SN CRI70 5700K | 688 | 1 | 1 | 1 | NR | 8034035113031 | 94054210 | 6LT00 | Lighting | 6LT | CAT. LIGHT | 6LT63G | SPORTS AND AREAS | 6LT63G72F | FLOODLIGHTS | 6LT63G72F718 | SMART PRO E
GWP2234AI830 | SMART PROe 2M CL.I SN CRI80 3000K | 688 | 1 | 1 | 1 | NR | 8034035113048 | 94054210 | 6LT00 | Lighting | 6LT | CAT. LIGHT | 6LT63G | SPORTS AND AREAS | 6LT63G72F | FLOODLIGHTS | 6LT63G72F718 | SMART PRO E
GWP2234AI840 | SMART PROe 2M CL.I SN CRI80 4000K | 688 | 1 | 1 | 1 | NR | 8034035113055 | 94054210 | 6LT00 | Lighting | 6LT | CAT. LIGHT | 6LT63G | SPORTS AND AREAS | 6LT63G72F | FLOODLIGHTS | 6LT63G72F718 | SMART PRO E
GWP2234AI857 | SMART PROe 2M CL.I SN CRI80 5700K | 688 | 1 | 1 | 1 | NR | 8034035113062 | 94054210 | 6LT00 | Lighting | 6LT | CAT. LIGHT | 6LT63G | SPORTS AND AREAS | 6LT63G72F | FLOODLIGHTS | 6LT63G72F718 | SMART PRO E
GWP2234AJ730 | SMART PROe 2M CL.I SM CRI70 3000K | 688 | 1 | 1 | 1 | NR | 8034035113079 | 94054210 | 6LT00 | Lighting | 6LT | CAT. LIGHT | 6LT63G | SPORTS AND AREAS | 6LT63G72F | FLOODLIGHTS | 6LT63G72F718 | SMART PRO E
GWP2234AJ740 | SMART PROe 2M CL.I SM CRI70 4000K | 688 | 1 | 1 | 1 | NR | 8034035113086 | 94054210 | 6LT00 | Lighting | 6LT | CAT. LIGHT | 6LT63G | SPORTS AND AREAS | 6LT63G72F | FLOODLIGHTS | 6LT63G72F718 | SMART PRO E
GWP2234AJ757 | SMART PROe 2M CL.I SM CRI70 5700K | 688 | 1 | 1 | 1 | NR | 8034035113093 | 94054210 | 6LT00 | Lighting | 6LT | CAT. LIGHT | 6LT63G | SPORTS AND AREAS | 6LT63G72F | FLOODLIGHTS | 6LT63G72F718 | SMART PRO E
GWP2234AJ830 | SMART PROe 2M CL.I SM CRI80 3000K | 688 | 1 | 1 | 1 | NR | 8034035113109 | 94054210 | 6LT00 | Lighting | 6LT | CAT. LIGHT | 6LT63G | SPORTS AND AREAS | 6LT63G72F | FLOODLIGHTS | 6LT63G72F718 | SMART PRO E
GWP2234AJ840 | SMART PROe 2M CL.I SM CRI80 4000K | 688 | 1 | 1 | 1 | NR | 8034035113116 | 94054210 | 6LT00 | Lighting | 6LT | CAT. LIGHT | 6LT63G | SPORTS AND AREAS | 6LT63G72F | FLOODLIGHTS | 6LT63G72F718 | SMART PRO E
GWP2234AJ857 | SMART PROe 2M CL.I SM CRI80 5700K | 688 | 1 | 1 | 1 | NR | 8034035113123 | 94054210 | 6LT00 | Lighting | 6LT | CAT. LIGHT | 6LT63G | SPORTS AND AREAS | 6LT63G72F | FLOODLIGHTS | 6LT63G72F718 | SMART PRO E
GWP2234AK730 | SMART PROe 2M CL.I SW CRI70 3000K | 688 | 1 | 1 | 1 | NR | 8034035113130 | 94054210 | 6LT00 | Lighting | 6LT | CAT. LIGHT | 6LT63G | SPORTS AND AREAS | 6LT63G72F | FLOODLIGHTS | 6LT63G72F718 | SMART PRO E
GWP2234AK740 | SMART PROe 2M CL.I SW CRI70 4000K | 688 | 1 | 1 | 1 | NR | 8034035113147 | 94054210 | 6LT00 | Lighting | 6LT | CAT. LIGHT | 6LT63G | SPORTS AND AREAS | 6LT63G72F | FLOODLIGHTS | 6LT63G72F718 | SMART PRO E
GWP2234AK757 | SMART PROe 2M CL.I SW CRI70 5700K | 688 | 1 | 1 | 1 | NR | 8034035113154 | 94054210 | 6LT00 | Lighting | 6LT | CAT. LIGHT | 6LT63G | SPORTS AND AREAS | 6LT63G72F | FLOODLIGHTS | 6LT63G72F718 | SMART PRO E
GWP2234AK830 | SMART PROe 2M CL.I SW CRI80 3000K | 688 | 1 | 1 | 1 | NR | 8034035113161 | 94054210 | 6LT00 | Lighting | 6LT | CAT. LIGHT | 6LT63G | SPORTS AND AREAS | 6LT63G72F | FLOODLIGHTS | 6LT63G72F718 | SMART PRO E
GWP2234AK840 | SMART PROe 2M CL.I SW CRI80 4000K | 688 | 1 | 1 | 1 | NR | 8034035113178 | 94054210 | 6LT00 | Lighting | 6LT | CAT. LIGHT | 6LT63G | SPORTS AND AREAS | 6LT63G72F | FLOODLIGHTS | 6LT63G72F718 | SMART PRO E
GWP2234AK857 | SMART PROe 2M CL.I SW CRI80 5700K | 688 | 1 | 1 | 1 | NR | 8034035113185 | 94054210 | 6LT00 | Lighting | 6LT | CAT. LIGHT | 6LT63G | SPORTS AND AREAS | 6LT63G72F | FLOODLIGHTS | 6LT63G72F718 | SMART PRO E
GWP2234AR730 | SMART PROe 2M CL.I ASW CRI70 3000K | 688 | 1 | 1 | 1 | NR | 8034035113192 | 94054210 | 6LT00 | Lighting | 6LT | CAT. LIGHT | 6LT63G | SPORTS AND AREAS | 6LT63G72F | FLOODLIGHTS | 6LT63G72F718 | SMART PRO E
GWP2234AR740 | SMART PROe 2M CL.I ASW CRI70 4000K | 688 | 1 | 1 | 1 | NR | 8034035113208 | 94054210 | 6LT00 | Lighting | 6LT | CAT. LIGHT | 6LT63G | SPORTS AND AREAS | 6LT63G72F | FLOODLIGHTS | 6LT63G72F718 | SMART PRO E
GWP2234AR757 | SMART PROe 2M CL.I ASW CRI70 5700K | 688 | 1 | 1 | 1 | NR | 8034035113215 | 94054210 | 6LT00 | Lighting | 6LT | CAT. LIGHT | 6LT63G | SPORTS AND AREAS | 6LT63G72F | FLOODLIGHTS | 6LT63G72F718 | SMART PRO E
GWP2234AR830 | SMART PROe 2M CL.I ASW CRI80 3000K | 688 | 1 | 1 | 1 | NR | 8034035113222 | 94054210 | 6LT00 | Lighting | 6LT | CAT. LIGHT | 6LT63G | SPORTS AND AREAS | 6LT63G72F | FLOODLIGHTS | 6LT63G72F718 | SMART PRO E
GWP2234AR840 | SMART PROe 2M CL.I ASW CRI80 4000K | 688 | 1 | 1 | 1 | NR | 8034035113239 | 94054210 | 6LT00 | Lighting | 6LT | CAT. LIGHT | 6LT63G | SPORTS AND AREAS | 6LT63G72F | FLOODLIGHTS | 6LT63G72F718 | SMART PRO E
GWP2234AR857 | SMART PROe 2M CL.I ASW CRI80 5700K | 688 | 1 | 1 | 1 | NR | 8034035113246 | 94054210 | 6LT00 | Lighting | 6LT | CAT. LIGHT | 6LT63G | SPORTS AND AREAS | 6LT63G72F | FLOODLIGHTS | 6LT63G72F718 | SMART PRO E
GWP2234AX730 | SMART PROe 2M CL.I ALW CRI70 3000K | 688 | 1 | 1 | 1 | NR | 8034035113253 | 94054210 | 6LT00 | Lighting | 6LT | CAT. LIGHT | 6LT63G | SPORTS AND AREAS | 6LT63G72F | FLOODLIGHTS | 6LT63G72F718 | SMART PRO E
GWP2234AX740 | SMART PROe 2M CL.I ALW CRI70 4000K | 688 | 1 | 1 | 1 | NR | 8034035113260 | 94054210 | 6LT00 | Lighting | 6LT | CAT. LIGHT | 6LT63G | SPORTS AND AREAS | 6LT63G72F | FLOODLIGHTS | 6LT63G72F718 | SMART PRO E
GWP2234AX757 | SMART PROe 2M CL.I ALW CRI70 5700K | 688 | 1 | 1 | 1 | NR | 8034035113277 | 94054210 | 6LT00 | Lighting | 6LT | CAT. LIGHT | 6LT63G | SPORTS AND AREAS | 6LT63G72F | FLOODLIGHTS | 6LT63G72F718 | SMART PRO E
GWP2234AX830 | SMART PROe 2M CL.I ALW CRI80 3000K | 688 | 1 | 1 | 1 | NR | 8034035113284 | 94054210 | 6LT00 | Lighting | 6LT | CAT. LIGHT | 6LT63G | SPORTS AND AREAS | 6LT63G72F | FLOODLIGHTS | 6LT63G72F718 | SMART PRO E
GWP2234AX840 | SMART PROe 2M CL.I ALW CRI80 4000K | 688 | 1 | 1 | 1 | NR | 8034035113291 | 94054210 | 6LT00 | Lighting | 6LT | CAT. LIGHT | 6LT63G | SPORTS AND AREAS | 6LT63G72F | FLOODLIGHTS | 6LT63G72F718 | SMART PRO E
GWP2234AX857 | SMART PROe 2M CL.I ALW CRI80 5700K | 688 | 1 | 1 | 1 | NR | 8034035113307 | 94054210 | 6LT00 | Lighting | 6LT | CAT. LIGHT | 6LT63G | SPORTS AND AREAS | 6LT63G72F | FLOODLIGHTS | 6LT63G72F718 | SMART PRO E
GWP2234CI730 | SMART PROe 2M 1-10 CL.I SN CRI70 3000K | 987 | 1 | 1 | 1 | NR | 8034035113314 | 94054210 | 6LT00 | Lighting | 6LT | CAT. LIGHT | 6LT63G | SPORTS AND AREAS | 6LT63G72F | FLOODLIGHTS | 6LT63G72F718 | SMART PRO E
GWP2234CI740 | SMART PROe 2M 1-10 CL.I SN CRI70 4000K | 987 | 1 | 1 | 1 | NR | 8034035113321 | 94054210 | 6LT00 | Lighting | 6LT | CAT. LIGHT | 6LT63G | SPORTS AND AREAS | 6LT63G72F | FLOODLIGHTS | 6LT63G72F718 | SMART PRO E
GWP2234CI757 | SMART PROe 2M 1-10 CL.I SN CRI70 5700K | 987 | 1 | 1 | 1 | NR | 8034035113338 | 94054210 | 6LT00 | Lighting | 6LT | CAT. LIGHT | 6LT63G | SPORTS AND AREAS | 6LT63G72F | FLOODLIGHTS | 6LT63G72F718 | SMART PRO E
GWP2234CI830 | SMART PROe 2M 1-10 CL.I SN CRI80 3000K | 987 | 1 | 1 | 1 | NR | 8034035113345 | 94054210 | 6LT00 | Lighting | 6LT | CAT. LIGHT | 6LT63G | SPORTS AND AREAS | 6LT63G72F | FLOODLIGHTS | 6LT63G72F718 | SMART PRO E
GWP2234CI840 | SMART PROe 2M 1-10 CL.I SN CRI80 4000K | 987 | 1 | 1 | 1 | NR | 8034035113352 | 94054210 | 6LT00 | Lighting | 6LT | CAT. LIGHT | 6LT63G | SPORTS AND AREAS | 6LT63G72F | FLOODLIGHTS | 6LT63G72F718 | SMART PRO E
GWP2234CI857 | SMART PROe 2M 1-10 CL.I SN CRI80 5700K | 987 | 1 | 1 | 1 | NR | 8034035113369 | 94054210 | 6LT00 | Lighting | 6LT | CAT. LIGHT | 6LT63G | SPORTS AND AREAS | 6LT63G72F | FLOODLIGHTS | 6LT63G72F718 | SMART PRO E
GWP2234CJ730 | SMART PROe 2M 1-10 CL.I SM CRI70 3000K | 987 | 1 | 1 | 1 | NR | 8034035113376 | 94054210 | 6LT00 | Lighting | 6LT | CAT. LIGHT | 6LT63G | SPORTS AND AREAS | 6LT63G72F | FLOODLIGHTS | 6LT63G72F718 | SMART PRO E
GWP2234CJ740 | SMART PROe 2M 1-10 CL.I SM CRI70 4000K | 987 | 1 | 1 | 1 | NR | 8034035113383 | 94054210 | 6LT00 | Lighting | 6LT | CAT. LIGHT | 6LT63G | SPORTS AND AREAS | 6LT63G72F | FLOODLIGHTS | 6LT63G72F718 | SMART PRO E
GWP2234CJ757 | SMART PROe 2M 1-10 CL.I SM CRI70 5700K | 987 | 1 | 1 | 1 | NR | 8034035113390 | 94054210 | 6LT00 | Lighting | 6LT | CAT. LIGHT | 6LT63G | SPORTS AND AREAS | 6LT63G72F | FLOODLIGHTS | 6LT63G72F718 | SMART PRO E
GWP2234CJ830 | SMART PROe 2M 1-10 CL.I SM CRI80 3000K | 987 | 1 | 1 | 1 | NR | 8034035113406 | 94054210 | 6LT00 | Lighting | 6LT | CAT. LIGHT | 6LT63G | SPORTS AND AREAS | 6LT63G72F | FLOODLIGHTS | 6LT63G72F718 | SMART PRO E
GWP2234CJ840 | SMART PROe 2M 1-10 CL.I SM CRI80 4000K | 987 | 1 | 1 | 1 | NR | 8034035113413 | 94054210 | 6LT00 | Lighting | 6LT | CAT. LIGHT | 6LT63G | SPORTS AND AREAS | 6LT63G72F | FLOODLIGHTS | 6LT63G72F718 | SMART PRO E
GWP2234CJ857 | SMART PROe 2M 1-10 CL.I SM CRI80 5700K | 987 | 1 | 1 | 1 | NR | 8034035113420 | 94054210 | 6LT00 | Lighting | 6LT | CAT. LIGHT | 6LT63G | SPORTS AND AREAS | 6LT63G72F | FLOODLIGHTS | 6LT63G72F718 | SMART PRO E
GWP2234CK730 | SMART PROe 2M 1-10 CL.I SW CRI70 3000K | 987 | 1 | 1 | 1 | NR | 8034035113437 | 94054210 | 6LT00 | Lighting | 6LT | CAT. LIGHT | 6LT63G | SPORTS AND AREAS | 6LT63G72F | FLOODLIGHTS | 6LT63G72F718 | SMART PRO E
GWP2234CK740 | SMART PROe 2M 1-10 CL.I SW CRI70 4000K | 987 | 1 | 1 | 1 | NR | 8034035113444 | 94054210 | 6LT00 | Lighting | 6LT | CAT. LIGHT | 6LT63G | SPORTS AND AREAS | 6LT63G72F | FLOODLIGHTS | 6LT63G72F718 | SMART PRO E
GWP2234CK757 | SMART PROe 2M 1-10 CL.I SW CRI70 5700K | 987 | 1 | 1 | 1 | NR | 8034035113451 | 94054210 | 6LT00 | Lighting | 6LT | CAT. LIGHT | 6LT63G | SPORTS AND AREAS | 6LT63G72F | FLOODLIGHTS | 6LT63G72F718 | SMART PRO E
GWP2234CK830 | SMART PROe 2M 1-10 CL.I SW CRI80 3000K | 987 | 1 | 1 | 1 | NR | 8034035113468 | 94054210 | 6LT00 | Lighting | 6LT | CAT. LIGHT | 6LT63G | SPORTS AND AREAS | 6LT63G72F | FLOODLIGHTS | 6LT63G72F718 | SMART PRO E
GWP2234CK840 | SMART PROe 2M 1-10 CL.I SW CRI80 4000K | 987 | 1 | 1 | 1 | NR | 8034035113475 | 94054210 | 6LT00 | Lighting | 6LT | CAT. LIGHT | 6LT63G | SPORTS AND AREAS | 6LT63G72F | FLOODLIGHTS | 6LT63G72F718 | SMART PRO E
GWP2234CK857 | SMART PROe 2M 1-10 CL.I SW CRI80 5700K | 987 | 1 | 1 | 1 | NR | 8034035113482 | 94054210 | 6LT00 | Lighting | 6LT | CAT. LIGHT | 6LT63G | SPORTS AND AREAS | 6LT63G72F | FLOODLIGHTS | 6LT63G72F718 | SMART PRO E
GWP2234CR730 | SMART PROe 2M 1-10 CL.I ASW CRI70 3000K | 987 | 1 | 1 | 1 | NR | 8034035113499 | 94054210 | 6LT00 | Lighting | 6LT | CAT. LIGHT | 6LT63G | SPORTS AND AREAS | 6LT63G72F | FLOODLIGHTS | 6LT63G72F718 | SMART PRO E
GWP2234CR740 | SMART PROe 2M 1-10 CL.I ASW CRI70 4000K | 987 | 1 | 1 | 1 | NR | 8034035113505 | 94054210 | 6LT00 | Lighting | 6LT | CAT. LIGHT | 6LT63G | SPORTS AND AREAS | 6LT63G72F | FLOODLIGHTS | 6LT63G72F718 | SMART PRO E
GWP2234CR757 | SMART PROe 2M 1-10 CL.I ASW CRI70 5700K | 987 | 1 | 1 | 1 | NR | 8034035113512 | 94054210 | 6LT00 | Lighting | 6LT | CAT. LIGHT | 6LT63G | SPORTS AND AREAS | 6LT63G72F | FLOODLIGHTS | 6LT63G72F718 | SMART PRO E
GWP2234CR830 | SMART PROe 2M 1-10 CL.I ASW CRI80 3000K | 987 | 1 | 1 | 1 | NR | 8034035113529 | 94054210 | 6LT00 | Lighting | 6LT | CAT. LIGHT | 6LT63G | SPORTS AND AREAS | 6LT63G72F | FLOODLIGHTS | 6LT63G72F718 | SMART PRO E
GWP2234CR840 | SMART PROe 2M 1-10 CL.I ASW CRI80 4000K | 987 | 1 | 1 | 1 | NR | 8034035113536 | 94054210 | 6LT00 | Lighting | 6LT | CAT. LIGHT | 6LT63G | SPORTS AND AREAS | 6LT63G72F | FLOODLIGHTS | 6LT63G72F718 | SMART PRO E
GWP2234CR857 | SMART PROe 2M 1-10 CL.I ASW CRI80 5700K | 987 | 1 | 1 | 1 | NR | 8034035113543 | 94054210 | 6LT00 | Lighting | 6LT | CAT. LIGHT | 6LT63G | SPORTS AND AREAS | 6LT63G72F | FLOODLIGHTS | 6LT63G72F718 | SMART PRO E
GWP2234CX730 | SMART PROe 2M 1-10 CL.I ALW CRI70 3000K | 987 | 1 | 1 | 1 | NR | 8034035113550 | 94054210 | 6LT00 | Lighting | 6LT | CAT. LIGHT | 6LT63G | SPORTS AND AREAS | 6LT63G72F | FLOODLIGHTS | 6LT63G72F718 | SMART PRO E
GWP2234CX740 | SMART PROe 2M 1-10 CL.I ALW CRI70 4000K | 987 | 1 | 1 | 1 | NR | 8034035113567 | 94054210 | 6LT00 | Lighting | 6LT | CAT. LIGHT | 6LT63G | SPORTS AND AREAS | 6LT63G72F | FLOODLIGHTS | 6LT63G72F718 | SMART PRO E
GWP2234CX757 | SMART PROe 2M 1-10 CL.I ALW CRI70 5700K | 987 | 1 | 1 | 1 | NR | 8034035113574 | 94054210 | 6LT00 | Lighting | 6LT | CAT. LIGHT | 6LT63G | SPORTS AND AREAS | 6LT63G72F | FLOODLIGHTS | 6LT63G72F718 | SMART PRO E
GWP2234CX830 | SMART PROe 2M 1-10 CL.I ALW CRI80 3000K | 987 | 1 | 1 | 1 | NR | 8034035113581 | 94054210 | 6LT00 | Lighting | 6LT | CAT. LIGHT | 6LT63G | SPORTS AND AREAS | 6LT63G72F | FLOODLIGHTS | 6LT63G72F718 | SMART PRO E
GWP2234CX840 | SMART PROe 2M 1-10 CL.I ALW CRI80 4000K | 987 | 1 | 1 | 1 | NR | 8034035113598 | 94054210 | 6LT00 | Lighting | 6LT | CAT. LIGHT | 6LT63G | SPORTS AND AREAS | 6LT63G72F | FLOODLIGHTS | 6LT63G72F718 | SMART PRO E
GWP2234CX857 | SMART PROe 2M 1-10 CL.I ALW CRI80 5700K | 987 | 1 | 1 | 1 | NR | 8034035113604 | 94054210 | 6LT00 | Lighting | 6LT | CAT. LIGHT | 6LT63G | SPORTS AND AREAS | 6LT63G72F | FLOODLIGHTS | 6LT63G72F718 | SMART PRO E
GWP2273AB | SMARTPRO 2MCRI703000KSIM.DIF. DALI CL2 | 1435 | 1 | 1 | 1 | NR | 8034035029912 | 94054210 | 6LT00 | Lighting | 6LT | CAT. LIGHT | 6LT63G | SPORTS AND AREAS | 6LT63G72F | FLOODLIGHTS | 6LT63G72F771 | SMART PRO
GWP2273AD | SMARTPRO2.02MCRI703000KSIM.DIF. DALI | 1435 | 1 | 1 | 1 | NR | 8011564756328 | 94054210 | 6LT00 | Lighting | 6LT | CAT. LIGHT | 6LT63G | SPORTS AND AREAS | 6LT63G72F | FLOODLIGHTS | 6LT63G72F771 | SMART PRO
GWP2273AS | SMART PRO 2.0 2M CRI703000KSIM.DIF.1-10V | 1209.5 | 1 | 1 | 1 | NR | 8011564738881 | 94054210 | 6LT00 | Lighting | 6LT | CAT. LIGHT | 6LT63G | SPORTS AND AREAS | 6LT63G72F | FLOODLIGHTS | 6LT63G72F771 | SMART PRO
GWP2273BB | SMARTPRO 2MCRI703000KSIM.CONC. DALI CL2 | 1435 | 1 | 1 | 1 | NR | 8034035029929 | 94054210 | 6LT00 | Lighting | 6LT | CAT. LIGHT | 6LT63G | SPORTS AND AREAS | 6LT63G72F | FLOODLIGHTS | 6LT63G72F771 | SMART PRO
GWP2273BD | SMARTPRO2.02MCRI703000KSIM.CONC. DALI | 1435 | 1 | 1 | 1 | NR | 8011564756335 | 94054210 | 6LT00 | Lighting | 6LT | CAT. LIGHT | 6LT63G | SPORTS AND AREAS | 6LT63G72F | FLOODLIGHTS | 6LT63G72F771 | SMART PRO
GWP2273BS | SMART PRO 2.0 2MCRI703000KSIM.CONC.1-10V | 1209.5 | 1 | 1 | 1 | NR | 8011564738898 | 94054210 | 6LT00 | Lighting | 6LT | CAT. LIGHT | 6LT63G | SPORTS AND AREAS | 6LT63G72F | FLOODLIGHTS | 6LT63G72F771 | SMART PRO
GWP2273CB | SMART PRO 2MCRI703000KASIM.DIF DALI CL2 | 1435 | 1 | 1 | 1 | NR | 8034035029936 | 94054210 | 6LT00 | Lighting | 6LT | CAT. LIGHT | 6LT63G | SPORTS AND AREAS | 6LT63G72F | FLOODLIGHTS | 6LT63G72F771 | SMART PRO
GWP2273CD | SMART PRO2.02MCRI703000KASIM.DIF DALI | 1435 | 1 | 1 | 1 | NR | 8011564756342 | 94054210 | 6LT00 | Lighting | 6LT | CAT. LIGHT | 6LT63G | SPORTS AND AREAS | 6LT63G72F | FLOODLIGHTS | 6LT63G72F771 | SMART PRO
GWP2273CS | SMART PRO 2.0 2MCRI703000KASIM.DIF.1-10V | 1209.5 | 1 | 1 | 1 | NR | 8011564738904 | 94054210 | 6LT00 | Lighting | 6LT | CAT. LIGHT | 6LT63G | SPORTS AND AREAS | 6LT63G72F | FLOODLIGHTS | 6LT63G72F771 | SMART PRO
GWP2273GB | SMARTPRO 2MCRI703000KCIRC.15° DALI CL2 | 1435 | 1 | 1 | 1 | NR | 8034035029950 | 94054210 | 6LT00 | Lighting | 6LT | CAT. LIGHT | 6LT63G | SPORTS AND AREAS | 6LT63G72F | FLOODLIGHTS | 6LT63G72F771 | SMART PRO
GWP2273GD | SMARTPRO2.02MCRI703000KCIRC.15° DALI | 1435 | 1 | 1 | 1 | NR | 8011564756366 | 94054210 | 6LT00 | Lighting | 6LT | CAT. LIGHT | 6LT63G | SPORTS AND AREAS | 6LT63G72F | FLOODLIGHTS | 6LT63G72F771 | SMART PRO
GWP2273GS | SMART PRO 2.0 2M CRI703000KCIRC.15°1-10V | 1209.5 | 1 | 1 | 1 | NR | 8011564738928 | 94054210 | 6LT00 | Lighting | 6LT | CAT. LIGHT | 6LT63G | SPORTS AND AREAS | 6LT63G72F | FLOODLIGHTS | 6LT63G72F771 | SMART PRO
GWP2273HB | SMARTPRO 2MCRI703000KCIRC.20° DALI CL2 | 1435 | 1 | 1 | 1 | NR | 8034035029967 | 94054210 | 6LT00 | Lighting | 6LT | CAT. LIGHT | 6LT63G | SPORTS AND AREAS | 6LT63G72F | FLOODLIGHTS | 6LT63G72F771 | SMART PRO
GWP2273HD | SMARTPRO2.02MCRI703000KCIRC.20° DALI | 1435 | 1 | 1 | 1 | NR | 8011564756373 | 94054210 | 6LT00 | Lighting | 6LT | CAT. LIGHT | 6LT63G | SPORTS AND AREAS | 6LT63G72F | FLOODLIGHTS | 6LT63G72F771 | SMART PRO
GWP2273HS | SMART PRO 2.0 2M CRI703000KCIRC.20°1-10V | 1209.5 | 1 | 1 | 1 | NR | 8011564738935 | 94054210 | 6LT00 | Lighting | 6LT | CAT. LIGHT | 6LT63G | SPORTS AND AREAS | 6LT63G72F | FLOODLIGHTS | 6LT63G72F771 | SMART PRO
GWP2273LB | SMARTPRO 2MCRI703000KCIRC.25° DALI CL2 | 1435 | 1 | 1 | 1 | NR | 8034035029974 | 94054210 | 6LT00 | Lighting | 6LT | CAT. LIGHT | 6LT63G | SPORTS AND AREAS | 6LT63G72F | FLOODLIGHTS | 6LT63G72F771 | SMART PRO
GWP2273LD | SMARTPRO2.02MCRI703000KCIRC.25° DALI | 1435 | 1 | 1 | 1 | NR | 8011564756380 | 94054210 | 6LT00 | Lighting | 6LT | CAT. LIGHT | 6LT63G | SPORTS AND AREAS | 6LT63G72F | FLOODLIGHTS | 6LT63G72F771 | SMART PRO
GWP2273LS | SMART PRO 2.0 2M CRI703000KCIRC.25°1-10V | 1209.5 | 1 | 1 | 1 | NR | 8011564738942 | 94054210 | 6LT00 | Lighting | 6LT | CAT. LIGHT | 6LT63G | SPORTS AND AREAS | 6LT63G72F | FLOODLIGHTS | 6LT63G72F771 | SMART PRO
GWP2273MB | SMARTPRO 2MCRI703000KCIRC.30° DALI CL2 | 1435 | 1 | 1 | 1 | NR | 8034035029981 | 94054210 | 6LT00 | Lighting | 6LT | CAT. LIGHT | 6LT63G | SPORTS AND AREAS | 6LT63G72F | FLOODLIGHTS | 6LT63G72F771 | SMART PRO
GWP2273MD | SMARTPRO2.02MCRI703000KCIRC.30° DALI | 1435 | 1 | 1 | 1 | NR | 8011564756397 | 94054210 | 6LT00 | Lighting | 6LT | CAT. LIGHT | 6LT63G | SPORTS AND AREAS | 6LT63G72F | FLOODLIGHTS | 6LT63G72F771 | SMART PRO
GWP2273MS | SMART PRO 2.0 2M CRI703000KCIRC.30°1-10V | 1209.5 | 1 | 1 | 1 | NR | 8011564738959 | 94054210 | 6LT00 | Lighting | 6LT | CAT. LIGHT | 6LT63G | SPORTS AND AREAS | 6LT63G72F | FLOODLIGHTS | 6LT63G72F771 | SMART PRO
GWP2273NB | SMARTPRO 2M CRI703000K ASIM.INTDALICL2 | 1435 | 1 | 1 | 1 | NR | 8034035029998 | 94054210 | 6LT00 | Lighting | 6LT | CAT. LIGHT | 6LT63G | SPORTS AND AREAS | 6LT63G72F | FLOODLIGHTS | 6LT63G72F771 | SMART PRO
GWP2273ND | SMART PRO 2M CRI703000K ASIM.INT DALI | 1435 | 1 | 1 | 1 | NR | 8034035015953 | 94054210 | 6LT00 | Lighting | 6LT | CAT. LIGHT | 6LT63G | SPORTS AND AREAS | 6LT63G72F | FLOODLIGHTS | 6LT63G72F771 | SMART PRO
GWP2273NS | SMART PRO 2M CRI703000K ASIM.INT 1-10V | 1209.5 | 1 | 1 | 1 | NR | 8034035015922 | 94054210 | 6LT00 | Lighting | 6LT | CAT. LIGHT | 6LT63G | SPORTS AND AREAS | 6LT63G72F | FLOODLIGHTS | 6LT63G72F771 | SMART PRO
GWP2274AB | SMARTPRO 2MCRI704000KSIM.DIF. DALI CL2 | 1435 | 1 | 1 | 1 | NR | 8034035030000 | 94054210 | 6LT00 | Lighting | 6LT | CAT. LIGHT | 6LT63G | SPORTS AND AREAS | 6LT63G72F | FLOODLIGHTS | 6LT63G72F771 | SMART PRO
GWP2274AD | SMARTPRO2.02MCRI704000KSIM.DIF. DALI | 1435 | 1 | 1 | 1 | NR | 8011564756403 | 94054210 | 6LT00 | Lighting | 6LT | CAT. LIGHT | 6LT63G | SPORTS AND AREAS | 6LT63G72F | FLOODLIGHTS | 6LT63G72F771 | SMART PRO
GWP2274AS | SMART PRO 2.0 2M CRI704000KSIM.DIF.1-10V | 1209.5 | 1 | 1 | 1 | NR | 8011564755871 | 94054210 | 6LT00 | Lighting | 6LT | CAT. LIGHT | 6LT63G | SPORTS AND AREAS | 6LT63G72F | FLOODLIGHTS | 6LT63G72F771 | SMART PRO
GWP2274BB | SMARTPRO 2MCRI704000KSIM.CON. DALI CL2 | 1435 | 1 | 1 | 1 | NR | 8034035030017 | 94054210 | 6LT00 | Lighting | 6LT | CAT. LIGHT | 6LT63G | SPORTS AND AREAS | 6LT63G72F | FLOODLIGHTS | 6LT63G72F771 | SMART PRO
GWP2274BD | SMARTPRO2.02MCRI704000KSIM.CON. DALI | 1435 | 1 | 1 | 1 | NR | 8011564756496 | 94054210 | 6LT00 | Lighting | 6LT | CAT. LIGHT | 6LT63G | SPORTS AND AREAS | 6LT63G72F | FLOODLIGHTS | 6LT63G72F771 | SMART PRO
GWP2274BS | SMART PRO 2.0 2MCRI704000KSIM.CONC.1-10V | 1209.5 | 1 | 1 | 1 | NR | 8011564738751 | 94054210 | 6LT00 | Lighting | 6LT | CAT. LIGHT | 6LT63G | SPORTS AND AREAS | 6LT63G72F | FLOODLIGHTS | 6LT63G72F771 | SMART PRO
GWP2274CB | SMARTPRO 2MCRI704000KASIM.DIF. DALI CL2 | 1435 | 1 | 1 | 1 | NR | 8034035030024 | 94054210 | 6LT00 | Lighting | 6LT | CAT. LIGHT | 6LT63G | SPORTS AND AREAS | 6LT63G72F | FLOODLIGHTS | 6LT63G72F771 | SMART PRO
GWP2274CD | SMARTPRO2.02MCRI704000KASIM.DIF. DALI | 1435 | 1 | 1 | 1 | NR | 8011564756502 | 94054210 | 6LT00 | Lighting | 6LT | CAT. LIGHT | 6LT63G | SPORTS AND AREAS | 6LT63G72F | FLOODLIGHTS | 6LT63G72F771 | SMART PRO
GWP2274CS | SMART PRO 2.0 2MCRI704000K SIM.DIF.1-10V | 1209.5 | 1 | 1 | 1 | NR | 8011564738768 | 94054210 | 6LT00 | Lighting | 6LT | CAT. LIGHT | 6LT63G | SPORTS AND AREAS | 6LT63G72F | FLOODLIGHTS | 6LT63G72F771 | SMART PRO
GWP2274GB | SMARTPRO 2MCRI704000KCIRC.15° DALI CL2 | 1435 | 1 | 1 | 1 | NR | 8034035030048 | 94054210 | 6LT00 | Lighting | 6LT | CAT. LIGHT | 6LT63G | SPORTS AND AREAS | 6LT63G72F | FLOODLIGHTS | 6LT63G72F771 | SMART PRO
GWP2274GD | SMARTPRO2.02MCRI704000KCIRC.15° DALI | 1435 | 1 | 1 | 1 | NR | 8011564756700 | 94054210 | 6LT00 | Lighting | 6LT | CAT. LIGHT | 6LT63G | SPORTS AND AREAS | 6LT63G72F | FLOODLIGHTS | 6LT63G72F771 | SMART PRO
GWP2274GS | SMART PRO 2.0 2M CRI704000KCIRC.15°1-10V | 1209.5 | 1 | 1 | 1 | NR | 8011564738744 | 94054210 | 6LT00 | Lighting | 6LT | CAT. LIGHT | 6LT63G | SPORTS AND AREAS | 6LT63G72F | FLOODLIGHTS | 6LT63G72F771 | SMART PRO
GWP2274HB | SMARTPRO 2MCRI704000KCIRC.20° DALI CL2 | 1435 | 1 | 1 | 1 | NR | 8034035030055 | 94054210 | 6LT00 | Lighting | 6LT | CAT. LIGHT | 6LT63G | SPORTS AND AREAS | 6LT63G72F | FLOODLIGHTS | 6LT63G72F771 | SMART PRO
GWP2274HD | SMARTPRO2.02MCRI704000KCIRC.20° DALI | 1435 | 1 | 1 | 1 | NR | 8011564756809 | 94054210 | 6LT00 | Lighting | 6LT | CAT. LIGHT | 6LT63G | SPORTS AND AREAS | 6LT63G72F | FLOODLIGHTS | 6LT63G72F771 | SMART PRO
GWP2274HS | SMART PRO 2.0 2M CRI704000KCIRC.20°1-10V | 1209.5 | 1 | 1 | 1 | NR | 8011564738782 | 94054210 | 6LT00 | Lighting | 6LT | CAT. LIGHT | 6LT63G | SPORTS AND AREAS | 6LT63G72F | FLOODLIGHTS | 6LT63G72F771 | SMART PRO
GWP2274LB | SMARTPRO 2MCRI704000KCIRC.25° DALI CL2 | 1435 | 1 | 1 | 1 | NR | 8034035030062 | 94054210 | 6LT00 | Lighting | 6LT | CAT. LIGHT | 6LT63G | SPORTS AND AREAS | 6LT63G72F | FLOODLIGHTS | 6LT63G72F771 | SMART PRO
GWP2274LD | SMARTPRO2.02MCRI704000KCIRC.25° DALI | 1435 | 1 | 1 | 1 | NR | 8011564756908 | 94054210 | 6LT00 | Lighting | 6LT | CAT. LIGHT | 6LT63G | SPORTS AND AREAS | 6LT63G72F | FLOODLIGHTS | 6LT63G72F771 | SMART PRO
GWP2274LS | SMART PRO 2.0 2M CRI704000KCIRC.25°1-10V | 1209.5 | 1 | 1 | 1 | NR | 8011564738799 | 94054210 | 6LT00 | Lighting | 6LT | CAT. LIGHT | 6LT63G | SPORTS AND AREAS | 6LT63G72F | FLOODLIGHTS | 6LT63G72F771 | SMART PRO
GWP2274MB | SMARTPRO 2MCRI704000KCIRC.30° DALI CL2 | 1435 | 1 | 1 | 1 | NR | 8034035030079 | 94054210 | 6LT00 | Lighting | 6LT | CAT. LIGHT | 6LT63G | SPORTS AND AREAS | 6LT63G72F | FLOODLIGHTS | 6LT63G72F771 | SMART PRO
GWP2274MD | SMARTPRO2.02MCRI704000KCIRC.30° DALI | 1435 | 1 | 1 | 1 | NR | 8011564756939 | 94054210 | 6LT00 | Lighting | 6LT | CAT. LIGHT | 6LT63G | SPORTS AND AREAS | 6LT63G72F | FLOODLIGHTS | 6LT63G72F771 | SMART PRO
GWP2274MS | SMART PRO 2M CRI704000KCIRC.30°1-10V | 1209.5 | 1 | 1 | 1 | NR | 8011564738805 | 94054210 | 6LT00 | Lighting | 6LT | CAT. LIGHT | 6LT63G | SPORTS AND AREAS | 6LT63G72F | FLOODLIGHTS | 6LT63G72F771 | SMART PRO
GWP2274NB | SMARTPRO 2M CRI704000K ASIM.INTDALICL2 | 1435 | 1 | 1 | 1 | NR | 8034035030086 | 94054210 | 6LT00 | Lighting | 6LT | CAT. LIGHT | 6LT63G | SPORTS AND AREAS | 6LT63G72F | FLOODLIGHTS | 6LT63G72F771 | SMART PRO
GWP2274ND | SMART PRO 2M CRI704000K ASIM.INT DALI | 1435 | 1 | 1 | 1 | NR | 8034035015960 | 94054210 | 6LT00 | Lighting | 6LT | CAT. LIGHT | 6LT63G | SPORTS AND AREAS | 6LT63G72F | FLOODLIGHTS | 6LT63G72F771 | SMART PRO
GWP2274NS | SMART PRO 2M CRI704000K ASIM.INT 1-10V | 1209.5 | 1 | 1 | 1 | NR | 8034035015939 | 94054210 | 6LT00 | Lighting | 6LT | CAT. LIGHT | 6LT63G | SPORTS AND AREAS | 6LT63G72F | FLOODLIGHTS | 6LT63G72F771 | SMART PRO
GWP2275AB | SMARTPRO 2MCRI705700KSIM.DIF. DALI CL2 | 1435 | 1 | 1 | 1 | NR | 8034035030093 | 94054210 | 6LT00 | Lighting | 6LT | CAT. LIGHT | 6LT63G | SPORTS AND AREAS | 6LT63G72F | FLOODLIGHTS | 6LT63G72F771 | SMART PRO
GWP2275AD | SMARTPRO2.02MCRI705700KSIM.DIF. DALI | 1435 | 1 | 1 | 1 | NR | 8011564756946 | 94054210 | 6LT00 | Lighting | 6LT | CAT. LIGHT | 6LT63G | SPORTS AND AREAS | 6LT63G72F | FLOODLIGHTS | 6LT63G72F771 | SMART PRO
GWP2275AS | SMART PRO 2.0 2M CRI705700KSIM.DIF.1-10V | 1209.5 | 1 | 1 | 1 | NR | 8011564738706 | 94054210 | 6LT00 | Lighting | 6LT | CAT. LIGHT | 6LT63G | SPORTS AND AREAS | 6LT63G72F | FLOODLIGHTS | 6LT63G72F771 | SMART PRO
GWP2275BB | SMARTPRO 2MCRI705700KSIM.CON. DALI CL2 | 1435 | 1 | 1 | 1 | NR | 8034035030109 | 94054210 | 6LT00 | Lighting | 6LT | CAT. LIGHT | 6LT63G | SPORTS AND AREAS | 6LT63G72F | FLOODLIGHTS | 6LT63G72F771 | SMART PRO
GWP2275BD | SMARTPRO2.02MCRI705700KSIM.CON. DALI | 1435 | 1 | 1 | 1 | NR | 8011564756953 | 94054210 | 6LT00 | Lighting | 6LT | CAT. LIGHT | 6LT63G | SPORTS AND AREAS | 6LT63G72F | FLOODLIGHTS | 6LT63G72F771 | SMART PRO
GWP2275BS | SMART PRO 2.0 2MCRI705700KSIM.CONC.1-10V | 1209.5 | 1 | 1 | 1 | NR | 8011564738812 | 94054210 | 6LT00 | Lighting | 6LT | CAT. LIGHT | 6LT63G | SPORTS AND AREAS | 6LT63G72F | FLOODLIGHTS | 6LT63G72F771 | SMART PRO
GWP2275CB | SMARTPRO 2MCRI705700KASIM.DIF DALI CL2 | 1435 | 1 | 1 | 1 | NR | 8034035030116 | 94054210 | 6LT00 | Lighting | 6LT | CAT. LIGHT | 6LT63G | SPORTS AND AREAS | 6LT63G72F | FLOODLIGHTS | 6LT63G72F771 | SMART PRO
GWP2275CD | SMARTPRO2.02MCRI705700KASIM.DIF DALI | 1435 | 1 | 1 | 1 | NR | 8011564756960 | 94054210 | 6LT00 | Lighting | 6LT | CAT. LIGHT | 6LT63G | SPORTS AND AREAS | 6LT63G72F | FLOODLIGHTS | 6LT63G72F771 | SMART PRO
GWP2275CS | SMART PRO 2.0 2MCRI705700KASIM.DIF.1-10V | 1209.5 | 1 | 1 | 1 | NR | 8011564738829 | 94054210 | 6LT00 | Lighting | 6LT | CAT. LIGHT | 6LT63G | SPORTS AND AREAS | 6LT63G72F | FLOODLIGHTS | 6LT63G72F771 | SMART PRO
GWP2275GB | SMARTPRO 2MCRI705700KCIRC.15° DALI CL2 | 1435 | 1 | 1 | 1 | NR | 8034035030130 | 94054210 | 6LT00 | Lighting | 6LT | CAT. LIGHT | 6LT63G | SPORTS AND AREAS | 6LT63G72F | FLOODLIGHTS | 6LT63G72F771 | SMART PRO
GWP2275GD | SMARTPRO2.02MCRI705700KCIRC.15° DALI | 1435 | 1 | 1 | 1 | NR | 8011564756984 | 94054210 | 6LT00 | Lighting | 6LT | CAT. LIGHT | 6LT63G | SPORTS AND AREAS | 6LT63G72F | FLOODLIGHTS | 6LT63G72F771 | SMART PRO
GWP2275GS | SMART PRO 2.0 2M CRI705700KCIRC.15°1-10V | 1209.5 | 1 | 1 | 1 | NR | 8011564738843 | 94054210 | 6LT00 | Lighting | 6LT | CAT. LIGHT | 6LT63G | SPORTS AND AREAS | 6LT63G72F | FLOODLIGHTS | 6LT63G72F771 | SMART PRO
GWP2275HB | SMARTPRO 2MCRI705700KCIRC.20° DALI CL2 | 1435 | 1 | 1 | 1 | NR | 8034035030147 | 94054210 | 6LT00 | Lighting | 6LT | CAT. LIGHT | 6LT63G | SPORTS AND AREAS | 6LT63G72F | FLOODLIGHTS | 6LT63G72F771 | SMART PRO
GWP2275HD | SMARTPRO2.02MCRI705700KCIRC.20° DALI | 1435 | 1 | 1 | 1 | NR | 8011564756991 | 94054210 | 6LT00 | Lighting | 6LT | CAT. LIGHT | 6LT63G | SPORTS AND AREAS | 6LT63G72F | FLOODLIGHTS | 6LT63G72F771 | SMART PRO
GWP2275HS | SMART PRO 2.0 2M CRI705700KCIRC.20°1-10V | 1209.5 | 1 | 1 | 1 | NR | 8011564738850 | 94054210 | 6LT00 | Lighting | 6LT | CAT. LIGHT | 6LT63G | SPORTS AND AREAS | 6LT63G72F | FLOODLIGHTS | 6LT63G72F771 | SMART PRO
GWP2275LB | SMARTPRO 2MCRI705700KCIRC.25° DALI CL2 | 1435 | 1 | 1 | 1 | NR | 8034035030154 | 94054210 | 6LT00 | Lighting | 6LT | CAT. LIGHT | 6LT63G | SPORTS AND AREAS | 6LT63G72F | FLOODLIGHTS | 6LT63G72F771 | SMART PRO
GWP2275LD | SMARTPRO2.02MCRI705700KCIRC.25° DALI | 1435 | 1 | 1 | 1 | NR | 8011564757004 | 94054210 | 6LT00 | Lighting | 6LT | CAT. LIGHT | 6LT63G | SPORTS AND AREAS | 6LT63G72F | FLOODLIGHTS | 6LT63G72F771 | SMART PRO
GWP2275LS | SMART PRO 2.0 2M CRI705700KCIRC.25°1-10V | 1209.5 | 1 | 1 | 1 | NR | 8011564738867 | 94054210 | 6LT00 | Lighting | 6LT | CAT. LIGHT | 6LT63G | SPORTS AND AREAS | 6LT63G72F | FLOODLIGHTS | 6LT63G72F771 | SMART PRO
GWP2275MB | SMARTPRO 2MCRI705700KCIRC.30° DALI CL2 | 1435 | 1 | 1 | 1 | NR | 8034035030161 | 94054210 | 6LT00 | Lighting | 6LT | CAT. LIGHT | 6LT63G | SPORTS AND AREAS | 6LT63G72F | FLOODLIGHTS | 6LT63G72F771 | SMART PRO
GWP2275MD | SMARTPRO2.02MCRI705700KCIRC.30° DALI | 1435 | 1 | 1 | 1 | NR | 8011564757028 | 94054210 | 6LT00 | Lighting | 6LT | CAT. LIGHT | 6LT63G | SPORTS AND AREAS | 6LT63G72F | FLOODLIGHTS | 6LT63G72F771 | SMART PRO
GWP2275MS | SMART PRO 2.0 2M CRI705700KCIRC.30°1-10V | 1209.5 | 1 | 1 | 1 | NR | 8011564738874 | 94054210 | 6LT00 | Lighting | 6LT | CAT. LIGHT | 6LT63G | SPORTS AND AREAS | 6LT63G72F | FLOODLIGHTS | 6LT63G72F771 | SMART PRO
GWP2275NB | SMARTPRO 2M CRI705700K ASIM.INTDALICL2 | 1435 | 1 | 1 | 1 | NR | 8034035030178 | 94054210 | 6LT00 | Lighting | 6LT | CAT. LIGHT | 6LT63G | SPORTS AND AREAS | 6LT63G72F | FLOODLIGHTS | 6LT63G72F771 | SMART PRO
GWP2275ND | SMART PRO 2M CRI705700K ASIM.INT DALI | 1435 | 1 | 1 | 1 | NR | 8034035015977 | 94054210 | 6LT00 | Lighting | 6LT | CAT. LIGHT | 6LT63G | SPORTS AND AREAS | 6LT63G72F | FLOODLIGHTS | 6LT63G72F771 | SMART PRO
GWP2275NS | SMART PRO 2M CRI705700K ASIM.INT 1-10V | 1209.5 | 1 | 1 | 1 | NR | 8034035015946 | 94054210 | 6LT00 | Lighting | 6LT | CAT. LIGHT | 6LT63G | SPORTS AND AREAS | 6LT63G72F | FLOODLIGHTS | 6LT63G72F771 | SMART PRO
GWP2283AB | SMARTPRO 2MCRI803000KSIM.DIF. DALI CL2 | 1435 | 1 | 1 | 1 | NR | 8034035030185 | 94054210 | 6LT00 | Lighting | 6LT | CAT. LIGHT | 6LT63G | SPORTS AND AREAS | 6LT63G72F | FLOODLIGHTS | 6LT63G72F771 | SMART PRO
GWP2283BB | SMARTPRO 2MCRI803000KSIM.CONC. DALI CL2 | 1435 | 1 | 1 | 1 | NR | 8034035030192 | 94054210 | 6LT00 | Lighting | 6LT | CAT. LIGHT | 6LT63G | SPORTS AND AREAS | 6LT63G72F | FLOODLIGHTS | 6LT63G72F771 | SMART PRO
GWP2283CB | SMART PRO 2MCRI803000KASIM.DIF DALI CL2 | 1435 | 1 | 1 | 1 | NR | 8034035030208 | 94054210 | 6LT00 | Lighting | 6LT | CAT. LIGHT | 6LT63G | SPORTS AND AREAS | 6LT63G72F | FLOODLIGHTS | 6LT63G72F771 | SMART PRO
GWP2283GB | SMARTPRO 2MCRI803000KCIRC.15° DALI CL2 | 1435 | 1 | 1 | 1 | NR | 8034035030222 | 94054210 | 6LT00 | Lighting | 6LT | CAT. LIGHT | 6LT63G | SPORTS AND AREAS | 6LT63G72F | FLOODLIGHTS | 6LT63G72F771 | SMART PRO
GWP2283HB | SMARTPRO 2MCRI803000KCIRC.20° DALI CL2 | 1435 | 1 | 1 | 1 | NR | 8034035030239 | 94054210 | 6LT00 | Lighting | 6LT | CAT. LIGHT | 6LT63G | SPORTS AND AREAS | 6LT63G72F | FLOODLIGHTS | 6LT63G72F771 | SMART PRO
GWP2283LB | SMARTPRO 2MCRI803000KCIRC.25° DALI CL2 | 1435 | 1 | 1 | 1 | NR | 8034035030246 | 94054210 | 6LT00 | Lighting | 6LT | CAT. LIGHT | 6LT63G | SPORTS AND AREAS | 6LT63G72F | FLOODLIGHTS | 6LT63G72F771 | SMART PRO
GWP2283MB | SMARTPRO 2MCRI803000KCIRC.30° DALI CL2 | 1435 | 1 | 1 | 1 | NR | 8034035030253 | 94054210 | 6LT00 | Lighting | 6LT | CAT. LIGHT | 6LT63G | SPORTS AND AREAS | 6LT63G72F | FLOODLIGHTS | 6LT63G72F771 | SMART PRO
GWP2283NB | SMARTPRO 2M CRI803000K ASIM.INTDALICL2 | 1435 | 1 | 1 | 1 | NR | 8034035030260 | 94054210 | 6LT00 | Lighting | 6LT | CAT. LIGHT | 6LT63G | SPORTS AND AREAS | 6LT63G72F | FLOODLIGHTS | 6LT63G72F771 | SMART PRO
GWP2284AB | SMARTPRO 2MCRI804000KSIM.DIF. DALI CL2 | 1435 | 1 | 1 | 1 | NR | 8034035030277 | 94054210 | 6LT00 | Lighting | 6LT | CAT. LIGHT | 6LT63G | SPORTS AND AREAS | 6LT63G72F | FLOODLIGHTS | 6LT63G72F771 | SMART PRO
GWP2284AD | SMARTPRO 2MCRI804000KSIM.DIF. DALI | 1435 | 1 | 1 | 1 | NR | 8034035012907 | 94054210 | 6LT00 | Lighting | 6LT | CAT. LIGHT | 6LT63G | SPORTS AND AREAS | 6LT63G72F | FLOODLIGHTS | 6LT63G72F771 | SMART PRO
GWP2284AS | SMARTPRO2.02MCRI804000KSIM.DIF. 1-10V | 1209.5 | 1 | 1 | 1 | NR | 8034035034374 | 94054210 | 6LT00 | Lighting | 6LT | CAT. LIGHT | 6LT63G | SPORTS AND AREAS | 6LT63G72F | FLOODLIGHTS | 6LT63G72F771 | SMART PRO
GWP2284BB | SMARTPRO 2MCRI804000KSIM.CON. DALI CL2 | 1435 | 1 | 1 | 1 | NR | 8034035030284 | 94054210 | 6LT00 | Lighting | 6LT | CAT. LIGHT | 6LT63G | SPORTS AND AREAS | 6LT63G72F | FLOODLIGHTS | 6LT63G72F771 | SMART PRO
GWP2284BD | SMARTPRO 2MCRI804000KSIM.CON. DALI | 1435 | 1 | 1 | 1 | NR | 8034035012914 | 94054210 | 6LT00 | Lighting | 6LT | CAT. LIGHT | 6LT63G | SPORTS AND AREAS | 6LT63G72F | FLOODLIGHTS | 6LT63G72F771 | SMART PRO
GWP2284BS | SMART PRO 2MCRI804000KSIM.CONC.1-10V | 1209.5 | 1 | 1 | 1 | NR | 8034035034381 | 94054210 | 6LT00 | Lighting | 6LT | CAT. LIGHT | 6LT63G | SPORTS AND AREAS | 6LT63G72F | FLOODLIGHTS | 6LT63G72F771 | SMART PRO
GWP2284CB | SMARTPRO 2MCRI804000KASIM.DIF. DALI CL2 | 1435 | 1 | 1 | 1 | NR | 8034035030291 | 94054210 | 6LT00 | Lighting | 6LT | CAT. LIGHT | 6LT63G | SPORTS AND AREAS | 6LT63G72F | FLOODLIGHTS | 6LT63G72F771 | SMART PRO
GWP2284CD | SMARTPRO 2MCRI804000KASIM.DIF. DALI | 1435 | 1 | 1 | 1 | NR | 8034035012921 | 94054210 | 6LT00 | Lighting | 6LT | CAT. LIGHT | 6LT63G | SPORTS AND AREAS | 6LT63G72F | FLOODLIGHTS | 6LT63G72F771 | SMART PRO
GWP2284CS | SMART PRO 2.0 2MCRI804000K SIM.DIF.1-10V | 1209.5 | 1 | 1 | 1 | NR | 8034035034398 | 94054210 | 6LT00 | Lighting | 6LT | CAT. LIGHT | 6LT63G | SPORTS AND AREAS | 6LT63G72F | FLOODLIGHTS | 6LT63G72F771 | SMART PRO
GWP2284GB | SMARTPRO 2MCRI804000KCIRC.15° DALI CL2 | 1435 | 1 | 1 | 1 | NR | 8034035030314 | 94054210 | 6LT00 | Lighting | 6LT | CAT. LIGHT | 6LT63G | SPORTS AND AREAS | 6LT63G72F | FLOODLIGHTS | 6LT63G72F771 | SMART PRO
GWP2284GD | SMARTPRO2.02MCRI804000KCIRC.15° DALI | 1435 | 1 | 1 | 1 | NR | 8034035012945 | 94054210 | 6LT00 | Lighting | 6LT | CAT. LIGHT | 6LT63G | SPORTS AND AREAS | 6LT63G72F | FLOODLIGHTS | 6LT63G72F771 | SMART PRO
GWP2284GS | SMART PRO 2.0 2M CRI804000KCIRC.15°1-10V | 1209.5 | 1 | 1 | 1 | NR | 8034035034411 | 94054210 | 6LT00 | Lighting | 6LT | CAT. LIGHT | 6LT63G | SPORTS AND AREAS | 6LT63G72F | FLOODLIGHTS | 6LT63G72F771 | SMART PRO
GWP2284HB | SMARTPRO 2MCRI804000KCIRC.20° DALI CL2 | 1435 | 1 | 1 | 1 | NR | 8034035030321 | 94054210 | 6LT00 | Lighting | 6LT | CAT. LIGHT | 6LT63G | SPORTS AND AREAS | 6LT63G72F | FLOODLIGHTS | 6LT63G72F771 | SMART PRO
GWP2284HD | SMARTPRO2.02MCRI804000KCIRC.20° DALI | 1435 | 1 | 1 | 1 | NR | 8034035012952 | 94054210 | 6LT00 | Lighting | 6LT | CAT. LIGHT | 6LT63G | SPORTS AND AREAS | 6LT63G72F | FLOODLIGHTS | 6LT63G72F771 | SMART PRO
GWP2284HS | SMART PRO 2.0 2M CRI804000KCIRC.20°1-10V | 1209.5 | 1 | 1 | 1 | NR | 8034035034428 | 94054210 | 6LT00 | Lighting | 6LT | CAT. LIGHT | 6LT63G | SPORTS AND AREAS | 6LT63G72F | FLOODLIGHTS | 6LT63G72F771 | SMART PRO
GWP2284LB | SMARTPRO 2MCRI804000KCIRC.25° DALI CL2 | 1435 | 1 | 1 | 1 | NR | 8034035030338 | 94054210 | 6LT00 | Lighting | 6LT | CAT. LIGHT | 6LT63G | SPORTS AND AREAS | 6LT63G72F | FLOODLIGHTS | 6LT63G72F771 | SMART PRO
GWP2284LD | SMARTPRO2.02MCRI804000KCIRC.25° DALI | 1435 | 1 | 1 | 1 | NR | 8034035012969 | 94054210 | 6LT00 | Lighting | 6LT | CAT. LIGHT | 6LT63G | SPORTS AND AREAS | 6LT63G72F | FLOODLIGHTS | 6LT63G72F771 | SMART PRO
GWP2284LS | SMART PRO 2M CRI804000KCIRC.25° 1-10V | 1209.5 | 1 | 1 | 1 | NR | 8034035034435 | 94054210 | 6LT00 | Lighting | 6LT | CAT. LIGHT | 6LT63G | SPORTS AND AREAS | 6LT63G72F | FLOODLIGHTS | 6LT63G72F771 | SMART PRO
GWP2284MB | SMARTPRO 2MCRI804000KCIRC.30° DALI CL2 | 1435 | 1 | 1 | 1 | NR | 8034035030345 | 94054210 | 6LT00 | Lighting | 6LT | CAT. LIGHT | 6LT63G | SPORTS AND AREAS | 6LT63G72F | FLOODLIGHTS | 6LT63G72F771 | SMART PRO
GWP2284MD | SMARTPRO2.02MCRI804000KCIRC.30° DALI | 1435 | 1 | 1 | 1 | NR | 8034035012976 | 94054210 | 6LT00 | Lighting | 6LT | CAT. LIGHT | 6LT63G | SPORTS AND AREAS | 6LT63G72F | FLOODLIGHTS | 6LT63G72F771 | SMART PRO
GWP2284MS | SMART PRO 2M CRI804000KCIRC.30°1-10V | 1209.5 | 1 | 1 | 1 | NR | 8034035034442 | 94054210 | 6LT00 | Lighting | 6LT | CAT. LIGHT | 6LT63G | SPORTS AND AREAS | 6LT63G72F | FLOODLIGHTS | 6LT63G72F771 | SMART PRO
GWP2284NB | SMARTPRO 2M CRI804000K ASIM.INTDALICL2 | 1435 | 1 | 1 | 1 | NR | 8034035030352 | 94054210 | 6LT00 | Lighting | 6LT | CAT. LIGHT | 6LT63G | SPORTS AND AREAS | 6LT63G72F | FLOODLIGHTS | 6LT63G72F771 | SMART PRO
GWP2284ND | SMART PRO 2M CRI804000K ASIM.INT DALI | 1435 | 1 | 1 | 1 | NR | 8034035015984 | 94054210 | 6LT00 | Lighting | 6LT | CAT. LIGHT | 6LT63G | SPORTS AND AREAS | 6LT63G72F | FLOODLIGHTS | 6LT63G72F771 | SMART PRO
GWP2284NS | SMART PRO 2M CRI804000K ASIM.INT 1-10V | 1209.5 | 1 | 1 | 1 | NR | 8034035034459 | 94054210 | 6LT00 | Lighting | 6LT | CAT. LIGHT | 6LT63G | SPORTS AND AREAS | 6LT63G72F | FLOODLIGHTS | 6LT63G72F771 | SMART PRO
GWP2285AD | SMARTPRO 2MCRI805700KSIM.DIF. DALI | 1373.5 | 1 | 1 | 1 | NR | 8034035034558 | 94054210 | 6LT00 | Lighting | 6LT | CAT. LIGHT | 6LT63G | SPORTS AND AREAS | 6LT63G72F | FLOODLIGHTS | 6LT63G72F771 | SMART PRO
GWP2285AS | SMARTPRO2.02MCRI805700KSIM.DIF. 1-10V | 1209.5 | 1 | 1 | 1 | NR | 8034035034466 | 94054210 | 6LT00 | Lighting | 6LT | CAT. LIGHT | 6LT63G | SPORTS AND AREAS | 6LT63G72F | FLOODLIGHTS | 6LT63G72F771 | SMART PRO
GWP2285BD | SMARTPRO 2MCRI805700KSIM.CON. DALI | 1373.5 | 1 | 1 | 1 | NR | 8034035034565 | 94054210 | 6LT00 | Lighting | 6LT | CAT. LIGHT | 6LT63G | SPORTS AND AREAS | 6LT63G72F | FLOODLIGHTS | 6LT63G72F771 | SMART PRO
GWP2285BS | SMART PRO 2MCRI805700KSIM.CONC.1-10V | 1209.5 | 1 | 1 | 1 | NR | 8034035034473 | 94054210 | 6LT00 | Lighting | 6LT | CAT. LIGHT | 6LT63G | SPORTS AND AREAS | 6LT63G72F | FLOODLIGHTS | 6LT63G72F771 | SMART PRO
GWP2285CD | SMARTPRO 2MCRI805700KASIM.DIF. DALI | 1373.5 | 1 | 1 | 1 | NR | 8034035034572 | 94054210 | 6LT00 | Lighting | 6LT | CAT. LIGHT | 6LT63G | SPORTS AND AREAS | 6LT63G72F | FLOODLIGHTS | 6LT63G72F771 | SMART PRO
GWP2285CS | SMART PRO 2.0 2MCRI805700K SIM.DIF.1-10V | 1209.5 | 1 | 1 | 1 | NR | 8034035034480 | 94054210 | 6LT00 | Lighting | 6LT | CAT. LIGHT | 6LT63G | SPORTS AND AREAS | 6LT63G72F | FLOODLIGHTS | 6LT63G72F771 | SMART PRO
GWP2285GD | SMARTPRO2.02MCRI805700KCIRC.15° DALI | 1373.5 | 1 | 1 | 1 | NR | 8034035043512 | 94054210 | 6LT00 | Lighting | 6LT | CAT. LIGHT | 6LT63G | SPORTS AND AREAS | 6LT63G72F | FLOODLIGHTS | 6LT63G72F771 | SMART PRO
GWP2285GS | SMART PRO 2M CRI805700KCIRC.15°1-10V | 1209.5 | 1 | 1 | 1 | NR | 8034035034503 | 94054210 | 6LT00 | Lighting | 6LT | CAT. LIGHT | 6LT63G | SPORTS AND AREAS | 6LT63G72F | FLOODLIGHTS | 6LT63G72F771 | SMART PRO
GWP2285HD | SMARTPRO2.02MCRI805700KCIRC.20° DALI | 1373.5 | 1 | 1 | 1 | NR | 8034035043529 | 94054210 | 6LT00 | Lighting | 6LT | CAT. LIGHT | 6LT63G | SPORTS AND AREAS | 6LT63G72F | FLOODLIGHTS | 6LT63G72F771 | SMART PRO
GWP2285HS | SMART PRO 2.0 2M CRI805700KCIRC.20°1-10V | 1209.5 | 1 | 1 | 1 | NR | 8034035034510 | 94054210 | 6LT00 | Lighting | 6LT | CAT. LIGHT | 6LT63G | SPORTS AND AREAS | 6LT63G72F | FLOODLIGHTS | 6LT63G72F771 | SMART PRO
GWP2285LD | SMARTPRO 2MCRI805700KCIRC.25° DALI | 1373.5 | 1 | 1 | 1 | NR | 8034035043536 | 94054210 | 6LT00 | Lighting | 6LT | CAT. LIGHT | 6LT63G | SPORTS AND AREAS | 6LT63G72F | FLOODLIGHTS | 6LT63G72F771 | SMART PRO
GWP2285LS | SMART PRO 2M CRI805700KCIRC.25° 1-10V | 1209.5 | 1 | 1 | 1 | NR | 8034035034527 | 94054210 | 6LT00 | Lighting | 6LT | CAT. LIGHT | 6LT63G | SPORTS AND AREAS | 6LT63G72F | FLOODLIGHTS | 6LT63G72F771 | SMART PRO
GWP2285MD | SMARTPRO 2MCRI805700KCIRC.30° DALI | 1373.5 | 1 | 1 | 1 | NR | 8034035043543 | 94054210 | 6LT00 | Lighting | 6LT | CAT. LIGHT | 6LT63G | SPORTS AND AREAS | 6LT63G72F | FLOODLIGHTS | 6LT63G72F771 | SMART PRO
GWP2285MS | SMART PRO 2M CRI805700KCIRC.30°1-10V | 1209.5 | 1 | 1 | 1 | NR | 8034035034534 | 94054210 | 6LT00 | Lighting | 6LT | CAT. LIGHT | 6LT63G | SPORTS AND AREAS | 6LT63G72F | FLOODLIGHTS | 6LT63G72F771 | SMART PRO
GWP2285ND | SMART PRO 2M CRI805700K ASIM.INT DALI | 1373.5 | 1 | 1 | 1 | NR | 8034035034596 | 94054210 | 6LT00 | Lighting | 6LT | CAT. LIGHT | 6LT63G | SPORTS AND AREAS | 6LT63G72F | FLOODLIGHTS | 6LT63G72F771 | SMART PRO
GWP2285NS | SMART PRO 2M CRI805700K ASIM.INT 1-10V | 1209.5 | 1 | 1 | 1 | NR | 8034035034541 | 94054210 | 6LT00 | Lighting | 6LT | CAT. LIGHT | 6LT63G | SPORTS AND AREAS | 6LT63G72F | FLOODLIGHTS | 6LT63G72F771 | SMART PRO
GWP2434AI730 | SMART PROe 4M CL.I SN CRI70 3000K | a consultar | 1 | 1 | 1 | NR | 8034035113611 | 94054210 | 6LT00 | Lighting | 6LT | CAT. LIGHT | 6LT63G | SPORTS AND AREAS | 6LT63G72F | FLOODLIGHTS | 6LT63G72F718 | SMART PRO E
GWP2434AI740 | SMART PROe 4M CL.I SN CRI70 4000K | a consultar | 1 | 1 | 1 | NR | 8034035113628 | 94054210 | 6LT00 | Lighting | 6LT | CAT. LIGHT | 6LT63G | SPORTS AND AREAS | 6LT63G72F | FLOODLIGHTS | 6LT63G72F718 | SMART PRO E
GWP2434AI757 | SMART PROe 4M CL.I SN CRI70 5700K | a consultar | 1 | 1 | 1 | NR | 8034035113635 | 94054210 | 6LT00 | Lighting | 6LT | CAT. LIGHT | 6LT63G | SPORTS AND AREAS | 6LT63G72F | FLOODLIGHTS | 6LT63G72F718 | SMART PRO E
GWP2434AI830 | SMART PROe 4M CL.I SN CRI80 3000K | a consultar | 1 | 1 | 1 | NR | 8034035113642 | 94054210 | 6LT00 | Lighting | 6LT | CAT. LIGHT | 6LT63G | SPORTS AND AREAS | 6LT63G72F | FLOODLIGHTS | 6LT63G72F718 | SMART PRO E
GWP2434AI840 | SMART PROe 4M CL.I SN CRI80 4000K | a consultar | 1 | 1 | 1 | NR | 8034035113659 | 94054210 | 6LT00 | Lighting | 6LT | CAT. LIGHT | 6LT63G | SPORTS AND AREAS | 6LT63G72F | FLOODLIGHTS | 6LT63G72F718 | SMART PRO E
GWP2434AI857 | SMART PROe 4M CL.I SN CRI80 5700K | a consultar | 1 | 1 | 1 | NR | 8034035113666 | 94054210 | 6LT00 | Lighting | 6LT | CAT. LIGHT | 6LT63G | SPORTS AND AREAS | 6LT63G72F | FLOODLIGHTS | 6LT63G72F718 | SMART PRO E
GWP2434AJ730 | SMART PROe 4M CL.I SM CRI70 3000K | a consultar | 1 | 1 | 1 | NR | 8034035113673 | 94054210 | 6LT00 | Lighting | 6LT | CAT. LIGHT | 6LT63G | SPORTS AND AREAS | 6LT63G72F | FLOODLIGHTS | 6LT63G72F718 | SMART PRO E
GWP2434AJ740 | SMART PROe 4M CL.I SM CRI70 4000K | a consultar | 1 | 1 | 1 | NR | 8034035113680 | 94054210 | 6LT00 | Lighting | 6LT | CAT. LIGHT | 6LT63G | SPORTS AND AREAS | 6LT63G72F | FLOODLIGHTS | 6LT63G72F718 | SMART PRO E
GWP2434AJ757 | SMART PROe 4M CL.I SM CRI70 5700K | a consultar | 1 | 1 | 1 | NR | 8034035113697 | 94054210 | 6LT00 | Lighting | 6LT | CAT. LIGHT | 6LT63G | SPORTS AND AREAS | 6LT63G72F | FLOODLIGHTS | 6LT63G72F718 | SMART PRO E
GWP2434AJ830 | SMART PROe 4M CL.I SM CRI80 3000K | a consultar | 1 | 1 | 1 | NR | 8034035113703 | 94054210 | 6LT00 | Lighting | 6LT | CAT. LIGHT | 6LT63G | SPORTS AND AREAS | 6LT63G72F | FLOODLIGHTS | 6LT63G72F718 | SMART PRO E
GWP2434AJ840 | SMART PROe 4M CL.I SM CRI80 4000K | a consultar | 1 | 1 | 1 | NR | 8034035113710 | 94054210 | 6LT00 | Lighting | 6LT | CAT. LIGHT | 6LT63G | SPORTS AND AREAS | 6LT63G72F | FLOODLIGHTS | 6LT63G72F718 | SMART PRO E
GWP2434AJ857 | SMART PROe 4M CL.I SM CRI80 5700K | a consultar | 1 | 1 | 1 | NR | 8034035113727 | 94054210 | 6LT00 | Lighting | 6LT | CAT. LIGHT | 6LT63G | SPORTS AND AREAS | 6LT63G72F | FLOODLIGHTS | 6LT63G72F718 | SMART PRO E
GWP2434AK730 | SMART PROe 4M CL.I SW CRI70 3000K | a consultar | 1 | 1 | 1 | NR | 8034035113734 | 94054210 | 6LT00 | Lighting | 6LT | CAT. LIGHT | 6LT63G | SPORTS AND AREAS | 6LT63G72F | FLOODLIGHTS | 6LT63G72F718 | SMART PRO E
GWP2434AK740 | SMART PROe 4M CL.I SW CRI70 4000K | a consultar | 1 | 1 | 1 | NR | 8034035113741 | 94054210 | 6LT00 | Lighting | 6LT | CAT. LIGHT | 6LT63G | SPORTS AND AREAS | 6LT63G72F | FLOODLIGHTS | 6LT63G72F718 | SMART PRO E
GWP2434AK757 | SMART PROe 4M CL.I SW CRI70 5700K | a consultar | 1 | 1 | 1 | NR | 8034035113758 | 94054210 | 6LT00 | Lighting | 6LT | CAT. LIGHT | 6LT63G | SPORTS AND AREAS | 6LT63G72F | FLOODLIGHTS | 6LT63G72F718 | SMART PRO E
GWP2434AK830 | SMART PROe 4M CL.I SW CRI80 3000K | a consultar | 1 | 1 | 1 | NR | 8034035113765 | 94054210 | 6LT00 | Lighting | 6LT | CAT. LIGHT | 6LT63G | SPORTS AND AREAS | 6LT63G72F | FLOODLIGHTS | 6LT63G72F718 | SMART PRO E
GWP2434AK840 | SMART PROe 4M CL.I SW CRI80 4000K | a consultar | 1 | 1 | 1 | NR | 8034035113772 | 94054210 | 6LT00 | Lighting | 6LT | CAT. LIGHT | 6LT63G | SPORTS AND AREAS | 6LT63G72F | FLOODLIGHTS | 6LT63G72F718 | SMART PRO E
GWP2434AK857 | SMART PROe 4M CL.I SW CRI80 5700K | a consultar | 1 | 1 | 1 | NR | 8034035113789 | 94054210 | 6LT00 | Lighting | 6LT | CAT. LIGHT | 6LT63G | SPORTS AND AREAS | 6LT63G72F | FLOODLIGHTS | 6LT63G72F718 | SMART PRO E
GWP2434AR730 | SMART PROe 4M CL.I ASW CRI70 3000K | a consultar | 1 | 1 | 1 | NR | 8034035113796 | 94054210 | 6LT00 | Lighting | 6LT | CAT. LIGHT | 6LT63G | SPORTS AND AREAS | 6LT63G72F | FLOODLIGHTS | 6LT63G72F718 | SMART PRO E
GWP2434AR740 | SMART PROe 4M CL.I ASW CRI70 4000K | a consultar | 1 | 1 | 1 | NR | 8034035113802 | 94054210 | 6LT00 | Lighting | 6LT | CAT. LIGHT | 6LT63G | SPORTS AND AREAS | 6LT63G72F | FLOODLIGHTS | 6LT63G72F718 | SMART PRO E
GWP2434AR757 | SMART PROe 4M CL.I ASW CRI70 5700K | a consultar | 1 | 1 | 1 | NR | 8034035113819 | 94054210 | 6LT00 | Lighting | 6LT | CAT. LIGHT | 6LT63G | SPORTS AND AREAS | 6LT63G72F | FLOODLIGHTS | 6LT63G72F718 | SMART PRO E
GWP2434AR830 | SMART PROe 4M CL.I ASW CRI80 3000K | a consultar | 1 | 1 | 1 | NR | 8034035113826 | 94054210 | 6LT00 | Lighting | 6LT | CAT. LIGHT | 6LT63G | SPORTS AND AREAS | 6LT63G72F | FLOODLIGHTS | 6LT63G72F718 | SMART PRO E
GWP2434AR840 | SMART PROe 4M CL.I ASW CRI80 4000K | a consultar | 1 | 1 | 1 | NR | 8034035113833 | 94054210 | 6LT00 | Lighting | 6LT | CAT. LIGHT | 6LT63G | SPORTS AND AREAS | 6LT63G72F | FLOODLIGHTS | 6LT63G72F718 | SMART PRO E
GWP2434AR857 | SMART PROe 4M CL.I ASW CRI80 5700K | a consultar | 1 | 1 | 1 | NR | 8034035113840 | 94054210 | 6LT00 | Lighting | 6LT | CAT. LIGHT | 6LT63G | SPORTS AND AREAS | 6LT63G72F | FLOODLIGHTS | 6LT63G72F718 | SMART PRO E
GWP2434AX730 | SMART PROe 4M CL.I ALW CRI70 3000K | a consultar | 1 | 1 | 1 | NR | 8034035113857 | 94054210 | 6LT00 | Lighting | 6LT | CAT. LIGHT | 6LT63G | SPORTS AND AREAS | 6LT63G72F | FLOODLIGHTS | 6LT63G72F718 | SMART PRO E
GWP2434AX740 | SMART PROe 4M CL.I ALW CRI70 4000K | a consultar | 1 | 1 | 1 | NR | 8034035113864 | 94054210 | 6LT00 | Lighting | 6LT | CAT. LIGHT | 6LT63G | SPORTS AND AREAS | 6LT63G72F | FLOODLIGHTS | 6LT63G72F718 | SMART PRO E
GWP2434AX757 | SMART PROe 4M CL.I ALW CRI70 5700K | a consultar | 1 | 1 | 1 | NR | 8034035113871 | 94054210 | 6LT00 | Lighting | 6LT | CAT. LIGHT | 6LT63G | SPORTS AND AREAS | 6LT63G72F | FLOODLIGHTS | 6LT63G72F718 | SMART PRO E
GWP2434AX830 | SMART PROe 4M CL.I ALW CRI80 3000K | a consultar | 1 | 1 | 1 | NR | 8034035113888 | 94054210 | 6LT00 | Lighting | 6LT | CAT. LIGHT | 6LT63G | SPORTS AND AREAS | 6LT63G72F | FLOODLIGHTS | 6LT63G72F718 | SMART PRO E
GWP2434AX840 | SMART PROe 4M CL.I ALW CRI80 4000K | a consultar | 1 | 1 | 1 | NR | 8034035113895 | 94054210 | 6LT00 | Lighting | 6LT | CAT. LIGHT | 6LT63G | SPORTS AND AREAS | 6LT63G72F | FLOODLIGHTS | 6LT63G72F718 | SMART PRO E
GWP2434AX857 | SMART PROe 4M CL.I ALW CRI80 5700K | a consultar | 1 | 1 | 1 | NR | 8034035113901 | 94054210 | 6LT00 | Lighting | 6LT | CAT. LIGHT | 6LT63G | SPORTS AND AREAS | 6LT63G72F | FLOODLIGHTS | 6LT63G72F718 | SMART PRO E
GWP2473MS | SMART PRO 2+2M 3000K CRI70 CIRCULAR 30º | a consultar | 1 | 1 | 1 | NR | 8034035005985 | 94054210 | 6LT00 | Lighting | 6LT | CAT. LIGHT | 6LT63G | SPORTS AND AREAS | 6LT63G72F | FLOODLIGHTS | 6LT63G72F771 | SMART PRO
GWP2473NS | SMART PRO 2+2M 3000K CRI70 ASIMÉTRI INT | a consultar | 1 | 1 | 1 | NR | 8034035015991 | 94054210 | 6LT00 | Lighting | 6LT | CAT. LIGHT | 6LT63G | SPORTS AND AREAS | 6LT63G72F | FLOODLIGHTS | 6LT63G72F771 | SMART PRO
GWP2474MS | SMART PRO 2+2M 4000K CRI70 CIRCULAR 30º | a consultar | 1 | 1 | 1 | NR | 8034035006067 | 94054210 | 6LT00 | Lighting | 6LT | CAT. LIGHT | 6LT63G | SPORTS AND AREAS | 6LT63G72F | FLOODLIGHTS | 6LT63G72F771 | SMART PRO
GWP2474NS | SMART PRO 2+2M 4000K CRI70 ASIMÉTRI INT | a consultar | 1 | 1 | 1 | NR | 8034035016103 | 94054210 | 6LT00 | Lighting | 6LT | CAT. LIGHT | 6LT63G | SPORTS AND AREAS | 6LT63G72F | FLOODLIGHTS | 6LT63G72F771 | SMART PRO
GWP2630AA730 | SMARTPRO 3x2M 3000K CRI70 SIMÉTRICO EXT | a consultar | 1 | 1 | 1 | NR | 8034035030871 | 94054210 | 6LT00 | Lighting | 6LT | CAT. LIGHT | 6LT63G | SPORTS AND AREAS | 6LT63G72F | FLOODLIGHTS | 6LT63G72F771 | SMART PRO
GWP2630AA740 | SMARTPRO 3x2M 4000K CRI70 SIMÉTRICO EXT | a consultar | 1 | 1 | 1 | NR | 8034035030864 | 94054210 | 6LT00 | Lighting | 6LT | CAT. LIGHT | 6LT63G | SPORTS AND AREAS | 6LT63G72F | FLOODLIGHTS | 6LT63G72F771 | SMART PRO
GWP2630AC730 | SMARTPRO 3x2M 3000K CRI70 ASIMÉT EXT | a consultar | 1 | 1 | 1 | NR | 8034035030994 | 94054210 | 6LT00 | Lighting | 6LT | CAT. LIGHT | 6LT63G | SPORTS AND AREAS | 6LT63G72F | FLOODLIGHTS | 6LT63G72F771 | SMART PRO
GWP2630AC740 | SMARTPRO 3x2M 4000K CRI70 ASIMÉT EXT | a consultar | 1 | 1 | 1 | NR | 8034035030987 | 94054210 | 6LT00 | Lighting | 6LT | CAT. LIGHT | 6LT63G | SPORTS AND AREAS | 6LT63G72F | FLOODLIGHTS | 6LT63G72F771 | SMART PRO
GWP2901 | F. ALIMENTACIÓN 1-10V S.PRO 2+2 M | a consultar | 1 | 1 | 1 | NR | 8034035006159 | 85041080 | 6LT00 | Lighting | 6LT | CAT. LIGHT | 6LT63G | SPORTS AND AREAS | 6LT63G72F | FLOODLIGHTS | 6LT63G72F771 | SMART PRO
GWP2904 | SOPORTE PUNTERO SMART PRO 2M | 180.5 | 1 | 1 | 1 | NR | 8034035008801 | 94059900 | 6LT00 | Lighting | 6LT | CAT. LIGHT | 6LT63G | SPORTS AND AREAS | 6LT63G72F | FLOODLIGHTS | 6LT63G72F771 | SMART PRO
GWP2905 | KIT ANTI DESLUMBRAMIENTO SMART PRO 2M | 204 | 1 | 1 | 4 | NR | 8034035009143 | 94059900 | 6LT00 | Lighting | 6LT | CAT. LIGHT | 6LT63G | SPORTS AND AREAS | 6LT63G72F | FLOODLIGHTS | 6LT63G72F771 | SMART PRO
GWP2907 | SMARTPRO 2 VISIERA GRIGIO RAL9006 | 243 | 1 | 1 | 1 | NR | 8034035016622 | 94054210 | 6LT00 | Lighting | 6LT | CAT. LIGHT | 6LT63G | SPORTS AND AREAS | 6LT63G72F | FLOODLIGHTS | 6LT63G72F771 | SMART PRO
GWP2909 | KIT DE CONEXIÓN S.PRO 2+2M | a consultar | 1 | 1 | 1 | NR | 8034035030628 | 85041080 | 6LT00 | Lighting | 6LT | CAT. LIGHT | 6LT63G | SPORTS AND AREAS | 6LT63G72F | FLOODLIGHTS | 6LT63G72F771 | SMART PRO
GWP2912 | SMART PRO 2+2M SUPPORT BRACKET MOUTING | a consultar | 1 | 1 | 10 | NR | 8034035081347 | 94059900 | 6LT00 | Lighting | 6LT | CAT. LIGHT | 6LT63G | SPORTS AND AREAS | 6LT63G72F | FLOODLIGHTS | 6LT63G72F771 | SMART PRO
GWP2913 | FIJACIÓN DRIVER A LIRA SMART PRO 2+2M | a consultar | 1 | 1 | 10 | NR | 8034035081354 | 94059900 | 6LT00 | Lighting | 6LT | CAT. LIGHT | 6LT63G | SPORTS AND AREAS | 6LT63G72F | FLOODLIGHTS | 6LT63G72F771 | SMART PRO
GWR5111 | ROAD [5] 1M 4000K 1A MINI HUGE | 536 | 1 | 1 | 1 | NR | 8011564857384 | 94054239 | 6LT00 | Lighting | 6LT | CAT. LIGHT | 6LT65G | URBAN AND STREETS | 6LT65G68H | STREETLIGHTS | 6LT65G68H704 | ROAD 5
GWR511130K | ROAD [5] 1M 3000K 1A MINI HUGE | 536 | 1 | 1 | 1 | NR | 8011564888005 | 94054239 | 6LT00 | Lighting | 6LT | CAT. LIGHT | 6LT65G | URBAN AND STREETS | 6LT65G68H | STREETLIGHTS | 6LT65G68H704 | ROAD 5
GWR5111B | ROAD 5 D. NIVEL 1M 4000K 1A ÓPTICA ST1 | 617 | 1 | 1 | 1 | NR | 8011564857735 | 94054239 | 6LT00 | Lighting | 6LT | CAT. LIGHT | 6LT65G | URBAN AND STREETS | 6LT65G68H | STREETLIGHTS | 6LT65G68H704 | ROAD 5
GWR5111B30K | ROAD 5 BIREG.1M 3000K 1A OTT.ST1 | 617 | 1 | 1 | 1 | NR | 8011564888012 | 94054239 | 6LT00 | Lighting | 6LT | CAT. LIGHT | 6LT65G | URBAN AND STREETS | 6LT65G68H | STREETLIGHTS | 6LT65G68H704 | ROAD 5
GWR5111M | ROAD 5 DIMER 1M 4000K 1A ÓPTICA ST1 | 634.5 | 1 | 1 | 1 | NR | 8011564857773 | 94054239 | 6LT00 | Lighting | 6LT | CAT. LIGHT | 6LT65G | URBAN AND STREETS | 6LT65G68H | STREETLIGHTS | 6LT65G68H704 | ROAD 5
GWR5111M30K | ROAD 5 DIMM.1M 3000K 1A OTT.ST1 | 634.5 | 1 | 1 | 1 | NR | 8011564888029 | 94054239 | 6LT00 | Lighting | 6LT | CAT. LIGHT | 6LT65G | URBAN AND STREETS | 6LT65G68H | STREETLIGHTS | 6LT65G68H704 | ROAD 5
GWR5111V | ROAD [5] 1M 4000K 1A OPT.ST1 5 pasos | 642.5 | 1 | 1 | 1 | NR | 8011564766112 | 94054239 | 6LT00 | Lighting | 6LT | CAT. LIGHT | 6LT65G | URBAN AND STREETS | 6LT65G68H | STREETLIGHTS | 6LT65G68H704 | ROAD 5
GWR5112 | ROAD [5] 2M 4000K 1A MINI HUGE | 644.5 | 1 | 1 | 1 | NR | 8011564857711 | 94054239 | 6LT00 | Lighting | 6LT | CAT. LIGHT | 6LT65G | URBAN AND STREETS | 6LT65G68H | STREETLIGHTS | 6LT65G68H704 | ROAD 5
GWR511230K | ROAD [5] 2M 3000K 1A MINI HUGE | 644.5 | 1 | 1 | 1 | NR | 8011564888036 | 94054239 | 6LT00 | Lighting | 6LT | CAT. LIGHT | 6LT65G | URBAN AND STREETS | 6LT65G68H | STREETLIGHTS | 6LT65G68H704 | ROAD 5
GWR5112B | ROAD 5 D. NIVEL 2M 4000K 1A ÓPTICA ST1 | 743 | 1 | 1 | 1 | NR | 8011564857759 | 94054239 | 6LT00 | Lighting | 6LT | CAT. LIGHT | 6LT65G | URBAN AND STREETS | 6LT65G68H | STREETLIGHTS | 6LT65G68H704 | ROAD 5
GWR5112B30K | ROAD 5 BIREG.2M 3000K 1A OTT.ST1 | 743 | 1 | 1 | 1 | NR | 8011564888043 | 94054239 | 6LT00 | Lighting | 6LT | CAT. LIGHT | 6LT65G | URBAN AND STREETS | 6LT65G68H | STREETLIGHTS | 6LT65G68H704 | ROAD 5
GWR5112M | ROAD 5 DIMER 2M 4000K 1A ÓPTICA ST1 | 760.5 | 1 | 1 | 1 | NR | 8011564857797 | 94054239 | 6LT00 | Lighting | 6LT | CAT. LIGHT | 6LT65G | URBAN AND STREETS | 6LT65G68H | STREETLIGHTS | 6LT65G68H704 | ROAD 5
GWR5112M30K | ROAD 5 DIMM.2M 3000K 1A OTT.ST1 | 760.5 | 1 | 1 | 1 | NR | 8011564888050 | 94054239 | 6LT00 | Lighting | 6LT | CAT. LIGHT | 6LT65G | URBAN AND STREETS | 6LT65G68H | STREETLIGHTS | 6LT65G68H704 | ROAD 5
GWR5112V | ROAD [5] 2M 4000K 1A OPT.ST1 5 pasos | 773 | 1 | 1 | 1 | NR | 8011564766129 | 94054239 | 6LT00 | Lighting | 6LT | CAT. LIGHT | 6LT65G | URBAN AND STREETS | 6LT65G68H | STREETLIGHTS | 6LT65G68H704 | ROAD 5
GWR5112V30K | ROAD5 MINI HUGE V 2M 3000K 1,0A CL2 | 773 | 1 | 1 | 1 | NR | 8034035041679 | 94054239 | 6LT00 | Lighting | 6LT | CAT. LIGHT | 6LT65G | URBAN AND STREETS | 6LT65G68H | STREETLIGHTS | 6LT65G68H704 | ROAD 5
GWR5113 | ROAD [5] 3M 4000K 1A MINI HUGE | 819 | 1 | 1 | 1 | NR | 8011564857933 | 94054239 | 6LT00 | Lighting | 6LT | CAT. LIGHT | 6LT65G | URBAN AND STREETS | 6LT65G68H | STREETLIGHTS | 6LT65G68H704 | ROAD 5
GWR511330K | ROAD [5] 3M 3000K 1A MINI HUGE | 819 | 1 | 1 | 1 | NR | 8011564888067 | 94054239 | 6LT00 | Lighting | 6LT | CAT. LIGHT | 6LT65G | URBAN AND STREETS | 6LT65G68H | STREETLIGHTS | 6LT65G68H704 | ROAD 5
GWR5113B | ROAD 5 D. NIVEL 3M 4000K 1A ÓPTICA ST1 | 941 | 1 | 1 | 1 | NR | 8011564858015 | 94054239 | 6LT00 | Lighting | 6LT | CAT. LIGHT | 6LT65G | URBAN AND STREETS | 6LT65G68H | STREETLIGHTS | 6LT65G68H704 | ROAD 5
GWR5113B30K | ROAD 5 BIREG.3M 3000K 1A OTT.ST1 | 941 | 1 | 1 | 1 | NR | 8011564888074 | 94054239 | 6LT00 | Lighting | 6LT | CAT. LIGHT | 6LT65G | URBAN AND STREETS | 6LT65G68H | STREETLIGHTS | 6LT65G68H704 | ROAD 5
GWR5113M | ROAD 5 DIMER 3M 4000K 1A ÓPTICA ST1 | 966.5 | 1 | 1 | 1 | NR | 8011564858091 | 94054239 | 6LT00 | Lighting | 6LT | CAT. LIGHT | 6LT65G | URBAN AND STREETS | 6LT65G68H | STREETLIGHTS | 6LT65G68H704 | ROAD 5
GWR5113M30K | ROAD 5 DIMM.3M 3000K 1A OTT.ST1 | 966.5 | 1 | 1 | 1 | NR | 8011564888081 | 94054239 | 6LT00 | Lighting | 6LT | CAT. LIGHT | 6LT65G | URBAN AND STREETS | 6LT65G68H | STREETLIGHTS | 6LT65G68H704 | ROAD 5
GWR5113V | ROAD [5] PROG. 3M 4000K 1A MED. HUGE | 982 | 1 | 1 | 1 | NR | 8011564766136 | 94054239 | 6LT00 | Lighting | 6LT | CAT. LIGHT | 6LT65G | URBAN AND STREETS | 6LT65G68H | STREETLIGHTS | 6LT65G68H704 | ROAD 5
GWR5114 | ROAD [5] 4M 4000K 1A MED. HUGE | 959.5 | 1 | 1 | 1 | NR | 8011564857957 | 94054239 | 6LT00 | Lighting | 6LT | CAT. LIGHT | 6LT65G | URBAN AND STREETS | 6LT65G68H | STREETLIGHTS | 6LT65G68H704 | ROAD 5
GWR511430K | ROAD [5] 4M 3000K 1A MED. HUGE | 959.5 | 1 | 1 | 1 | NR | 8011564888098 | 94054239 | 6LT00 | Lighting | 6LT | CAT. LIGHT | 6LT65G | URBAN AND STREETS | 6LT65G68H | STREETLIGHTS | 6LT65G68H704 | ROAD 5
GWR5114B | ROAD 5 D. NIVEL 4M 4000K 1A ÓPTICA ST1 | 1127.5 | 1 | 1 | 1 | NR | 8011564858039 | 94054239 | 6LT00 | Lighting | 6LT | CAT. LIGHT | 6LT65G | URBAN AND STREETS | 6LT65G68H | STREETLIGHTS | 6LT65G68H704 | ROAD 5
GWR5114B30K | ROAD 5 BIREG.4M 3000K 1A OTT.ST1 | 1127.5 | 1 | 1 | 1 | NR | 8011564888104 | 94054239 | 6LT00 | Lighting | 6LT | CAT. LIGHT | 6LT65G | URBAN AND STREETS | 6LT65G68H | STREETLIGHTS | 6LT65G68H704 | ROAD 5
GWR5114M | ROAD 5 DIMER 4M 4000K 1A ÓPTICA ST1 | 1127.5 | 1 | 1 | 1 | NR | 8011564858213 | 94054239 | 6LT00 | Lighting | 6LT | CAT. LIGHT | 6LT65G | URBAN AND STREETS | 6LT65G68H | STREETLIGHTS | 6LT65G68H704 | ROAD 5
GWR5114M30K | ROAD 5 DIMM.4M 3000K 1A OTT.ST1 | 1127.5 | 1 | 1 | 1 | NR | 8011564888111 | 94054239 | 6LT00 | Lighting | 6LT | CAT. LIGHT | 6LT65G | URBAN AND STREETS | 6LT65G68H | STREETLIGHTS | 6LT65G68H704 | ROAD 5
GWR5114V | ROAD [5] PROG. 4M 4000K 1A MED. HUGE | 1148 | 1 | 1 | 1 | NR | 8011564766235 | 94054239 | 6LT00 | Lighting | 6LT | CAT. LIGHT | 6LT65G | URBAN AND STREETS | 6LT65G68H | STREETLIGHTS | 6LT65G68H704 | ROAD 5
GWR5115 | ROAD [5] 5M 4000K 1A MED. HUGE | 1097 | 1 | 1 | 1 | NR | 8011564857971 | 94054239 | 6LT00 | Lighting | 6LT | CAT. LIGHT | 6LT65G | URBAN AND STREETS | 6LT65G68H | STREETLIGHTS | 6LT65G68H704 | ROAD 5
GWR511530K | ROAD [5] 5M 3000K 1A MED. HUGE | 1097 | 1 | 1 | 1 | NR | 8011564888128 | 94054239 | 6LT00 | Lighting | 6LT | CAT. LIGHT | 6LT65G | URBAN AND STREETS | 6LT65G68H | STREETLIGHTS | 6LT65G68H704 | ROAD 5
GWR5115B | ROAD 5 D.NIVEL 5M 4000K 0,85A ÓPTICA ST1 | 1281.5 | 1 | 1 | 1 | NR | 8011564858053 | 94054239 | 6LT00 | Lighting | 6LT | CAT. LIGHT | 6LT65G | URBAN AND STREETS | 6LT65G68H | STREETLIGHTS | 6LT65G68H704 | ROAD 5
GWR5115B30K | ROAD 5 BIREG.5M 3000K 0,85A OTT.ST1 | 1281.5 | 1 | 1 | 1 | NR | 8011564888135 | 94054239 | 6LT00 | Lighting | 6LT | CAT. LIGHT | 6LT65G | URBAN AND STREETS | 6LT65G68H | STREETLIGHTS | 6LT65G68H704 | ROAD 5
GWR5115M | ROAD 5 DIMER 5M 4000K 0,85A ÓPTICA ST1 | 1302 | 1 | 1 | 1 | NR | 8011564858237 | 94054239 | 6LT00 | Lighting | 6LT | CAT. LIGHT | 6LT65G | URBAN AND STREETS | 6LT65G68H | STREETLIGHTS | 6LT65G68H704 | ROAD 5
GWR5115M30K | ROAD 5 DIMM.5M 3000K 0,85A OTT.ST1 | 1302 | 1 | 1 | 1 | NR | 8011564888142 | 94054239 | 6LT00 | Lighting | 6LT | CAT. LIGHT | 6LT65G | URBAN AND STREETS | 6LT65G68H | STREETLIGHTS | 6LT65G68H704 | ROAD 5
GWR5115V | ROAD [5] PROG. 5M 4000K 850mA MED. HUGE | 1322 | 1 | 1 | 1 | NR | 8011564766143 | 94054239 | 6LT00 | Lighting | 6LT | CAT. LIGHT | 6LT65G | URBAN AND STREETS | 6LT65G68H | STREETLIGHTS | 6LT65G68H704 | ROAD 5
GWR5116 | ROAD [5] 6M 4000K 1A MED. HUGE | 1168.5 | 1 | 1 | 1 | NR | 8011564857995 | 94054239 | 6LT00 | Lighting | 6LT | CAT. LIGHT | 6LT65G | URBAN AND STREETS | 6LT65G68H | STREETLIGHTS | 6LT65G68H704 | ROAD 5
GWR511630K | ROAD [5] 6M 3000K 1A MED. HUGE | 1168.5 | 1 | 1 | 1 | NR | 8011564888159 | 94054239 | 6LT00 | Lighting | 6LT | CAT. LIGHT | 6LT65G | URBAN AND STREETS | 6LT65G68H | STREETLIGHTS | 6LT65G68H704 | ROAD 5
GWR5116B | ROAD 5 D.NIVEL 6M 4000K 0,85A ÓPTICA ST1 | 1383.5 | 1 | 1 | 1 | NR | 8011564858077 | 94054239 | 6LT00 | Lighting | 6LT | CAT. LIGHT | 6LT65G | URBAN AND STREETS | 6LT65G68H | STREETLIGHTS | 6LT65G68H704 | ROAD 5
GWR5116B30K | ROAD 5 BIREG.6M 3000K 0,85A OTT.ST1 | 1383.5 | 1 | 1 | 1 | NR | 8011564888166 | 94054239 | 6LT00 | Lighting | 6LT | CAT. LIGHT | 6LT65G | URBAN AND STREETS | 6LT65G68H | STREETLIGHTS | 6LT65G68H704 | ROAD 5
GWR5116M | ROAD 5 DIMER 6M 4000K 0,85A ÓPTICA ST1 | 1383.5 | 1 | 1 | 1 | NR | 8011564858251 | 94054239 | 6LT00 | Lighting | 6LT | CAT. LIGHT | 6LT65G | URBAN AND STREETS | 6LT65G68H | STREETLIGHTS | 6LT65G68H704 | ROAD 5
GWR5116M30K | ROAD 5 DIMM.6M 3000K 0,85A OTT.ST1 | 1383.5 | 1 | 1 | 1 | NR | 8011564888173 | 94054239 | 6LT00 | Lighting | 6LT | CAT. LIGHT | 6LT65G | URBAN AND STREETS | 6LT65G68H | STREETLIGHTS | 6LT65G68H704 | ROAD 5
GWR5116V | ROAD [5] PROG. 6M 4000K 850mA MED. HUGE | 1404 | 1 | 1 | 1 | NR | 8011564766242 | 94054239 | 6LT00 | Lighting | 6LT | CAT. LIGHT | 6LT65G | URBAN AND STREETS | 6LT65G68H | STREETLIGHTS | 6LT65G68H704 | ROAD 5
GWR5131 | ROAD [5] 1M 4000K 0.35A MINI HUGE | 536 | 1 | 1 | 1 | NR | 8011564874022 | 94054239 | 6LT00 | Lighting | 6LT | CAT. LIGHT | 6LT65G | URBAN AND STREETS | 6LT65G68H | STREETLIGHTS | 6LT65G68H704 | ROAD 5
GWR513130K | ROAD [5] 1M 3000K 1A MINI HUGE | 536 | 1 | 1 | 1 | NR | 8011564888180 | 94054239 | 6LT00 | Lighting | 6LT | CAT. LIGHT | 6LT65G | URBAN AND STREETS | 6LT65G68H | STREETLIGHTS | 6LT65G68H704 | ROAD 5
GWR5131V | ROAD [5] MINIHUGE 1M 40K0,35ACL2 5pasos | 642.5 | 1 | 1 | 1 | NR | 8011564766150 | 94054239 | 6LT00 | Lighting | 6LT | CAT. LIGHT | 6LT65G | URBAN AND STREETS | 6LT65G68H | STREETLIGHTS | 6LT65G68H704 | ROAD 5
GWR5151B | ROAD 5 BIREG.1M 4000K 500mA OTT.ST1 | 617 | 1 | 1 | 1 | NR | 8011564884038 | 94054239 | 6LT00 | Lighting | 6LT | CAT. LIGHT | 6LT65G | URBAN AND STREETS | 6LT65G68H | STREETLIGHTS | 6LT65G68H704 | ROAD 5
GWR5151M | ROAD5 MINI HUGE 1M 4000K 0,5A CL2 1-10V | 617 | 1 | 1 | 1 | NR | 8011564884052 | 94054239 | 6LT00 | Lighting | 6LT | CAT. LIGHT | 6LT65G | URBAN AND STREETS | 6LT65G68H | STREETLIGHTS | 6LT65G68H704 | ROAD 5
GWR5152B | ROAD5 MINI HUGE 2M 4000K 0,5A CL2 BIREG | 743 | 1 | 1 | 1 | NR | 8011564884045 | 94054239 | 6LT00 | Lighting | 6LT | CAT. LIGHT | 6LT65G | URBAN AND STREETS | 6LT65G68H | STREETLIGHTS | 6LT65G68H704 | ROAD 5
GWR5152M | ROAD5 MINI HUGE 2M 4000K 0,5A CL2 1-10V | 743 | 1 | 1 | 1 | NR | 8011564884069 | 94054239 | 6LT00 | Lighting | 6LT | CAT. LIGHT | 6LT65G | URBAN AND STREETS | 6LT65G68H | STREETLIGHTS | 6LT65G68H704 | ROAD 5
GWR5153B | ROAD5 MEDI HUGE 3M 4000K 0,5A CL2 BIREG | 941 | 1 | 1 | 1 | NR | 8011564884076 | 94054239 | 6LT00 | Lighting | 6LT | CAT. LIGHT | 6LT65G | URBAN AND STREETS | 6LT65G68H | STREETLIGHTS | 6LT65G68H704 | ROAD 5
GWR5153M | ROAD5 MEDI HUGE 3M 4000K 0,5A CL2 1-10V | 941 | 1 | 1 | 1 | NR | 8011564884113 | 94054239 | 6LT00 | Lighting | 6LT | CAT. LIGHT | 6LT65G | URBAN AND STREETS | 6LT65G68H | STREETLIGHTS | 6LT65G68H704 | ROAD 5
GWR5154B | ROAD5 MEDI HUGE 4M 4000K 0,5A CL2 BIREG | 1097 | 1 | 1 | 1 | NR | 8011564884083 | 94054239 | 6LT00 | Lighting | 6LT | CAT. LIGHT | 6LT65G | URBAN AND STREETS | 6LT65G68H | STREETLIGHTS | 6LT65G68H704 | ROAD 5
GWR5154M | ROAD5 MEDI HUGE 4M 4000K 0,5A CL2 1-10V | 1097 | 1 | 1 | 1 | NR | 8011564884120 | 94054239 | 6LT00 | Lighting | 6LT | CAT. LIGHT | 6LT65G | URBAN AND STREETS | 6LT65G68H | STREETLIGHTS | 6LT65G68H704 | ROAD 5
GWR5155B | ROAD5 MEDI HUGE 5M 4000K 0,5A CL2 BIREG | 1281.5 | 1 | 1 | 1 | NR | 8011564884090 | 94054239 | 6LT00 | Lighting | 6LT | CAT. LIGHT | 6LT65G | URBAN AND STREETS | 6LT65G68H | STREETLIGHTS | 6LT65G68H704 | ROAD 5
GWR5155M | ROAD5 MEDI HUGE 5M 4000K 0,5A CL2 1-10V | 1281.5 | 1 | 1 | 1 | NR | 8011564884137 | 94054239 | 6LT00 | Lighting | 6LT | CAT. LIGHT | 6LT65G | URBAN AND STREETS | 6LT65G68H | STREETLIGHTS | 6LT65G68H704 | ROAD 5
GWR5156B | ROAD5 MEDI HUGE 6M 4000K 0,5A CL2 BIREG. | 1342.5 | 1 | 1 | 1 | NR | 8011564884106 | 94054239 | 6LT00 | Lighting | 6LT | CAT. LIGHT | 6LT65G | URBAN AND STREETS | 6LT65G68H | STREETLIGHTS | 6LT65G68H704 | ROAD 5
GWR5156M | ROAD5 MEDI HUGE 6M 4000K 0,5A CL2 1-10V | 1342.5 | 1 | 1 | 1 | NR | 8011564884144 | 94054239 | 6LT00 | Lighting | 6LT | CAT. LIGHT | 6LT65G | URBAN AND STREETS | 6LT65G68H | STREETLIGHTS | 6LT65G68H704 | ROAD 5
GWR5171 | ROAD [5] 1M 4000K 700mA MINI HUGE | 536 | 1 | 1 | 1 | NR | 8011564857377 | 94054239 | 6LT00 | Lighting | 6LT | CAT. LIGHT | 6LT65G | URBAN AND STREETS | 6LT65G68H | STREETLIGHTS | 6LT65G68H704 | ROAD 5
GWR517130K | ROAD [5] 1M 3000K 700mA MINI HUGE | 536 | 1 | 1 | 1 | NR | 8011564888197 | 94054239 | 6LT00 | Lighting | 6LT | CAT. LIGHT | 6LT65G | URBAN AND STREETS | 6LT65G68H | STREETLIGHTS | 6LT65G68H704 | ROAD 5
GWR5171B | ROAD 5 D.NIVEL 1M 4000K 700mA ÓPT. ST1 | 634.5 | 1 | 1 | 1 | NR | 8011564857728 | 94054239 | 6LT00 | Lighting | 6LT | CAT. LIGHT | 6LT65G | URBAN AND STREETS | 6LT65G68H | STREETLIGHTS | 6LT65G68H704 | ROAD 5
GWR5171B30K | ROAD 5 BIREG.1M 3000K 700mA OTT.ST1 | 634.5 | 1 | 1 | 1 | NR | 8011564888203 | 94054239 | 6LT00 | Lighting | 6LT | CAT. LIGHT | 6LT65G | URBAN AND STREETS | 6LT65G68H | STREETLIGHTS | 6LT65G68H704 | ROAD 5
GWR5171M | ROAD 5 DIMER 1M 4000K 700mA ÓPTICA ST1 | 634.5 | 1 | 1 | 1 | NR | 8011564857766 | 94054239 | 6LT00 | Lighting | 6LT | CAT. LIGHT | 6LT65G | URBAN AND STREETS | 6LT65G68H | STREETLIGHTS | 6LT65G68H704 | ROAD 5
GWR5171M30K | ROAD 5 DIMM.1M 3000K 700mA OTT.ST1 | 634.5 | 1 | 1 | 1 | NR | 8011564888210 | 94054239 | 6LT00 | Lighting | 6LT | CAT. LIGHT | 6LT65G | URBAN AND STREETS | 6LT65G68H | STREETLIGHTS | 6LT65G68H704 | ROAD 5
GWR5171V | ROAD [5] 1M 4000K 700mA OPT.ST1 5 pasos | 642.5 | 1 | 1 | 1 | NR | 8011564766167 | 94054239 | 6LT00 | Lighting | 6LT | CAT. LIGHT | 6LT65G | URBAN AND STREETS | 6LT65G68H | STREETLIGHTS | 6LT65G68H704 | ROAD 5
GWR5172 | ROAD [5] 2M 4000K 700mA MINI HUGE | 644.5 | 1 | 1 | 1 | NR | 8011564857407 | 94054239 | 6LT00 | Lighting | 6LT | CAT. LIGHT | 6LT65G | URBAN AND STREETS | 6LT65G68H | STREETLIGHTS | 6LT65G68H704 | ROAD 5
GWR517230K | ROAD [5] 2M 3000K 700mA MINI HUGE | 644.5 | 1 | 1 | 1 | NR | 8011564888227 | 94054239 | 6LT00 | Lighting | 6LT | CAT. LIGHT | 6LT65G | URBAN AND STREETS | 6LT65G68H | STREETLIGHTS | 6LT65G68H704 | ROAD 5
GWR5172B | ROAD 5 D.NIVEL 2M 4000K 700mA ÓPT. ST1 | 760.5 | 1 | 1 | 1 | NR | 8011564857742 | 94054239 | 6LT00 | Lighting | 6LT | CAT. LIGHT | 6LT65G | URBAN AND STREETS | 6LT65G68H | STREETLIGHTS | 6LT65G68H704 | ROAD 5
GWR5172B30K | ROAD 5 BIREG.2M 3000K 700mA OTT.ST1 | 760.5 | 1 | 1 | 1 | NR | 8011564888234 | 94054239 | 6LT00 | Lighting | 6LT | CAT. LIGHT | 6LT65G | URBAN AND STREETS | 6LT65G68H | STREETLIGHTS | 6LT65G68H704 | ROAD 5
GWR5172M | ROAD 5 DIMER 2M 4000K 700mA ÓPTICA ST1 | 760.5 | 1 | 1 | 1 | NR | 8011564857780 | 94054239 | 6LT00 | Lighting | 6LT | CAT. LIGHT | 6LT65G | URBAN AND STREETS | 6LT65G68H | STREETLIGHTS | 6LT65G68H704 | ROAD 5
GWR5172M30K | ROAD 5 DIMM.2M 3000K 700mA OTT.ST1 | 760.5 | 1 | 1 | 1 | NR | 8011564888241 | 94054239 | 6LT00 | Lighting | 6LT | CAT. LIGHT | 6LT65G | URBAN AND STREETS | 6LT65G68H | STREETLIGHTS | 6LT65G68H704 | ROAD 5
GWR5172V | ROAD [5] MINI HUGE 2M 4000K 0,7A 5 pasos | 773 | 1 | 1 | 1 | NR | 8011564766174 | 94054239 | 6LT00 | Lighting | 6LT | CAT. LIGHT | 6LT65G | URBAN AND STREETS | 6LT65G68H | STREETLIGHTS | 6LT65G68H704 | ROAD 5
GWR5173 | ROAD [5] 3M 4000K 700mA MED. HUGE | 819 | 1 | 1 | 1 | NR | 8011564857926 | 94054239 | 6LT00 | Lighting | 6LT | CAT. LIGHT | 6LT65G | URBAN AND STREETS | 6LT65G68H | STREETLIGHTS | 6LT65G68H704 | ROAD 5
GWR517330K | ROAD [5] 3M 3000K 700mA MED. HUGE | 819 | 1 | 1 | 1 | NR | 8011564888258 | 94054239 | 6LT00 | Lighting | 6LT | CAT. LIGHT | 6LT65G | URBAN AND STREETS | 6LT65G68H | STREETLIGHTS | 6LT65G68H704 | ROAD 5
GWR5173B | ROAD 5 D.NIVEL 3M 4000K 700mA ÓPT. ST1 | 966.5 | 1 | 1 | 1 | NR | 8011564858008 | 94054239 | 6LT00 | Lighting | 6LT | CAT. LIGHT | 6LT65G | URBAN AND STREETS | 6LT65G68H | STREETLIGHTS | 6LT65G68H704 | ROAD 5
GWR5173B30K | ROAD 5 BIREG.3M 3000K 700mA OTT.ST1 | 966.5 | 1 | 1 | 1 | NR | 8011564888265 | 94054239 | 6LT00 | Lighting | 6LT | CAT. LIGHT | 6LT65G | URBAN AND STREETS | 6LT65G68H | STREETLIGHTS | 6LT65G68H704 | ROAD 5
GWR5173M | ROAD 5 DIMER 3M 4000K 700mA ÓPTICA ST1 | 966.5 | 1 | 1 | 1 | NR | 8011564858084 | 94054239 | 6LT00 | Lighting | 6LT | CAT. LIGHT | 6LT65G | URBAN AND STREETS | 6LT65G68H | STREETLIGHTS | 6LT65G68H704 | ROAD 5
GWR5173M30K | ROAD 5 DIMM.3M 3000K 700mA OTT.ST1 | 966.5 | 1 | 1 | 1 | NR | 8011564888272 | 94054239 | 6LT00 | Lighting | 6LT | CAT. LIGHT | 6LT65G | URBAN AND STREETS | 6LT65G68H | STREETLIGHTS | 6LT65G68H704 | ROAD 5
GWR5173V | ROAD [5] PROG. 3M 4000K 700mA MED. HUGE | 982 | 1 | 1 | 1 | NR | 8011564766181 | 94054239 | 6LT00 | Lighting | 6LT | CAT. LIGHT | 6LT65G | URBAN AND STREETS | 6LT65G68H | STREETLIGHTS | 6LT65G68H704 | ROAD 5
GWR5174 | ROAD [5] 4M 4000K 700mA MED. HUGE | 959.5 | 1 | 1 | 1 | NR | 8011564857940 | 94054239 | 6LT00 | Lighting | 6LT | CAT. LIGHT | 6LT65G | URBAN AND STREETS | 6LT65G68H | STREETLIGHTS | 6LT65G68H704 | ROAD 5
GWR517430K | ROAD [5] 4M 3000K 700mA MED. HUGE | 959.5 | 1 | 1 | 1 | NR | 8011564888289 | 94054239 | 6LT00 | Lighting | 6LT | CAT. LIGHT | 6LT65G | URBAN AND STREETS | 6LT65G68H | STREETLIGHTS | 6LT65G68H704 | ROAD 5
GWR5174B | ROAD 5 D.NIVEL 4M 4000K 700mA ÓPT. ST1 | 1127.5 | 1 | 1 | 1 | NR | 8011564858022 | 94054239 | 6LT00 | Lighting | 6LT | CAT. LIGHT | 6LT65G | URBAN AND STREETS | 6LT65G68H | STREETLIGHTS | 6LT65G68H704 | ROAD 5
GWR5174B30K | ROAD 5 BIREG.4M 3000K 700mA OTT.ST1 | 1127.5 | 1 | 1 | 1 | NR | 8011564888296 | 94054239 | 6LT00 | Lighting | 6LT | CAT. LIGHT | 6LT65G | URBAN AND STREETS | 6LT65G68H | STREETLIGHTS | 6LT65G68H704 | ROAD 5
GWR5174M | ROAD 5 DIMER 4M 4000K 700mA ÓPTICA ST1 | 1127.5 | 1 | 1 | 1 | NR | 8011564858107 | 94054239 | 6LT00 | Lighting | 6LT | CAT. LIGHT | 6LT65G | URBAN AND STREETS | 6LT65G68H | STREETLIGHTS | 6LT65G68H704 | ROAD 5
GWR5174M30K | ROAD 5 DIMM.4M 3000K 700mA OTT.ST1 | 1127.5 | 1 | 1 | 1 | NR | 8011564888302 | 94054239 | 6LT00 | Lighting | 6LT | CAT. LIGHT | 6LT65G | URBAN AND STREETS | 6LT65G68H | STREETLIGHTS | 6LT65G68H704 | ROAD 5
GWR5174V | ROAD 5 MED. HUGE 4M 4000K 0,7A 5 pasos | 1148 | 1 | 1 | 1 | NR | 8011564766198 | 94054239 | 6LT00 | Lighting | 6LT | CAT. LIGHT | 6LT65G | URBAN AND STREETS | 6LT65G68H | STREETLIGHTS | 6LT65G68H704 | ROAD 5
GWR5175 | ROAD [5] 5M 4000K 700mA MED. HUGE | 1097 | 1 | 1 | 1 | NR | 8011564857964 | 94054239 | 6LT00 | Lighting | 6LT | CAT. LIGHT | 6LT65G | URBAN AND STREETS | 6LT65G68H | STREETLIGHTS | 6LT65G68H704 | ROAD 5
GWR517530K | ROAD [5] 5M 3000K 700mA MED. HUGE | 1097 | 1 | 1 | 1 | NR | 8011564888319 | 94054239 | 6LT00 | Lighting | 6LT | CAT. LIGHT | 6LT65G | URBAN AND STREETS | 6LT65G68H | STREETLIGHTS | 6LT65G68H704 | ROAD 5
GWR5175B | ROAD 5 D.NIVEL 5M 4000K 700mA ÓPT. ST1 | 1302 | 1 | 1 | 1 | NR | 8011564858046 | 94054239 | 6LT00 | Lighting | 6LT | CAT. LIGHT | 6LT65G | URBAN AND STREETS | 6LT65G68H | STREETLIGHTS | 6LT65G68H704 | ROAD 5
GWR5175B30K | ROAD 5 BIREG.5M 3000K 700mA OTT.ST1 | 1302 | 1 | 1 | 1 | NR | 8011564888326 | 94054239 | 6LT00 | Lighting | 6LT | CAT. LIGHT | 6LT65G | URBAN AND STREETS | 6LT65G68H | STREETLIGHTS | 6LT65G68H704 | ROAD 5
GWR5175M | ROAD 5 DIMER 5M 4000K 700mA ÓPTICA ST1 | 1302 | 1 | 1 | 1 | NR | 8011564858220 | 94054239 | 6LT00 | Lighting | 6LT | CAT. LIGHT | 6LT65G | URBAN AND STREETS | 6LT65G68H | STREETLIGHTS | 6LT65G68H704 | ROAD 5
GWR5175M30K | ROAD 5 DIMM.5M 3000K 700mA OTT.ST1 | 1302 | 1 | 1 | 1 | NR | 8011564888333 | 94054239 | 6LT00 | Lighting | 6LT | CAT. LIGHT | 6LT65G | URBAN AND STREETS | 6LT65G68H | STREETLIGHTS | 6LT65G68H704 | ROAD 5
GWR5175V | ROAD [5] PROG. 5M 4000K 700mA MED. HUGE | 1322 | 1 | 1 | 1 | NR | 8011564766204 | 94054239 | 6LT00 | Lighting | 6LT | CAT. LIGHT | 6LT65G | URBAN AND STREETS | 6LT65G68H | STREETLIGHTS | 6LT65G68H704 | ROAD 5
GWR5176 | ROAD [5] 6M 4000K 700mA MED. HUGE | 1168.5 | 1 | 1 | 1 | NR | 8011564857988 | 94054239 | 6LT00 | Lighting | 6LT | CAT. LIGHT | 6LT65G | URBAN AND STREETS | 6LT65G68H | STREETLIGHTS | 6LT65G68H704 | ROAD 5
GWR517630K | ROAD [5] 6M 3000K 700mA MED. HUGE | 1168.5 | 1 | 1 | 1 | NR | 8011564888340 | 94054239 | 6LT00 | Lighting | 6LT | CAT. LIGHT | 6LT65G | URBAN AND STREETS | 6LT65G68H | STREETLIGHTS | 6LT65G68H704 | ROAD 5
GWR5176B | ROAD 5 D.NIVEL 6M 4000K 700mA ÓPT. ST1 | 1383.5 | 1 | 1 | 1 | NR | 8011564858060 | 94054239 | 6LT00 | Lighting | 6LT | CAT. LIGHT | 6LT65G | URBAN AND STREETS | 6LT65G68H | STREETLIGHTS | 6LT65G68H704 | ROAD 5
GWR5176B30K | ROAD 5 BIREG.6M 3000K 700mA OTT.ST1 | 1383.5 | 1 | 1 | 1 | NR | 8011564888357 | 94054239 | 6LT00 | Lighting | 6LT | CAT. LIGHT | 6LT65G | URBAN AND STREETS | 6LT65G68H | STREETLIGHTS | 6LT65G68H704 | ROAD 5
GWR5176M | ROAD 5 DIMER 6M 4000K 700mA ÓPTICA ST1 | 1383.5 | 1 | 1 | 1 | NR | 8011564858244 | 94054239 | 6LT00 | Lighting | 6LT | CAT. LIGHT | 6LT65G | URBAN AND STREETS | 6LT65G68H | STREETLIGHTS | 6LT65G68H704 | ROAD 5
GWR5176M30K | ROAD 5 DIMM.6M 3000K 700mA OTT.ST1 | 1383.5 | 1 | 1 | 1 | NR | 8011564888364 | 94054239 | 6LT00 | Lighting | 6LT | CAT. LIGHT | 6LT65G | URBAN AND STREETS | 6LT65G68H | STREETLIGHTS | 6LT65G68H704 | ROAD 5
GWR5176V | ROAD 5 MED. HUGE 6M 4000K 0,7A 5 pasos | 1404 | 1 | 1 | 1 | NR | 8011564766228 | 94054239 | 6LT00 | Lighting | 6LT | CAT. LIGHT | 6LT65G | URBAN AND STREETS | 6LT65G68H | STREETLIGHTS | 6LT65G68H704 | ROAD 5
GWR5191 | VISERA ROAD[5] MINI | 79 | 1 | 1 | 10 | NR | 8034035007439 | 94054239 | 6LT00 | Lighting | 6LT | CAT. LIGHT | 6LT65G | URBAN AND STREETS | 6LT65G68H | STREETLIGHTS | 6LT65G68H704 | ROAD 5
GWR5211 | ROAD [5] 1M 4000K 1A MINI WIDE | 536 | 1 | 1 | 1 | NR | 8011564857810 | 94054239 | 6LT00 | Lighting | 6LT | CAT. LIGHT | 6LT65G | URBAN AND STREETS | 6LT65G68H | STREETLIGHTS | 6LT65G68H704 | ROAD 5
GWR521130K | ROAD [5] 1M 3000K 1A MINI WIDE | 536 | 1 | 1 | 1 | NR | 8011564887336 | 94054239 | 6LT00 | Lighting | 6LT | CAT. LIGHT | 6LT65G | URBAN AND STREETS | 6LT65G68H | STREETLIGHTS | 6LT65G68H704 | ROAD 5
GWR5211B | ROAD 5 DOUB.1M 4000K 1A ÓPT.W | 617 | 1 | 1 | 1 | NR | 8011564857858 | 94054239 | 6LT00 | Lighting | 6LT | CAT. LIGHT | 6LT65G | URBAN AND STREETS | 6LT65G68H | STREETLIGHTS | 6LT65G68H704 | ROAD 5
GWR5211B30K | ROAD 5 DOUB.1M 3000K 1A ÓPT.W | 617 | 1 | 1 | 1 | NR | 8011564887343 | 94054239 | 6LT00 | Lighting | 6LT | CAT. LIGHT | 6LT65G | URBAN AND STREETS | 6LT65G68H | STREETLIGHTS | 6LT65G68H704 | ROAD 5
GWR5211M | ROAD 5 DIMER.1M 4000K 1A ÓPT.W | 617 | 1 | 1 | 1 | NR | 8011564857896 | 94054239 | 6LT00 | Lighting | 6LT | CAT. LIGHT | 6LT65G | URBAN AND STREETS | 6LT65G68H | STREETLIGHTS | 6LT65G68H704 | ROAD 5
GWR5211M30K | ROAD 5 DIMER.1M 3000K 1A ÓPT.W | 617 | 1 | 1 | 1 | NR | 8011564887220 | 94054239 | 6LT00 | Lighting | 6LT | CAT. LIGHT | 6LT65G | URBAN AND STREETS | 6LT65G68H | STREETLIGHTS | 6LT65G68H704 | ROAD 5
GWR5211V | ROAD [5] MINI 1M 40K 1A OPT.W 5pasos | 642.5 | 1 | 1 | 1 | NR | 8011564883154 | 94054239 | 6LT00 | Lighting | 6LT | CAT. LIGHT | 6LT65G | URBAN AND STREETS | 6LT65G68H | STREETLIGHTS | 6LT65G68H704 | ROAD 5
GWR5212 | ROAD [5] 2M 4000K 1A MINI WIDE | 644.5 | 1 | 1 | 1 | NR | 8011564857834 | 94054239 | 6LT00 | Lighting | 6LT | CAT. LIGHT | 6LT65G | URBAN AND STREETS | 6LT65G68H | STREETLIGHTS | 6LT65G68H704 | ROAD 5
GWR521230K | ROAD [5] 2M 3000K 1A MINI WIDE | 644.5 | 1 | 1 | 1 | NR | 8011564887237 | 94054239 | 6LT00 | Lighting | 6LT | CAT. LIGHT | 6LT65G | URBAN AND STREETS | 6LT65G68H | STREETLIGHTS | 6LT65G68H704 | ROAD 5
GWR5212B | ROAD 5 DOUB.2M 4000K 1A ÓPT.W | 743 | 1 | 1 | 1 | NR | 8011564857872 | 94054239 | 6LT00 | Lighting | 6LT | CAT. LIGHT | 6LT65G | URBAN AND STREETS | 6LT65G68H | STREETLIGHTS | 6LT65G68H704 | ROAD 5
GWR5212B30K | ROAD 5 DOUB.2M 3000K 1A ÓPT.W | 743 | 1 | 1 | 1 | NR | 8011564887244 | 94054239 | 6LT00 | Lighting | 6LT | CAT. LIGHT | 6LT65G | URBAN AND STREETS | 6LT65G68H | STREETLIGHTS | 6LT65G68H704 | ROAD 5
GWR5212M | ROAD 5 DIMER.2M 4000K 1A ÓPT.W | 743 | 1 | 1 | 1 | NR | 8011564857919 | 94054239 | 6LT00 | Lighting | 6LT | CAT. LIGHT | 6LT65G | URBAN AND STREETS | 6LT65G68H | STREETLIGHTS | 6LT65G68H704 | ROAD 5
GWR5212M30K | ROAD 5 DIMER.2M 3000K 1A ÓPT.W | 743 | 1 | 1 | 1 | NR | 8011564887251 | 94054239 | 6LT00 | Lighting | 6LT | CAT. LIGHT | 6LT65G | URBAN AND STREETS | 6LT65G68H | STREETLIGHTS | 6LT65G68H704 | ROAD 5
GWR5212V | ROAD [5] MINI 2M 40K 1A OPT.W 5pasos | 773 | 1 | 1 | 1 | NR | 8011564883178 | 94054239 | 6LT00 | Lighting | 6LT | CAT. LIGHT | 6LT65G | URBAN AND STREETS | 6LT65G68H | STREETLIGHTS | 6LT65G68H704 | ROAD 5
GWR5212V30K | ROAD5 MINI V.WIDE 2M 3000K 1,0A CL2 | 773 | 1 | 1 | 1 | NR | 8034035041686 | 94054239 | 6LT00 | Lighting | 6LT | CAT. LIGHT | 6LT65G | URBAN AND STREETS | 6LT65G68H | STREETLIGHTS | 6LT65G68H704 | ROAD 5
GWR5213 | ROAD [5] 3M 4000K 1A MED. WIDE | 819 | 1 | 1 | 1 | NR | 8011564858275 | 94054239 | 6LT00 | Lighting | 6LT | CAT. LIGHT | 6LT65G | URBAN AND STREETS | 6LT65G68H | STREETLIGHTS | 6LT65G68H704 | ROAD 5
GWR521330K | ROAD [5] 3M 3000K 1A MED. WIDE | 819 | 1 | 1 | 1 | NR | 8011564887268 | 94054239 | 6LT00 | Lighting | 6LT | CAT. LIGHT | 6LT65G | URBAN AND STREETS | 6LT65G68H | STREETLIGHTS | 6LT65G68H704 | ROAD 5
GWR5213B | ROAD 5 DOUB.3M 4000K 1A ÓPT.W | 941 | 1 | 1 | 1 | NR | 8011564858459 | 94054239 | 6LT00 | Lighting | 6LT | CAT. LIGHT | 6LT65G | URBAN AND STREETS | 6LT65G68H | STREETLIGHTS | 6LT65G68H704 | ROAD 5
GWR5213B30K | ROAD 5 DOUB.3M 3000K 1A ÓPT.W | 941 | 1 | 1 | 1 | NR | 8011564887275 | 94054239 | 6LT00 | Lighting | 6LT | CAT. LIGHT | 6LT65G | URBAN AND STREETS | 6LT65G68H | STREETLIGHTS | 6LT65G68H704 | ROAD 5
GWR5213M | ROAD 5 DIMER.3M 4000K 1A ÓPT.W | 941 | 1 | 1 | 1 | NR | 8011564858640 | 94054239 | 6LT00 | Lighting | 6LT | CAT. LIGHT | 6LT65G | URBAN AND STREETS | 6LT65G68H | STREETLIGHTS | 6LT65G68H704 | ROAD 5
GWR5213M30K | ROAD 5 DIMER.3M 3000K 1A ÓPT.W | 941 | 1 | 1 | 1 | NR | 8011564887282 | 94054239 | 6LT00 | Lighting | 6LT | CAT. LIGHT | 6LT65G | URBAN AND STREETS | 6LT65G68H | STREETLIGHTS | 6LT65G68H704 | ROAD 5
GWR5213V | ROAD [5] PROG. 3M 4000K 1A MED. WIDE | 982 | 1 | 1 | 1 | NR | 8011564883192 | 94054239 | 6LT00 | Lighting | 6LT | CAT. LIGHT | 6LT65G | URBAN AND STREETS | 6LT65G68H | STREETLIGHTS | 6LT65G68H704 | ROAD 5
GWR5214 | ROAD [5] 4M 4000K 1A MED. WIDE | 959.5 | 1 | 1 | 1 | NR | 8011564858299 | 94054239 | 6LT00 | Lighting | 6LT | CAT. LIGHT | 6LT65G | URBAN AND STREETS | 6LT65G68H | STREETLIGHTS | 6LT65G68H704 | ROAD 5
GWR521430K | ROAD [5] 4M 3000K 1A MED. WIDE | 959.5 | 1 | 1 | 1 | NR | 8011564887299 | 94054239 | 6LT00 | Lighting | 6LT | CAT. LIGHT | 6LT65G | URBAN AND STREETS | 6LT65G68H | STREETLIGHTS | 6LT65G68H704 | ROAD 5
GWR5214B | ROAD 5 DOUB.4M 4000K 1A ÓPT.W | 1127.5 | 1 | 1 | 1 | NR | 8011564858480 | 94054239 | 6LT00 | Lighting | 6LT | CAT. LIGHT | 6LT65G | URBAN AND STREETS | 6LT65G68H | STREETLIGHTS | 6LT65G68H704 | ROAD 5
GWR5214B30K | ROAD 5 DOUB.4M 3000K 1A ÓPT.W | 1127.5 | 1 | 1 | 1 | NR | 8011564887305 | 94054239 | 6LT00 | Lighting | 6LT | CAT. LIGHT | 6LT65G | URBAN AND STREETS | 6LT65G68H | STREETLIGHTS | 6LT65G68H704 | ROAD 5
GWR5214M | ROAD 5 DIMER.4M 4000K 1A ÓPT.W | 1127.5 | 1 | 1 | 1 | NR | 8011564858664 | 94054239 | 6LT00 | Lighting | 6LT | CAT. LIGHT | 6LT65G | URBAN AND STREETS | 6LT65G68H | STREETLIGHTS | 6LT65G68H704 | ROAD 5
GWR5214M30K | ROAD 5 DIMER.4M 3000K 1A ÓPT.W | 1127.5 | 1 | 1 | 1 | NR | 8011564887411 | 94054239 | 6LT00 | Lighting | 6LT | CAT. LIGHT | 6LT65G | URBAN AND STREETS | 6LT65G68H | STREETLIGHTS | 6LT65G68H704 | ROAD 5
GWR5214V | ROAD [5] PROG. 4M 4000K 1A MED. WIDE | 1148 | 1 | 1 | 1 | NR | 8011564883215 | 94054239 | 6LT00 | Lighting | 6LT | CAT. LIGHT | 6LT65G | URBAN AND STREETS | 6LT65G68H | STREETLIGHTS | 6LT65G68H704 | ROAD 5
GWR5215 | ROAD [5] 5M 4000K 1A MED. WIDE | 1097 | 1 | 1 | 1 | NR | 8011564858411 | 94054239 | 6LT00 | Lighting | 6LT | CAT. LIGHT | 6LT65G | URBAN AND STREETS | 6LT65G68H | STREETLIGHTS | 6LT65G68H704 | ROAD 5
GWR521530K | ROAD [5] 5M 3000K 1A MED. WIDE | 1097 | 1 | 1 | 1 | NR | 8011564887428 | 94054239 | 6LT00 | Lighting | 6LT | CAT. LIGHT | 6LT65G | URBAN AND STREETS | 6LT65G68H | STREETLIGHTS | 6LT65G68H704 | ROAD 5
GWR5215B | ROAD 5 DOUB.5M 4000K 0,85A ÓPT.W | 1302 | 1 | 1 | 1 | NR | 8011564858503 | 94054239 | 6LT00 | Lighting | 6LT | CAT. LIGHT | 6LT65G | URBAN AND STREETS | 6LT65G68H | STREETLIGHTS | 6LT65G68H704 | ROAD 5
GWR5215B30K | ROAD 5 DOUB.5M 3000K 0,85A ÓPT.W | 1302 | 1 | 1 | 1 | NR | 8011564887435 | 94054239 | 6LT00 | Lighting | 6LT | CAT. LIGHT | 6LT65G | URBAN AND STREETS | 6LT65G68H | STREETLIGHTS | 6LT65G68H704 | ROAD 5
GWR5215M | ROAD 5 DIMER.5M 4000K 0,85A ÓPT.W | 1302 | 1 | 1 | 1 | NR | 8011564858688 | 94054239 | 6LT00 | Lighting | 6LT | CAT. LIGHT | 6LT65G | URBAN AND STREETS | 6LT65G68H | STREETLIGHTS | 6LT65G68H704 | ROAD 5
GWR5215M30K | ROAD 5 DIMER.5M 3000K 0,85A ÓPT.W | 1302 | 1 | 1 | 1 | NR | 8011564887442 | 94054239 | 6LT00 | Lighting | 6LT | CAT. LIGHT | 6LT65G | URBAN AND STREETS | 6LT65G68H | STREETLIGHTS | 6LT65G68H704 | ROAD 5
GWR5215V | ROAD [5] PROG. 5M 4000K 850mA MED. WIDE | 1322 | 1 | 1 | 1 | NR | 8011564883239 | 94054239 | 6LT00 | Lighting | 6LT | CAT. LIGHT | 6LT65G | URBAN AND STREETS | 6LT65G68H | STREETLIGHTS | 6LT65G68H704 | ROAD 5
GWR5216 | ROAD [5] 6M 4000K 1A MED. WIDE | 1168.5 | 1 | 1 | 1 | NR | 8011564858435 | 94054239 | 6LT00 | Lighting | 6LT | CAT. LIGHT | 6LT65G | URBAN AND STREETS | 6LT65G68H | STREETLIGHTS | 6LT65G68H704 | ROAD 5
GWR521630K | ROAD [5] 6M 3000K 1A MED. WIDE | 1168.5 | 1 | 1 | 1 | NR | 8011564890312 | 94054239 | 6LT00 | Lighting | 6LT | CAT. LIGHT | 6LT65G | URBAN AND STREETS | 6LT65G68H | STREETLIGHTS | 6LT65G68H704 | ROAD 5
GWR5216B | ROAD 5 DOUB.6M 4000K 0,85A ÓPT.W | 1383.5 | 1 | 1 | 1 | NR | 8011564858626 | 94054239 | 6LT00 | Lighting | 6LT | CAT. LIGHT | 6LT65G | URBAN AND STREETS | 6LT65G68H | STREETLIGHTS | 6LT65G68H704 | ROAD 5
GWR5216B30K | ROAD 5 DOUB.6M 3000K 0,85A ÓPT.W | 1383.5 | 1 | 1 | 1 | NR | 8011564887459 | 94054239 | 6LT00 | Lighting | 6LT | CAT. LIGHT | 6LT65G | URBAN AND STREETS | 6LT65G68H | STREETLIGHTS | 6LT65G68H704 | ROAD 5
GWR5216M | ROAD 5 DIMER.6M 4000K 0,85A ÓPT.W | 1383.5 | 1 | 1 | 1 | NR | 8011564858701 | 94054239 | 6LT00 | Lighting | 6LT | CAT. LIGHT | 6LT65G | URBAN AND STREETS | 6LT65G68H | STREETLIGHTS | 6LT65G68H704 | ROAD 5
GWR5216M30K | ROAD 5 DIMER.6M 3000K 0,85A ÓPT.W | 1383.5 | 1 | 1 | 1 | NR | 8011564887466 | 94054239 | 6LT00 | Lighting | 6LT | CAT. LIGHT | 6LT65G | URBAN AND STREETS | 6LT65G68H | STREETLIGHTS | 6LT65G68H704 | ROAD 5
GWR5216V | ROAD [5] PROG. 6M 4000K 850mA MED. WIDE | 1404 | 1 | 1 | 1 | NR | 8011564883253 | 94054239 | 6LT00 | Lighting | 6LT | CAT. LIGHT | 6LT65G | URBAN AND STREETS | 6LT65G68H | STREETLIGHTS | 6LT65G68H704 | ROAD 5
GWR5231 | ROAD [5] 1M 4000K 350mA MINI WIDE | 536 | 1 | 1 | 1 | NR | 8011564870222 | 94054239 | 6LT00 | Lighting | 6LT | CAT. LIGHT | 6LT65G | URBAN AND STREETS | 6LT65G68H | STREETLIGHTS | 6LT65G68H704 | ROAD 5
GWR523130K | ROAD [5] 1M 3000K 350mA MINI WIDE | 536 | 1 | 1 | 1 | NR | 8011564887473 | 94054239 | 6LT00 | Lighting | 6LT | CAT. LIGHT | 6LT65G | URBAN AND STREETS | 6LT65G68H | STREETLIGHTS | 6LT65G68H704 | ROAD 5
GWR5231V | ROAD [5] MINI 1M 40K 350mA OPT.W 5pasos | 642.5 | 1 | 1 | 1 | NR | 8011564883130 | 94054239 | 6LT00 | Lighting | 6LT | CAT. LIGHT | 6LT65G | URBAN AND STREETS | 6LT65G68H | STREETLIGHTS | 6LT65G68H704 | ROAD 5
GWR5251B | ROAD 5 DOUB.1M 4000K 500mA ÓPT.W | 617 | 1 | 1 | 1 | NR | 8011564882447 | 94054239 | 6LT00 | Lighting | 6LT | CAT. LIGHT | 6LT65G | URBAN AND STREETS | 6LT65G68H | STREETLIGHTS | 6LT65G68H704 | ROAD 5
GWR5251B30K | ROAD 5 DOUB.1M 3000K 500mA ÓPT.W | 617 | 1 | 1 | 1 | NR | 8034035011603 | 94054239 | 6LT00 | Lighting | 6LT | CAT. LIGHT | 6LT65G | URBAN AND STREETS | 6LT65G68H | STREETLIGHTS | 6LT65G68H704 | ROAD 5
GWR5251M | ROAD 5 DIMER.1M 4000K 500mA ÓPT.W | 617 | 1 | 1 | 1 | NR | 8011564882423 | 94054239 | 6LT00 | Lighting | 6LT | CAT. LIGHT | 6LT65G | URBAN AND STREETS | 6LT65G68H | STREETLIGHTS | 6LT65G68H704 | ROAD 5
GWR5252B | ROAD 5 DOUB.2M 4000K 500mA ÓPT.W | 743 | 1 | 1 | 1 | NR | 8011564882454 | 94054239 | 6LT00 | Lighting | 6LT | CAT. LIGHT | 6LT65G | URBAN AND STREETS | 6LT65G68H | STREETLIGHTS | 6LT65G68H704 | ROAD 5
GWR5252D | ROAD5 MINI WIDE 2M 4000K 0,5A CL2 DALI | 773 | 1 | 1 | 1 | NR | 8011564899025 | 94054239 | 6LT00 | Lighting | 6LT | CAT. LIGHT | 6LT65G | URBAN AND STREETS | 6LT65G68H | STREETLIGHTS | 6LT65G68H704 | ROAD 5
GWR5252D30K | ROAD5 MINI WIDE 2M 3000K 0,5A CL2 DALI | 773 | 1 | 1 | 1 | NR | 8011564899032 | 94054239 | 6LT00 | Lighting | 6LT | CAT. LIGHT | 6LT65G | URBAN AND STREETS | 6LT65G68H | STREETLIGHTS | 6LT65G68H704 | ROAD 5
GWR5252M | ROAD 5 DIMER.2M 4000K 500mA ÓPT.W | 743 | 1 | 1 | 1 | NR | 8011564882430 | 94054239 | 6LT00 | Lighting | 6LT | CAT. LIGHT | 6LT65G | URBAN AND STREETS | 6LT65G68H | STREETLIGHTS | 6LT65G68H704 | ROAD 5
GWR5252M30K | ROAD 5 DIMER.2M 3000K 500mA ÓPT.W | 743 | 1 | 1 | 1 | NR | 8011564729117 | 94054239 | 6LT00 | Lighting | 6LT | CAT. LIGHT | 6LT65G | URBAN AND STREETS | 6LT65G68H | STREETLIGHTS | 6LT65G68H704 | ROAD 5
GWR5253B | ROAD 5 DOUB.3M 4000K 500mA ÓPT.W | 941 | 1 | 1 | 1 | NR | 8011564882492 | 94054239 | 6LT00 | Lighting | 6LT | CAT. LIGHT | 6LT65G | URBAN AND STREETS | 6LT65G68H | STREETLIGHTS | 6LT65G68H704 | ROAD 5
GWR5253D | ROAD5 MEDI WIDE 3M 4000K 0,5A CL2 DALI | 982 | 1 | 1 | 1 | NR | 8011564899049 | 94054239 | 6LT00 | Lighting | 6LT | CAT. LIGHT | 6LT65G | URBAN AND STREETS | 6LT65G68H | STREETLIGHTS | 6LT65G68H704 | ROAD 5
GWR5253M | ROAD 5 DIMER.3M 4000K 500mA ÓPT.W | 941 | 1 | 1 | 1 | NR | 8011564882461 | 94054239 | 6LT00 | Lighting | 6LT | CAT. LIGHT | 6LT65G | URBAN AND STREETS | 6LT65G68H | STREETLIGHTS | 6LT65G68H704 | ROAD 5
GWR5254B | ROAD 5 DOUB.4M 4000K 500mA ÓPT.W | 1097 | 1 | 1 | 1 | NR | 8011564882508 | 94054239 | 6LT00 | Lighting | 6LT | CAT. LIGHT | 6LT65G | URBAN AND STREETS | 6LT65G68H | STREETLIGHTS | 6LT65G68H704 | ROAD 5
GWR5254D | ROAD5 MEDI WIDE 4M 4000K 0,5A CL2 DALI | 1148 | 1 | 1 | 1 | NR | 8011564899063 | 94054239 | 6LT00 | Lighting | 6LT | CAT. LIGHT | 6LT65G | URBAN AND STREETS | 6LT65G68H | STREETLIGHTS | 6LT65G68H704 | ROAD 5
GWR5254M | ROAD 5 DIMER.4M 4000K 500mA ÓPT.W | 1097 | 1 | 1 | 1 | NR | 8011564882874 | 94054239 | 6LT00 | Lighting | 6LT | CAT. LIGHT | 6LT65G | URBAN AND STREETS | 6LT65G68H | STREETLIGHTS | 6LT65G68H704 | ROAD 5
GWR5255B | ROAD 5 DOUB.5M 4000K 500mA ÓPT.W | 1281.5 | 1 | 1 | 1 | NR | 8011564882515 | 94054239 | 6LT00 | Lighting | 6LT | CAT. LIGHT | 6LT65G | URBAN AND STREETS | 6LT65G68H | STREETLIGHTS | 6LT65G68H704 | ROAD 5
GWR5255D | ROAD5 MEDI WIDE 5M 4000K 0,5A CL2 DALI | 1322 | 1 | 1 | 1 | NR | 8034035015908 | 94054239 | 6LT00 | Lighting | 6LT | CAT. LIGHT | 6LT65G | URBAN AND STREETS | 6LT65G68H | STREETLIGHTS | 6LT65G68H704 | ROAD 5
GWR5255M | ROAD 5 DIMER.5M 4000K 500mA ÓPT.W | 1281.5 | 1 | 1 | 1 | NR | 8011564882478 | 94054239 | 6LT00 | Lighting | 6LT | CAT. LIGHT | 6LT65G | URBAN AND STREETS | 6LT65G68H | STREETLIGHTS | 6LT65G68H704 | ROAD 5
GWR5256B | ROAD 5 DOUB.6M 4000K 500mA ÓPT.W | 1342.5 | 1 | 1 | 1 | NR | 8011564882522 | 94054239 | 6LT00 | Lighting | 6LT | CAT. LIGHT | 6LT65G | URBAN AND STREETS | 6LT65G68H | STREETLIGHTS | 6LT65G68H704 | ROAD 5
GWR5256M | ROAD 5 DIMER.6M 4000K 500mA ÓPT.W | 1342.5 | 1 | 1 | 1 | NR | 8011564882485 | 94054239 | 6LT00 | Lighting | 6LT | CAT. LIGHT | 6LT65G | URBAN AND STREETS | 6LT65G68H | STREETLIGHTS | 6LT65G68H704 | ROAD 5
GWR5271 | ROAD [5] 1M 4000K 700mA MINI WIDE | 536 | 1 | 1 | 1 | NR | 8011564857803 | 94054239 | 6LT00 | Lighting | 6LT | CAT. LIGHT | 6LT65G | URBAN AND STREETS | 6LT65G68H | STREETLIGHTS | 6LT65G68H704 | ROAD 5
GWR527130K | ROAD [5] 1M 3000K 700mA MINI WIDE | 536 | 1 | 1 | 1 | NR | 8011564887480 | 94054239 | 6LT00 | Lighting | 6LT | CAT. LIGHT | 6LT65G | URBAN AND STREETS | 6LT65G68H | STREETLIGHTS | 6LT65G68H704 | ROAD 5
GWR5271B | ROAD 5 DOUB.1M 4000K 700mA ÓPT.W | 634.5 | 1 | 1 | 1 | NR | 8011564857841 | 94054239 | 6LT00 | Lighting | 6LT | CAT. LIGHT | 6LT65G | URBAN AND STREETS | 6LT65G68H | STREETLIGHTS | 6LT65G68H704 | ROAD 5
GWR5271B30K | ROAD 5 DOUB.1M 3000K 700mA ÓPT.W | 634.5 | 1 | 1 | 1 | NR | 8011564887497 | 94054239 | 6LT00 | Lighting | 6LT | CAT. LIGHT | 6LT65G | URBAN AND STREETS | 6LT65G68H | STREETLIGHTS | 6LT65G68H704 | ROAD 5
GWR5271M | ROAD 5 DIMER.1M 4000K 700mA ÓPT.W | 634.5 | 1 | 1 | 1 | NR | 8011564857889 | 94054239 | 6LT00 | Lighting | 6LT | CAT. LIGHT | 6LT65G | URBAN AND STREETS | 6LT65G68H | STREETLIGHTS | 6LT65G68H704 | ROAD 5
GWR5271M30K | ROAD 5 DIMER.1M 3000K 700mA ÓPT.W | 634.5 | 1 | 1 | 1 | NR | 8011564887503 | 94054239 | 6LT00 | Lighting | 6LT | CAT. LIGHT | 6LT65G | URBAN AND STREETS | 6LT65G68H | STREETLIGHTS | 6LT65G68H704 | ROAD 5
GWR5271V | ROAD [5] MINI 1M 40K 700mA OPT.W 5pasos | 642.5 | 1 | 1 | 1 | NR | 8011564883147 | 94054239 | 6LT00 | Lighting | 6LT | CAT. LIGHT | 6LT65G | URBAN AND STREETS | 6LT65G68H | STREETLIGHTS | 6LT65G68H704 | ROAD 5
GWR5272 | ROAD [5] 2M 4000K 700mA MINI WIDE | 644.5 | 1 | 1 | 1 | NR | 8011564857827 | 94054239 | 6LT00 | Lighting | 6LT | CAT. LIGHT | 6LT65G | URBAN AND STREETS | 6LT65G68H | STREETLIGHTS | 6LT65G68H704 | ROAD 5
GWR527230K | ROAD [5] 2M 3000K 700mA MINI WIDE | 644.5 | 1 | 1 | 1 | NR | 8011564887510 | 94054239 | 6LT00 | Lighting | 6LT | CAT. LIGHT | 6LT65G | URBAN AND STREETS | 6LT65G68H | STREETLIGHTS | 6LT65G68H704 | ROAD 5
GWR5272B | ROAD 5 DOUB.2M 4000K 700mA ÓPT.W | 743 | 1 | 1 | 1 | NR | 8011564857865 | 94054239 | 6LT00 | Lighting | 6LT | CAT. LIGHT | 6LT65G | URBAN AND STREETS | 6LT65G68H | STREETLIGHTS | 6LT65G68H704 | ROAD 5
GWR5272B30K | ROAD 5 DOUB.2M 3000K 700mA ÓPT.W | 743 | 1 | 1 | 1 | NR | 8011564887527 | 94054239 | 6LT00 | Lighting | 6LT | CAT. LIGHT | 6LT65G | URBAN AND STREETS | 6LT65G68H | STREETLIGHTS | 6LT65G68H704 | ROAD 5
GWR5272M | ROAD 5 DIMER.2M 4000K 700mA ÓPT.W | 760.5 | 1 | 1 | 1 | NR | 8011564857902 | 94054239 | 6LT00 | Lighting | 6LT | CAT. LIGHT | 6LT65G | URBAN AND STREETS | 6LT65G68H | STREETLIGHTS | 6LT65G68H704 | ROAD 5
GWR5272M30K | ROAD 5 DIMER.2M 3000K 700mA ÓPT.W | 760.5 | 1 | 1 | 1 | NR | 8011564887534 | 94054239 | 6LT00 | Lighting | 6LT | CAT. LIGHT | 6LT65G | URBAN AND STREETS | 6LT65G68H | STREETLIGHTS | 6LT65G68H704 | ROAD 5
GWR5272M57K | ROAD 5 DIMER.2M 5700K 700mA ÓPT.W | 760.5 | 1 | 1 | 1 | NR | 8011564888975 | 94054239 | 6LT00 | Lighting | 6LT | CAT. LIGHT | 6LT65G | URBAN AND STREETS | 6LT65G68H | STREETLIGHTS | 6LT65G68H704 | ROAD 5
GWR5272V | ROAD [5] MINI 2M 40K 700mA OPT.W 5pasos | 773 | 1 | 1 | 1 | NR | 8011564883161 | 94054239 | 6LT00 | Lighting | 6LT | CAT. LIGHT | 6LT65G | URBAN AND STREETS | 6LT65G68H | STREETLIGHTS | 6LT65G68H704 | ROAD 5
GWR5273 | ROAD [5] 3M 4000K 700mA MED. WIDE | 819 | 1 | 1 | 1 | NR | 8011564858268 | 94054239 | 6LT00 | Lighting | 6LT | CAT. LIGHT | 6LT65G | URBAN AND STREETS | 6LT65G68H | STREETLIGHTS | 6LT65G68H704 | ROAD 5
GWR527330K | ROAD [5] 3M 3000K 700mA MED. WIDE | 773 | 1 | 1 | 1 | NR | 8011564884328 | 94054239 | 6LT00 | Lighting | 6LT | CAT. LIGHT | 6LT65G | URBAN AND STREETS | 6LT65G68H | STREETLIGHTS | 6LT65G68H704 | ROAD 5
GWR5273B | ROAD 5 DOUB.3M 4000K 700mA ÓPT.W | 966.5 | 1 | 1 | 1 | NR | 8011564858442 | 94054239 | 6LT00 | Lighting | 6LT | CAT. LIGHT | 6LT65G | URBAN AND STREETS | 6LT65G68H | STREETLIGHTS | 6LT65G68H704 | ROAD 5
GWR5273B30K | ROAD 5 DOUB.3M 3000K 700mA ÓPT.W | 966.5 | 1 | 1 | 1 | NR | 8011564887541 | 94054239 | 6LT00 | Lighting | 6LT | CAT. LIGHT | 6LT65G | URBAN AND STREETS | 6LT65G68H | STREETLIGHTS | 6LT65G68H704 | ROAD 5
GWR5273M | ROAD 5 DIMER.3M 4000K 700mA ÓPT.W | 966.5 | 1 | 1 | 1 | NR | 8011564858633 | 94054239 | 6LT00 | Lighting | 6LT | CAT. LIGHT | 6LT65G | URBAN AND STREETS | 6LT65G68H | STREETLIGHTS | 6LT65G68H704 | ROAD 5
GWR5273M30K | ROAD 5 DIMER.3M 3000K 700mA ÓPT.W | 966.5 | 1 | 1 | 1 | NR | 8011564887558 | 94054239 | 6LT00 | Lighting | 6LT | CAT. LIGHT | 6LT65G | URBAN AND STREETS | 6LT65G68H | STREETLIGHTS | 6LT65G68H704 | ROAD 5
GWR5273V | ROAD [5] PROG. 3M 4000K 700mA MED. WIDE | 982 | 1 | 1 | 1 | NR | 8011564883185 | 94054239 | 6LT00 | Lighting | 6LT | CAT. LIGHT | 6LT65G | URBAN AND STREETS | 6LT65G68H | STREETLIGHTS | 6LT65G68H704 | ROAD 5
GWR5274 | ROAD [5] 4M 4000K 700mA MED. WIDE | 959.5 | 1 | 1 | 1 | NR | 8011564858282 | 94054239 | 6LT00 | Lighting | 6LT | CAT. LIGHT | 6LT65G | URBAN AND STREETS | 6LT65G68H | STREETLIGHTS | 6LT65G68H704 | ROAD 5
GWR527430K | ROAD [5] 4M 3000K 700mA MED. WIDE | 959.5 | 1 | 1 | 1 | NR | 8011564887350 | 94054239 | 6LT00 | Lighting | 6LT | CAT. LIGHT | 6LT65G | URBAN AND STREETS | 6LT65G68H | STREETLIGHTS | 6LT65G68H704 | ROAD 5
GWR5274B | ROAD 5 DOUB.4M 4000K 700mA ÓPT.W | 1127.5 | 1 | 1 | 1 | NR | 8011564858466 | 94054239 | 6LT00 | Lighting | 6LT | CAT. LIGHT | 6LT65G | URBAN AND STREETS | 6LT65G68H | STREETLIGHTS | 6LT65G68H704 | ROAD 5
GWR5274B30K | ROAD 5 DOUB.4M 3000K 700mA ÓPT.W | 1127.5 | 1 | 1 | 1 | NR | 8011564887565 | 94054239 | 6LT00 | Lighting | 6LT | CAT. LIGHT | 6LT65G | URBAN AND STREETS | 6LT65G68H | STREETLIGHTS | 6LT65G68H704 | ROAD 5
GWR5274M | ROAD 5 DIMER.4M 4000K 700mA ÓPT.W | 1127.5 | 1 | 1 | 1 | NR | 8011564858657 | 94054239 | 6LT00 | Lighting | 6LT | CAT. LIGHT | 6LT65G | URBAN AND STREETS | 6LT65G68H | STREETLIGHTS | 6LT65G68H704 | ROAD 5
GWR5274M30K | ROAD 5 DIMER.4M 3000K 700mA ÓPT.W | 1127.5 | 1 | 1 | 1 | NR | 8011564887572 | 94054239 | 6LT00 | Lighting | 6LT | CAT. LIGHT | 6LT65G | URBAN AND STREETS | 6LT65G68H | STREETLIGHTS | 6LT65G68H704 | ROAD 5
GWR5274V | ROAD [5] PROG. 4M 4000K 700mA MED. WIDE | 1148 | 1 | 1 | 1 | NR | 8011564883208 | 94054239 | 6LT00 | Lighting | 6LT | CAT. LIGHT | 6LT65G | URBAN AND STREETS | 6LT65G68H | STREETLIGHTS | 6LT65G68H704 | ROAD 5
GWR5275 | ROAD [5] 5M 4000K 700mA MED. WIDE | 1097 | 1 | 1 | 1 | NR | 8011564858305 | 94054239 | 6LT00 | Lighting | 6LT | CAT. LIGHT | 6LT65G | URBAN AND STREETS | 6LT65G68H | STREETLIGHTS | 6LT65G68H704 | ROAD 5
GWR527530K | ROAD [5] 5M 3000K 700mA MED. WIDE | 1097 | 1 | 1 | 1 | NR | 8011564887589 | 94054239 | 6LT00 | Lighting | 6LT | CAT. LIGHT | 6LT65G | URBAN AND STREETS | 6LT65G68H | STREETLIGHTS | 6LT65G68H704 | ROAD 5
GWR5275B | ROAD 5 DOUB.5M 4000K 700mA ÓPT.W | 1302 | 1 | 1 | 1 | NR | 8011564858497 | 94054239 | 6LT00 | Lighting | 6LT | CAT. LIGHT | 6LT65G | URBAN AND STREETS | 6LT65G68H | STREETLIGHTS | 6LT65G68H704 | ROAD 5
GWR5275B30K | ROAD 5 DOUB.5M 3000K 700mA ÓPT.W | 1302 | 1 | 1 | 1 | NR | 8011564887596 | 94054239 | 6LT00 | Lighting | 6LT | CAT. LIGHT | 6LT65G | URBAN AND STREETS | 6LT65G68H | STREETLIGHTS | 6LT65G68H704 | ROAD 5
GWR5275M | ROAD 5 DIMER.5M 4000K 700mA ÓPT.W | 1302 | 1 | 1 | 1 | NR | 8011564858671 | 94054239 | 6LT00 | Lighting | 6LT | CAT. LIGHT | 6LT65G | URBAN AND STREETS | 6LT65G68H | STREETLIGHTS | 6LT65G68H704 | ROAD 5
GWR5275M30K | ROAD 5 DIMER.5M 3000K 700mA ÓPT.W | 1302 | 1 | 1 | 1 | NR | 8011564887602 | 94054239 | 6LT00 | Lighting | 6LT | CAT. LIGHT | 6LT65G | URBAN AND STREETS | 6LT65G68H | STREETLIGHTS | 6LT65G68H704 | ROAD 5
GWR5275V | ROAD [5] PROG. 5M 4000K 700mA MED. WIDE | 1322 | 1 | 1 | 1 | NR | 8011564883222 | 94054239 | 6LT00 | Lighting | 6LT | CAT. LIGHT | 6LT65G | URBAN AND STREETS | 6LT65G68H | STREETLIGHTS | 6LT65G68H704 | ROAD 5
GWR5276 | ROAD [5] 6M 4000K 700mA MED. WIDE | 1168.5 | 1 | 1 | 1 | NR | 8011564858428 | 94054239 | 6LT00 | Lighting | 6LT | CAT. LIGHT | 6LT65G | URBAN AND STREETS | 6LT65G68H | STREETLIGHTS | 6LT65G68H704 | ROAD 5
GWR527630K | ROAD [5] 6M 3000K 700mA MED. WIDE | 1168.5 | 1 | 1 | 1 | NR | 8011564884335 | 94054239 | 6LT00 | Lighting | 6LT | CAT. LIGHT | 6LT65G | URBAN AND STREETS | 6LT65G68H | STREETLIGHTS | 6LT65G68H704 | ROAD 5
GWR5276B | ROAD 5 DOUB.6M 4000K 700mA ÓPT.W | 1383.5 | 1 | 1 | 1 | NR | 8011564858619 | 94054239 | 6LT00 | Lighting | 6LT | CAT. LIGHT | 6LT65G | URBAN AND STREETS | 6LT65G68H | STREETLIGHTS | 6LT65G68H704 | ROAD 5
GWR5276B30K | ROAD 5 DOUB.6M 3000K 700mA ÓPT.W | 1383.5 | 1 | 1 | 1 | NR | 8011564887619 | 94054239 | 6LT00 | Lighting | 6LT | CAT. LIGHT | 6LT65G | URBAN AND STREETS | 6LT65G68H | STREETLIGHTS | 6LT65G68H704 | ROAD 5
GWR5276M | ROAD 5 DIMER.6M 4000K 700mA ÓPT.W | 1383.5 | 1 | 1 | 1 | NR | 8011564858695 | 94054239 | 6LT00 | Lighting | 6LT | CAT. LIGHT | 6LT65G | URBAN AND STREETS | 6LT65G68H | STREETLIGHTS | 6LT65G68H704 | ROAD 5
GWR5276M30K | ROAD 5 DIMER.6M 3000K 700mA ÓPT.W | 1383.5 | 1 | 1 | 1 | NR | 8011564887626 | 94054239 | 6LT00 | Lighting | 6LT | CAT. LIGHT | 6LT65G | URBAN AND STREETS | 6LT65G68H | STREETLIGHTS | 6LT65G68H704 | ROAD 5
GWR5276V | ROAD [5] PROG. 6M 4000K 700mA MED. WIDE | 1404 | 1 | 1 | 1 | NR | 8011564883246 | 94054239 | 6LT00 | Lighting | 6LT | CAT. LIGHT | 6LT65G | URBAN AND STREETS | 6LT65G68H | STREETLIGHTS | 6LT65G68H704 | ROAD 5
GWR5371M | ROAD [5] 1M 4000K 700mA MINI CICLO. | 718.5 | 1 | 1 | 1 | NR | 8011564885318 | 94054239 | 6LT00 | Lighting | 6LT | CAT. LIGHT | 6LT65G | URBAN AND STREETS | 6LT65G68H | STREETLIGHTS | 6LT65G68H704 | ROAD 5
GWR5371M30K | ROAD [5] 1M 3000K 700mA MINI CICLO. | 718.5 | 1 | 1 | 1 | NR | 8011564890329 | 94054239 | 6LT00 | Lighting | 6LT | CAT. LIGHT | 6LT65G | URBAN AND STREETS | 6LT65G68H | STREETLIGHTS | 6LT65G68H704 | ROAD 5
GWR5371MV | ROAD [5] PROG. 1M 4000K 700mA MINI CICLO | 724.5 | 1 | 1 | 1 | NR | 8011564766259 | 94054239 | 6LT00 | Lighting | 6LT | CAT. LIGHT | 6LT65G | URBAN AND STREETS | 6LT65G68H | STREETLIGHTS | 6LT65G68H704 | ROAD 5
GWR5372M | ROAD [5] 2M 4000K 700mA MINI CICLO. | 806.5 | 1 | 1 | 1 | NR | 8011564885325 | 94054239 | 6LT00 | Lighting | 6LT | CAT. LIGHT | 6LT65G | URBAN AND STREETS | 6LT65G68H | STREETLIGHTS | 6LT65G68H704 | ROAD 5
GWR5372M30K | ROAD [5] 2M 3000K 700mA MINI CICLO. | 806.5 | 1 | 1 | 1 | NR | 8011564890343 | 94054239 | 6LT00 | Lighting | 6LT | CAT. LIGHT | 6LT65G | URBAN AND STREETS | 6LT65G68H | STREETLIGHTS | 6LT65G68H704 | ROAD 5
GWR5372MV | ROAD [5] PROG. 2M 4000K 700mA MINI CICLO | 815 | 1 | 1 | 1 | NR | 8011564766266 | 94054239 | 6LT00 | Lighting | 6LT | CAT. LIGHT | 6LT65G | URBAN AND STREETS | 6LT65G68H | STREETLIGHTS | 6LT65G68H704 | ROAD 5
GWR5611 | ROAD5 MINI HUGE 1M 4000K 1,0A CL1 | 527 | 1 | 1 | 1 | NR | 8011564874039 | 94054239 | 6LT00 | Lighting | 6LT | CAT. LIGHT | 6LT65G | URBAN AND STREETS | 6LT65G68H | STREETLIGHTS | 6LT65G68H704 | ROAD 5
GWR561130K | ROAD5 MINI HUGE 1M 3000K 1,0A CL1 | 527 | 1 | 1 | 1 | NR | 8011564888371 | 94054239 | 6LT00 | Lighting | 6LT | CAT. LIGHT | 6LT65G | URBAN AND STREETS | 6LT65G68H | STREETLIGHTS | 6LT65G68H704 | ROAD 5
GWR5611B | ROAD5 MINI HUGE 1M 4000K 1,0A CL1 D.NIV. | 623 | 1 | 1 | 1 | NR | 8011564874046 | 94054239 | 6LT00 | Lighting | 6LT | CAT. LIGHT | 6LT65G | URBAN AND STREETS | 6LT65G68H | STREETLIGHTS | 6LT65G68H704 | ROAD 5
GWR5611B30K | ROAD5 MINI HUGE 1M 3000K 1,0A CL1 BIREG | 623 | 1 | 1 | 1 | NR | 8011564888388 | 94054239 | 6LT00 | Lighting | 6LT | CAT. LIGHT | 6LT65G | URBAN AND STREETS | 6LT65G68H | STREETLIGHTS | 6LT65G68H704 | ROAD 5
GWR5611M | ROAD5 MINI HUGE 1M 4000K 1,0A CL1 1-10V | 623 | 1 | 1 | 1 | NR | 8011564874053 | 94054239 | 6LT00 | Lighting | 6LT | CAT. LIGHT | 6LT65G | URBAN AND STREETS | 6LT65G68H | STREETLIGHTS | 6LT65G68H704 | ROAD 5
GWR5611M30K | ROAD5 MINI HUGE 1M 3000K 1,0A CL1 1-10V | 623 | 1 | 1 | 1 | NR | 8011564888395 | 94054239 | 6LT00 | Lighting | 6LT | CAT. LIGHT | 6LT65G | URBAN AND STREETS | 6LT65G68H | STREETLIGHTS | 6LT65G68H704 | ROAD 5
GWR5612 | ROAD5 MINI HUGE 2M 4000K 0,9A CL1 | 633.5 | 1 | 1 | 1 | NR | 8011564874060 | 94054239 | 6LT00 | Lighting | 6LT | CAT. LIGHT | 6LT65G | URBAN AND STREETS | 6LT65G68H | STREETLIGHTS | 6LT65G68H704 | ROAD 5
GWR561230K | ROAD5 MINI HUGE 2M 3000K 0,9A CL1 | 633.5 | 1 | 1 | 1 | NR | 8011564888401 | 94054239 | 6LT00 | Lighting | 6LT | CAT. LIGHT | 6LT65G | URBAN AND STREETS | 6LT65G68H | STREETLIGHTS | 6LT65G68H704 | ROAD 5
GWR5612B | ROAD5 MINI HUGE 2M 4000K 1,0A CL1 D.NIV. | 746 | 1 | 1 | 1 | NR | 8011564874077 | 94054239 | 6LT00 | Lighting | 6LT | CAT. LIGHT | 6LT65G | URBAN AND STREETS | 6LT65G68H | STREETLIGHTS | 6LT65G68H704 | ROAD 5
GWR5612B30K | ROAD5 MINI HUGE 2M 3000K 1,0A CL1 BIREG | 746 | 1 | 1 | 1 | NR | 8011564888418 | 94054239 | 6LT00 | Lighting | 6LT | CAT. LIGHT | 6LT65G | URBAN AND STREETS | 6LT65G68H | STREETLIGHTS | 6LT65G68H704 | ROAD 5
GWR5612M | ROAD5 MINI HUGE 2M 4000K 1,0A CL1 1-10V | 746 | 1 | 1 | 1 | NR | 8011564874084 | 94054239 | 6LT00 | Lighting | 6LT | CAT. LIGHT | 6LT65G | URBAN AND STREETS | 6LT65G68H | STREETLIGHTS | 6LT65G68H704 | ROAD 5
GWR5612M30K | ROAD5 MINI HUGE 2M 3000K 1,0A CL1 1-10V | 746 | 1 | 1 | 1 | NR | 8011564888425 | 94054239 | 6LT00 | Lighting | 6LT | CAT. LIGHT | 6LT65G | URBAN AND STREETS | 6LT65G68H | STREETLIGHTS | 6LT65G68H704 | ROAD 5
GWR5613 | ROAD5 MEDI HUGE 3M 4000K 1,0A CL1 | 802.5 | 1 | 1 | 1 | NR | 8011564874091 | 94054239 | 6LT00 | Lighting | 6LT | CAT. LIGHT | 6LT65G | URBAN AND STREETS | 6LT65G68H | STREETLIGHTS | 6LT65G68H704 | ROAD 5
GWR561330K | ROAD5 MEDI HUGE 3M 3000K 1,0A CL1 | 802.5 | 1 | 1 | 1 | NR | 8011564888432 | 94054239 | 6LT00 | Lighting | 6LT | CAT. LIGHT | 6LT65G | URBAN AND STREETS | 6LT65G68H | STREETLIGHTS | 6LT65G68H704 | ROAD 5
GWR5613B | ROAD5 MEDI HUGE 3M 4000K 1,0A CL1 D.NIV. | 947 | 1 | 1 | 1 | NR | 8011564874107 | 94054239 | 6LT00 | Lighting | 6LT | CAT. LIGHT | 6LT65G | URBAN AND STREETS | 6LT65G68H | STREETLIGHTS | 6LT65G68H704 | ROAD 5
GWR5613B30K | ROAD5 MEDI HUGE 3M 3000K 1,0A CL1 BIREG | 947 | 1 | 1 | 1 | NR | 8011564888449 | 94054239 | 6LT00 | Lighting | 6LT | CAT. LIGHT | 6LT65G | URBAN AND STREETS | 6LT65G68H | STREETLIGHTS | 6LT65G68H704 | ROAD 5
GWR5613M | ROAD5 MEDI HUGE 3M 4000K 1,0A CL1 1-10V | 947 | 1 | 1 | 1 | NR | 8011564874312 | 94054239 | 6LT00 | Lighting | 6LT | CAT. LIGHT | 6LT65G | URBAN AND STREETS | 6LT65G68H | STREETLIGHTS | 6LT65G68H704 | ROAD 5
GWR5613M30K | ROAD5 MEDI HUGE 3M 3000K 1,0A CL1 1-10V | 947 | 1 | 1 | 1 | NR | 8011564888456 | 94054239 | 6LT00 | Lighting | 6LT | CAT. LIGHT | 6LT65G | URBAN AND STREETS | 6LT65G68H | STREETLIGHTS | 6LT65G68H704 | ROAD 5
GWR5614 | ROAD5 MEDI HUGE 4M 4000K 1,0A CL1 | 941 | 1 | 1 | 1 | NR | 8011564874329 | 94054239 | 6LT00 | Lighting | 6LT | CAT. LIGHT | 6LT65G | URBAN AND STREETS | 6LT65G68H | STREETLIGHTS | 6LT65G68H704 | ROAD 5
GWR561430K | ROAD5 MEDI HUGE 4M 3000K 1,0A CL1 | 941 | 1 | 1 | 1 | NR | 8011564888463 | 94054239 | 6LT00 | Lighting | 6LT | CAT. LIGHT | 6LT65G | URBAN AND STREETS | 6LT65G68H | STREETLIGHTS | 6LT65G68H704 | ROAD 5
GWR5614B | ROAD5 MEDI HUGE 4M 4000K 1,0A CL1 D.NIV. | 1107 | 1 | 1 | 1 | NR | 8011564874336 | 94054239 | 6LT00 | Lighting | 6LT | CAT. LIGHT | 6LT65G | URBAN AND STREETS | 6LT65G68H | STREETLIGHTS | 6LT65G68H704 | ROAD 5
GWR5614B30K | ROAD5 MEDI HUGE 4M 3000K 1,0A CL1 BIREG | 1107 | 1 | 1 | 1 | NR | 8011564888470 | 94054239 | 6LT00 | Lighting | 6LT | CAT. LIGHT | 6LT65G | URBAN AND STREETS | 6LT65G68H | STREETLIGHTS | 6LT65G68H704 | ROAD 5
GWR5614M | ROAD5 MEDI HUGE 4M 4000K 1,0A CL1 1-10V | 1107 | 1 | 1 | 1 | NR | 8011564874343 | 94054239 | 6LT00 | Lighting | 6LT | CAT. LIGHT | 6LT65G | URBAN AND STREETS | 6LT65G68H | STREETLIGHTS | 6LT65G68H704 | ROAD 5
GWR5614M30K | ROAD5 MEDI HUGE 4M 3000K 1,0A CL1 1-10V | 1107 | 1 | 1 | 1 | NR | 8011564888487 | 94054239 | 6LT00 | Lighting | 6LT | CAT. LIGHT | 6LT65G | URBAN AND STREETS | 6LT65G68H | STREETLIGHTS | 6LT65G68H704 | ROAD 5
GWR5615 | ROAD5 MEDI HUGE 5M 4000K 0,85A CL1 | 1076.5 | 1 | 1 | 1 | NR | 8011564874350 | 94054239 | 6LT00 | Lighting | 6LT | CAT. LIGHT | 6LT65G | URBAN AND STREETS | 6LT65G68H | STREETLIGHTS | 6LT65G68H704 | ROAD 5
GWR561530K | ROAD5 MEDI HUGE 5M 3000K 0,85A CL1 | 1076.5 | 1 | 1 | 1 | NR | 8011564888494 | 94054239 | 6LT00 | Lighting | 6LT | CAT. LIGHT | 6LT65G | URBAN AND STREETS | 6LT65G68H | STREETLIGHTS | 6LT65G68H704 | ROAD 5
GWR5615B | ROAD5 MEDI HUGE 5M 4000K 0,85A CL1 D.NIV | 1281.5 | 1 | 1 | 1 | NR | 8011564874367 | 94054239 | 6LT00 | Lighting | 6LT | CAT. LIGHT | 6LT65G | URBAN AND STREETS | 6LT65G68H | STREETLIGHTS | 6LT65G68H704 | ROAD 5
GWR5615B30K | ROAD5 MEDI HUGE 5M 3000K 0,85A CL1 BIREG | 1281.5 | 1 | 1 | 1 | NR | 8011564888500 | 94054239 | 6LT00 | Lighting | 6LT | CAT. LIGHT | 6LT65G | URBAN AND STREETS | 6LT65G68H | STREETLIGHTS | 6LT65G68H704 | ROAD 5
GWR5615M | ROAD5 MEDI HUGE 5M 4000K 0,85A CL1 1-10V | 1281.5 | 1 | 1 | 1 | NR | 8011564874374 | 94054239 | 6LT00 | Lighting | 6LT | CAT. LIGHT | 6LT65G | URBAN AND STREETS | 6LT65G68H | STREETLIGHTS | 6LT65G68H704 | ROAD 5
GWR5615M30K | ROAD5 MEDI HUGE 5M 3000K 0,85A CL1 1-10V | 1281.5 | 1 | 1 | 1 | NR | 8011564888517 | 94054239 | 6LT00 | Lighting | 6LT | CAT. LIGHT | 6LT65G | URBAN AND STREETS | 6LT65G68H | STREETLIGHTS | 6LT65G68H704 | ROAD 5
GWR5616 | ROAD5 MEDI HUGE 6M 4000K 0,85A CL1 | 1148 | 1 | 1 | 1 | NR | 8011564874381 | 94054239 | 6LT00 | Lighting | 6LT | CAT. LIGHT | 6LT65G | URBAN AND STREETS | 6LT65G68H | STREETLIGHTS | 6LT65G68H704 | ROAD 5
GWR561630K | ROAD5 MEDI HUGE 6M 3000K 0,85A CL1 | 1148 | 1 | 1 | 1 | NR | 8011564888524 | 94054239 | 6LT00 | Lighting | 6LT | CAT. LIGHT | 6LT65G | URBAN AND STREETS | 6LT65G68H | STREETLIGHTS | 6LT65G68H704 | ROAD 5
GWR5616B | ROAD5 MEDI HUGE 6M 4000K 0,85A CL1 D.N. | 1353 | 1 | 1 | 1 | NR | 8011564874398 | 94054239 | 6LT00 | Lighting | 6LT | CAT. LIGHT | 6LT65G | URBAN AND STREETS | 6LT65G68H | STREETLIGHTS | 6LT65G68H704 | ROAD 5
GWR5616B30K | ROAD5 MEDI HUGE 6M 3000K 0,85A CL1 BIREG | 1353 | 1 | 1 | 1 | NR | 8011564888531 | 94054239 | 6LT00 | Lighting | 6LT | CAT. LIGHT | 6LT65G | URBAN AND STREETS | 6LT65G68H | STREETLIGHTS | 6LT65G68H704 | ROAD 5
GWR5616M | ROAD5 MEDI HUGE 6M 4000K 0,85A CL1 1-10V | 1353 | 1 | 1 | 1 | NR | 8011564874404 | 94054239 | 6LT00 | Lighting | 6LT | CAT. LIGHT | 6LT65G | URBAN AND STREETS | 6LT65G68H | STREETLIGHTS | 6LT65G68H704 | ROAD 5
GWR5616M30K | ROAD5 MEDI HUGE 6M 3000K 0,85A CL1 1-10V | 1353 | 1 | 1 | 1 | NR | 8011564888548 | 94054239 | 6LT00 | Lighting | 6LT | CAT. LIGHT | 6LT65G | URBAN AND STREETS | 6LT65G68H | STREETLIGHTS | 6LT65G68H704 | ROAD 5
GWR5631 | ROAD5 MINI HUGE 1M 4000K 0,35A CL1 | 527 | 1 | 1 | 1 | NR | 8011564874411 | 94054239 | 6LT00 | Lighting | 6LT | CAT. LIGHT | 6LT65G | URBAN AND STREETS | 6LT65G68H | STREETLIGHTS | 6LT65G68H704 | ROAD 5
GWR563130K | ROAD5 MINI HUGE 1M 3000K 0,35A CL1 | 527 | 1 | 1 | 1 | NR | 8011564888555 | 94054239 | 6LT00 | Lighting | 6LT | CAT. LIGHT | 6LT65G | URBAN AND STREETS | 6LT65G68H | STREETLIGHTS | 6LT65G68H704 | ROAD 5
GWR5671 | ROAD5 MINI HUGE 1M 4000K 0,7A CL1 | 527 | 1 | 1 | 1 | NR | 8011564874428 | 94054239 | 6LT00 | Lighting | 6LT | CAT. LIGHT | 6LT65G | URBAN AND STREETS | 6LT65G68H | STREETLIGHTS | 6LT65G68H704 | ROAD 5
GWR567130K | ROAD5 MINI HUGE 1M 3000K 0,7A CL1 | 527 | 1 | 1 | 1 | NR | 8011564888562 | 94054239 | 6LT00 | Lighting | 6LT | CAT. LIGHT | 6LT65G | URBAN AND STREETS | 6LT65G68H | STREETLIGHTS | 6LT65G68H704 | ROAD 5
GWR5671B | ROAD5 MINI HUGE 1M 4000K 0,7A CL1 D.NIV. | 623 | 1 | 1 | 1 | NR | 8011564874435 | 94054239 | 6LT00 | Lighting | 6LT | CAT. LIGHT | 6LT65G | URBAN AND STREETS | 6LT65G68H | STREETLIGHTS | 6LT65G68H704 | ROAD 5
GWR5671B30K | ROAD5 MINI HUGE 1M 3000K 0,7A CL1 BIREG | 623 | 1 | 1 | 1 | NR | 8011564888579 | 94054239 | 6LT00 | Lighting | 6LT | CAT. LIGHT | 6LT65G | URBAN AND STREETS | 6LT65G68H | STREETLIGHTS | 6LT65G68H704 | ROAD 5
GWR5671M | ROAD5 MINI HUGE 1M 4000K 0,7A CL1 1-10V | 623 | 1 | 1 | 1 | NR | 8011564874442 | 94054239 | 6LT00 | Lighting | 6LT | CAT. LIGHT | 6LT65G | URBAN AND STREETS | 6LT65G68H | STREETLIGHTS | 6LT65G68H704 | ROAD 5
GWR5671M30K | ROAD5 MINI HUGE 1M 3000K 0,7A CL1 1-10V | 623 | 1 | 1 | 1 | NR | 8011564888586 | 94054239 | 6LT00 | Lighting | 6LT | CAT. LIGHT | 6LT65G | URBAN AND STREETS | 6LT65G68H | STREETLIGHTS | 6LT65G68H704 | ROAD 5
GWR5672 | ROAD5 MINI HUGE 2M 4000K 0,7A CL1 | 633.5 | 1 | 1 | 1 | NR | 8011564874459 | 94054239 | 6LT00 | Lighting | 6LT | CAT. LIGHT | 6LT65G | URBAN AND STREETS | 6LT65G68H | STREETLIGHTS | 6LT65G68H704 | ROAD 5
GWR567230K | ROAD5 MINI HUGE 2M 3000K 0,7A CL1 | 633.5 | 1 | 1 | 1 | NR | 8011564888593 | 94054239 | 6LT00 | Lighting | 6LT | CAT. LIGHT | 6LT65G | URBAN AND STREETS | 6LT65G68H | STREETLIGHTS | 6LT65G68H704 | ROAD 5
GWR5672B | ROAD5 MINI HUGE 2M 4000K 0,7A CL1 D.NIV. | 746 | 1 | 1 | 1 | NR | 8011564874466 | 94054239 | 6LT00 | Lighting | 6LT | CAT. LIGHT | 6LT65G | URBAN AND STREETS | 6LT65G68H | STREETLIGHTS | 6LT65G68H704 | ROAD 5
GWR5672B30K | ROAD5 MINI HUGE 2M 3000K 0,7A CL1 BIREG | 746 | 1 | 1 | 1 | NR | 8011564890374 | 94054239 | 6LT00 | Lighting | 6LT | CAT. LIGHT | 6LT65G | URBAN AND STREETS | 6LT65G68H | STREETLIGHTS | 6LT65G68H704 | ROAD 5
GWR5672M | ROAD5 MINI HUGE 2M 4000K 0,7A CL1 1-10V | 746 | 1 | 1 | 1 | NR | 8011564874473 | 94054239 | 6LT00 | Lighting | 6LT | CAT. LIGHT | 6LT65G | URBAN AND STREETS | 6LT65G68H | STREETLIGHTS | 6LT65G68H704 | ROAD 5
GWR5672M30K | ROAD5 MINI HUGE 2M 3000K 0,7A CL1 1-10V | 746 | 1 | 1 | 1 | NR | 8011564888609 | 94054239 | 6LT00 | Lighting | 6LT | CAT. LIGHT | 6LT65G | URBAN AND STREETS | 6LT65G68H | STREETLIGHTS | 6LT65G68H704 | ROAD 5
GWR5673 | ROAD5 MEDI HUGE 3M 4000K 0,7A CL1 | 802.5 | 1 | 1 | 1 | NR | 8011564874480 | 94054239 | 6LT00 | Lighting | 6LT | CAT. LIGHT | 6LT65G | URBAN AND STREETS | 6LT65G68H | STREETLIGHTS | 6LT65G68H704 | ROAD 5
GWR567330K | ROAD5 MEDI HUGE 3M 3000K 0,7A CL1 | 802.5 | 1 | 1 | 1 | NR | 8011564888616 | 94054239 | 6LT00 | Lighting | 6LT | CAT. LIGHT | 6LT65G | URBAN AND STREETS | 6LT65G68H | STREETLIGHTS | 6LT65G68H704 | ROAD 5
GWR5673B | ROAD5 MEDI HUGE 3M 4000K 0,7A CL1 D.NIV. | 947 | 1 | 1 | 1 | NR | 8011564874497 | 94054239 | 6LT00 | Lighting | 6LT | CAT. LIGHT | 6LT65G | URBAN AND STREETS | 6LT65G68H | STREETLIGHTS | 6LT65G68H704 | ROAD 5
GWR5673B30K | ROAD5 MEDI HUGE 3M 3000K 0,7A CL1 BIREG | 947 | 1 | 1 | 1 | NR | 8011564888623 | 94054239 | 6LT00 | Lighting | 6LT | CAT. LIGHT | 6LT65G | URBAN AND STREETS | 6LT65G68H | STREETLIGHTS | 6LT65G68H704 | ROAD 5
GWR5673M | ROAD5 MEDI HUGE 3M 4000K 0,7A CL1 1-10V | 947 | 1 | 1 | 1 | NR | 8011564874503 | 94054239 | 6LT00 | Lighting | 6LT | CAT. LIGHT | 6LT65G | URBAN AND STREETS | 6LT65G68H | STREETLIGHTS | 6LT65G68H704 | ROAD 5
GWR5673M30K | ROAD5 MEDI HUGE 3M 3000K 0,7A CL1 1-10V | 947 | 1 | 1 | 1 | NR | 8011564888630 | 94054239 | 6LT00 | Lighting | 6LT | CAT. LIGHT | 6LT65G | URBAN AND STREETS | 6LT65G68H | STREETLIGHTS | 6LT65G68H704 | ROAD 5
GWR5674 | ROAD5 MEDI HUGE 4M 4000K 0,7A CL1 | 941 | 1 | 1 | 1 | NR | 8011564874510 | 94054239 | 6LT00 | Lighting | 6LT | CAT. LIGHT | 6LT65G | URBAN AND STREETS | 6LT65G68H | STREETLIGHTS | 6LT65G68H704 | ROAD 5
GWR567430K | ROAD5 MEDI HUGE 4M 3000K 0,7A CL1 | 941 | 1 | 1 | 1 | NR | 8011564888647 | 94054239 | 6LT00 | Lighting | 6LT | CAT. LIGHT | 6LT65G | URBAN AND STREETS | 6LT65G68H | STREETLIGHTS | 6LT65G68H704 | ROAD 5
GWR5674B | ROAD5 MEDI HUGE 4M 4000K 0,7A CL1 D.NIV. | 1107 | 1 | 1 | 1 | NR | 8011564874527 | 94054239 | 6LT00 | Lighting | 6LT | CAT. LIGHT | 6LT65G | URBAN AND STREETS | 6LT65G68H | STREETLIGHTS | 6LT65G68H704 | ROAD 5
GWR5674B30K | ROAD5 MEDI HUGE 4M 3000K 0,7A CL1 BIREG | 1107 | 1 | 1 | 1 | NR | 8011564888654 | 94054239 | 6LT00 | Lighting | 6LT | CAT. LIGHT | 6LT65G | URBAN AND STREETS | 6LT65G68H | STREETLIGHTS | 6LT65G68H704 | ROAD 5
GWR5674M | ROAD5 MEDI HUGE 4M 4000K 0,7A CL1 1-10V | 1107 | 1 | 1 | 1 | NR | 8011564874534 | 94054239 | 6LT00 | Lighting | 6LT | CAT. LIGHT | 6LT65G | URBAN AND STREETS | 6LT65G68H | STREETLIGHTS | 6LT65G68H704 | ROAD 5
GWR5674M30K | ROAD5 MEDI HUGE 4M 3000K 0,7A CL1 1-10V | 1107 | 1 | 1 | 1 | NR | 8011564888661 | 94054239 | 6LT00 | Lighting | 6LT | CAT. LIGHT | 6LT65G | URBAN AND STREETS | 6LT65G68H | STREETLIGHTS | 6LT65G68H704 | ROAD 5
GWR5675 | ROAD5 MEDI HUGE 5M 4000K 0,7A CL1 | 1076.5 | 1 | 1 | 1 | NR | 8011564874541 | 94054239 | 6LT00 | Lighting | 6LT | CAT. LIGHT | 6LT65G | URBAN AND STREETS | 6LT65G68H | STREETLIGHTS | 6LT65G68H704 | ROAD 5
GWR567530K | ROAD5 MEDI HUGE 5M 3000K 0,7A CL1 | 1076.5 | 1 | 1 | 1 | NR | 8011564888678 | 94054239 | 6LT00 | Lighting | 6LT | CAT. LIGHT | 6LT65G | URBAN AND STREETS | 6LT65G68H | STREETLIGHTS | 6LT65G68H704 | ROAD 5
GWR5675B | ROAD5 MEDI HUGE 5M 4000K 0,7A CL1 D.NIV. | 1281.5 | 1 | 1 | 1 | NR | 8011564874558 | 94054239 | 6LT00 | Lighting | 6LT | CAT. LIGHT | 6LT65G | URBAN AND STREETS | 6LT65G68H | STREETLIGHTS | 6LT65G68H704 | ROAD 5
GWR5675B30K | ROAD5 MEDI HUGE 5M 3000K 0,7A CL1 BIREG | 1281.5 | 1 | 1 | 1 | NR | 8011564888685 | 94054239 | 6LT00 | Lighting | 6LT | CAT. LIGHT | 6LT65G | URBAN AND STREETS | 6LT65G68H | STREETLIGHTS | 6LT65G68H704 | ROAD 5
GWR5675M | ROAD5 MEDI HUGE 5M 4000K 0,7A CL1 1-10V | 1281.5 | 1 | 1 | 1 | NR | 8011564874565 | 94054239 | 6LT00 | Lighting | 6LT | CAT. LIGHT | 6LT65G | URBAN AND STREETS | 6LT65G68H | STREETLIGHTS | 6LT65G68H704 | ROAD 5
GWR5675M30K | ROAD5 MEDI HUGE 5M 3000K 0,7A CL1 1-10V | 1281.5 | 1 | 1 | 1 | NR | 8011564888692 | 94054239 | 6LT00 | Lighting | 6LT | CAT. LIGHT | 6LT65G | URBAN AND STREETS | 6LT65G68H | STREETLIGHTS | 6LT65G68H704 | ROAD 5
GWR5676 | ROAD5 MEDI HUGE 6M 4000K 0,7A CL1 | 1148 | 1 | 1 | 1 | NR | 8011564874572 | 94054239 | 6LT00 | Lighting | 6LT | CAT. LIGHT | 6LT65G | URBAN AND STREETS | 6LT65G68H | STREETLIGHTS | 6LT65G68H704 | ROAD 5
GWR567630K | ROAD5 MEDI HUGE 6M 3000K 0,7A CL1 | 1148 | 1 | 1 | 1 | NR | 8011564888708 | 94054239 | 6LT00 | Lighting | 6LT | CAT. LIGHT | 6LT65G | URBAN AND STREETS | 6LT65G68H | STREETLIGHTS | 6LT65G68H704 | ROAD 5
GWR5676B | ROAD5 MEDI HUGE 6M 4000K 0,7A CL1 D.N. | 1353 | 1 | 1 | 1 | NR | 8011564874589 | 94054239 | 6LT00 | Lighting | 6LT | CAT. LIGHT | 6LT65G | URBAN AND STREETS | 6LT65G68H | STREETLIGHTS | 6LT65G68H704 | ROAD 5
GWR5676B30K | ROAD5 MEDI HUGE 6M 3000K 0,7A CL1 BIREG. | 1353 | 1 | 1 | 1 | NR | 8011564888715 | 94054239 | 6LT00 | Lighting | 6LT | CAT. LIGHT | 6LT65G | URBAN AND STREETS | 6LT65G68H | STREETLIGHTS | 6LT65G68H704 | ROAD 5
GWR5676M | ROAD5 MEDI HUGE 6M 4000K 0,7A CL1 1-10V | 1353 | 1 | 1 | 1 | NR | 8011564874596 | 94054239 | 6LT00 | Lighting | 6LT | CAT. LIGHT | 6LT65G | URBAN AND STREETS | 6LT65G68H | STREETLIGHTS | 6LT65G68H704 | ROAD 5
GWR5676M30K | ROAD5 MEDI HUGE 6M 3000K 0,7A CL1 1-10V | 1353 | 1 | 1 | 1 | NR | 8011564888722 | 94054239 | 6LT00 | Lighting | 6LT | CAT. LIGHT | 6LT65G | URBAN AND STREETS | 6LT65G68H | STREETLIGHTS | 6LT65G68H704 | ROAD 5
GWR5711 | ROAD 5 MINI S.AL.1M 4000K 1A O.W CL.I | 527 | 1 | 1 | 1 | NR | 8011564873018 | 94054239 | 6LT00 | Lighting | 6LT | CAT. LIGHT | 6LT65G | URBAN AND STREETS | 6LT65G68H | STREETLIGHTS | 6LT65G68H704 | ROAD 5
GWR571130K | ROAD 5 MINI S.AL.1M 3000K 1A O.W CL.I | 527 | 1 | 1 | 1 | NR | 8011564887633 | 94054239 | 6LT00 | Lighting | 6LT | CAT. LIGHT | 6LT65G | URBAN AND STREETS | 6LT65G68H | STREETLIGHTS | 6LT65G68H704 | ROAD 5
GWR5711B | ROAD 5 MINI D.NIVEL1M 4000K 1A O.W CL.I | 623 | 1 | 1 | 1 | NR | 8011564873025 | 94054239 | 6LT00 | Lighting | 6LT | CAT. LIGHT | 6LT65G | URBAN AND STREETS | 6LT65G68H | STREETLIGHTS | 6LT65G68H704 | ROAD 5
GWR5711B30K | ROAD 5 MINI BIR.1M 3000K 1A O.W CL.I | 623 | 1 | 1 | 1 | NR | 8011564887640 | 94054239 | 6LT00 | Lighting | 6LT | CAT. LIGHT | 6LT65G | URBAN AND STREETS | 6LT65G68H | STREETLIGHTS | 6LT65G68H704 | ROAD 5
GWR5711M | ROAD 5 MINI DIM.1M 4000K 1A O.W CL.I | 623 | 1 | 1 | 1 | NR | 8011564873032 | 94054239 | 6LT00 | Lighting | 6LT | CAT. LIGHT | 6LT65G | URBAN AND STREETS | 6LT65G68H | STREETLIGHTS | 6LT65G68H704 | ROAD 5
GWR5711M30K | ROAD 5 MINI DIM.1M 3000K 1A O.W CL.I | 623 | 1 | 1 | 1 | NR | 8011564887657 | 94054239 | 6LT00 | Lighting | 6LT | CAT. LIGHT | 6LT65G | URBAN AND STREETS | 6LT65G68H | STREETLIGHTS | 6LT65G68H704 | ROAD 5
GWR5711V | ROAD5 MINI V.WIDE 1M 4000K 1,0A CL1 | 633.5 | 1 | 1 | 1 | NR | 8011564887114 | 94054239 | 6LT00 | Lighting | 6LT | CAT. LIGHT | 6LT65G | URBAN AND STREETS | 6LT65G68H | STREETLIGHTS | 6LT65G68H704 | ROAD 5
GWR5712 | ROAD 5 MINI S.AL.2M 4000K 0,9A O.W CL.I | 633.5 | 1 | 1 | 1 | NR | 8011564873049 | 94054239 | 6LT00 | Lighting | 6LT | CAT. LIGHT | 6LT65G | URBAN AND STREETS | 6LT65G68H | STREETLIGHTS | 6LT65G68H704 | ROAD 5
GWR571230K | ROAD 5 MINI S.AL.2M 3000K 0,9A O.W CL.I | 633.5 | 1 | 1 | 1 | NR | 8011564887664 | 94054239 | 6LT00 | Lighting | 6LT | CAT. LIGHT | 6LT65G | URBAN AND STREETS | 6LT65G68H | STREETLIGHTS | 6LT65G68H704 | ROAD 5
GWR5712B | ROAD 5 MINI D.NIVEL2M 4000K 1A O.W CL.I | 746 | 1 | 1 | 1 | NR | 8011564873056 | 94054239 | 6LT00 | Lighting | 6LT | CAT. LIGHT | 6LT65G | URBAN AND STREETS | 6LT65G68H | STREETLIGHTS | 6LT65G68H704 | ROAD 5
GWR5712B30K | ROAD 5 MINI BIR.2M 3000K 1A O.W CL.I | 746 | 1 | 1 | 1 | NR | 8011564887671 | 94054239 | 6LT00 | Lighting | 6LT | CAT. LIGHT | 6LT65G | URBAN AND STREETS | 6LT65G68H | STREETLIGHTS | 6LT65G68H704 | ROAD 5
GWR5712M | ROAD 5 MINI DIM.2M 4000K 1A O.W CL.I | 746 | 1 | 1 | 1 | NR | 8011564873063 | 94054239 | 6LT00 | Lighting | 6LT | CAT. LIGHT | 6LT65G | URBAN AND STREETS | 6LT65G68H | STREETLIGHTS | 6LT65G68H704 | ROAD 5
GWR5712M30K | ROAD 5 MINI DIM.2M 3000K 1A O.W CL.I | 746 | 1 | 1 | 1 | NR | 8011564887688 | 94054239 | 6LT00 | Lighting | 6LT | CAT. LIGHT | 6LT65G | URBAN AND STREETS | 6LT65G68H | STREETLIGHTS | 6LT65G68H704 | ROAD 5
GWR5712V | ROAD5 MINI V.WIDE 2M 4000K 1,0A CL1 | 757.5 | 1 | 1 | 1 | NR | 8011564887121 | 94054239 | 6LT00 | Lighting | 6LT | CAT. LIGHT | 6LT65G | URBAN AND STREETS | 6LT65G68H | STREETLIGHTS | 6LT65G68H704 | ROAD 5
GWR5713 | ROAD 5 MED.S.AL.3M 4000K 1A O.W CL.I | 802.5 | 1 | 1 | 1 | NR | 8011564873070 | 94054239 | 6LT00 | Lighting | 6LT | CAT. LIGHT | 6LT65G | URBAN AND STREETS | 6LT65G68H | STREETLIGHTS | 6LT65G68H704 | ROAD 5
GWR571330K | ROAD 5 MED.S.AL.3M 3000K 1A O.W CL.I | 802.5 | 1 | 1 | 1 | NR | 8011564887695 | 94054239 | 6LT00 | Lighting | 6LT | CAT. LIGHT | 6LT65G | URBAN AND STREETS | 6LT65G68H | STREETLIGHTS | 6LT65G68H704 | ROAD 5
GWR5713B | ROAD 5 MED.D.NIVEL3M 4000K 1A O.W CL.I | 947 | 1 | 1 | 1 | NR | 8011564873087 | 94054239 | 6LT00 | Lighting | 6LT | CAT. LIGHT | 6LT65G | URBAN AND STREETS | 6LT65G68H | STREETLIGHTS | 6LT65G68H704 | ROAD 5
GWR5713B30K | ROAD 5 MED.BIR.3M 3000K 1A O.W CL.I | 947 | 1 | 1 | 1 | NR | 8011564887701 | 94054239 | 6LT00 | Lighting | 6LT | CAT. LIGHT | 6LT65G | URBAN AND STREETS | 6LT65G68H | STREETLIGHTS | 6LT65G68H704 | ROAD 5
GWR5713M | ROAD 5 MED.DIM.3M 4000K 1A O.W CL.I | 947 | 1 | 1 | 1 | NR | 8011564873094 | 94054239 | 6LT00 | Lighting | 6LT | CAT. LIGHT | 6LT65G | URBAN AND STREETS | 6LT65G68H | STREETLIGHTS | 6LT65G68H704 | ROAD 5
GWR5713M30K | ROAD 5 MED.DIM.3M 3000K 1A O.W CL.I | 947 | 1 | 1 | 1 | NR | 8011564887718 | 94054239 | 6LT00 | Lighting | 6LT | CAT. LIGHT | 6LT65G | URBAN AND STREETS | 6LT65G68H | STREETLIGHTS | 6LT65G68H704 | ROAD 5
GWR5713V | ROAD5 MEDI V.WIDE 3M 4000K 1,0A CL1 | 961.5 | 1 | 1 | 1 | NR | 8011564887138 | 94054239 | 6LT00 | Lighting | 6LT | CAT. LIGHT | 6LT65G | URBAN AND STREETS | 6LT65G68H | STREETLIGHTS | 6LT65G68H704 | ROAD 5
GWR5714 | ROAD 5 MED.S.AL.4M 4000K 1A O.W CL.I | 941 | 1 | 1 | 1 | NR | 8011564873100 | 94054239 | 6LT00 | Lighting | 6LT | CAT. LIGHT | 6LT65G | URBAN AND STREETS | 6LT65G68H | STREETLIGHTS | 6LT65G68H704 | ROAD 5
GWR571430K | ROAD 5 MED.S.AL.4M 3000K 1A O.W CL.I | 941 | 1 | 1 | 1 | NR | 8011564887725 | 94054239 | 6LT00 | Lighting | 6LT | CAT. LIGHT | 6LT65G | URBAN AND STREETS | 6LT65G68H | STREETLIGHTS | 6LT65G68H704 | ROAD 5
GWR5714B | ROAD 5 MED.D.NIVEL4M 4000K 1A O.W CL.I | 1107 | 1 | 1 | 1 | NR | 8011564873117 | 94054239 | 6LT00 | Lighting | 6LT | CAT. LIGHT | 6LT65G | URBAN AND STREETS | 6LT65G68H | STREETLIGHTS | 6LT65G68H704 | ROAD 5
GWR5714B30K | ROAD 5 MED.BIR.4M 3000K 1A O.W CL.I | 1107 | 1 | 1 | 1 | NR | 8011564887732 | 94054239 | 6LT00 | Lighting | 6LT | CAT. LIGHT | 6LT65G | URBAN AND STREETS | 6LT65G68H | STREETLIGHTS | 6LT65G68H704 | ROAD 5
GWR5714M | ROAD 5 MED.DIM.4M 4000K 1A O.W CL.I | 1107 | 1 | 1 | 1 | NR | 8011564873124 | 94054239 | 6LT00 | Lighting | 6LT | CAT. LIGHT | 6LT65G | URBAN AND STREETS | 6LT65G68H | STREETLIGHTS | 6LT65G68H704 | ROAD 5
GWR5714M30K | ROAD 5 MED.DIM.4M 3000K 1A O.W CL.I | 1107 | 1 | 1 | 1 | NR | 8011564887749 | 94054239 | 6LT00 | Lighting | 6LT | CAT. LIGHT | 6LT65G | URBAN AND STREETS | 6LT65G68H | STREETLIGHTS | 6LT65G68H704 | ROAD 5
GWR5715 | ROAD 5 MED.S.AL.5M 4000K 0,85A O.W CL.I | 1076.5 | 1 | 1 | 1 | NR | 8011564873131 | 94054239 | 6LT00 | Lighting | 6LT | CAT. LIGHT | 6LT65G | URBAN AND STREETS | 6LT65G68H | STREETLIGHTS | 6LT65G68H704 | ROAD 5
GWR571530K | ROAD 5 MED.S.AL.5M 3000K 0,85A O.W CL.I | 1076.5 | 1 | 1 | 1 | NR | 8011564887756 | 94054239 | 6LT00 | Lighting | 6LT | CAT. LIGHT | 6LT65G | URBAN AND STREETS | 6LT65G68H | STREETLIGHTS | 6LT65G68H704 | ROAD 5
GWR5715B | ROAD5 MED.D.NIVEL5M 4000K 0,85A O.W CL.I | 1281.5 | 1 | 1 | 1 | NR | 8011564873148 | 94054239 | 6LT00 | Lighting | 6LT | CAT. LIGHT | 6LT65G | URBAN AND STREETS | 6LT65G68H | STREETLIGHTS | 6LT65G68H704 | ROAD 5
GWR5715B30K | ROAD 5 MED.BIR.5M 3000K 0,85A O.W CL.I | 1281.5 | 1 | 1 | 1 | NR | 8011564887763 | 94054239 | 6LT00 | Lighting | 6LT | CAT. LIGHT | 6LT65G | URBAN AND STREETS | 6LT65G68H | STREETLIGHTS | 6LT65G68H704 | ROAD 5
GWR5715M | ROAD 5 MED.DIM.5M 4000K 0,85A O.W CL.I | 1281.5 | 1 | 1 | 1 | NR | 8011564873155 | 94054239 | 6LT00 | Lighting | 6LT | CAT. LIGHT | 6LT65G | URBAN AND STREETS | 6LT65G68H | STREETLIGHTS | 6LT65G68H704 | ROAD 5
GWR5715M30K | ROAD 5 MED.DIM.5M 3000K 0,85A O.W CL.I | 1281.5 | 1 | 1 | 1 | NR | 8011564887770 | 94054239 | 6LT00 | Lighting | 6LT | CAT. LIGHT | 6LT65G | URBAN AND STREETS | 6LT65G68H | STREETLIGHTS | 6LT65G68H704 | ROAD 5
GWR5716 | ROAD 5 MED.S.AL.6M 4000K 0,85A O.W CL.I | 1148 | 1 | 1 | 1 | NR | 8011564873162 | 94054239 | 6LT00 | Lighting | 6LT | CAT. LIGHT | 6LT65G | URBAN AND STREETS | 6LT65G68H | STREETLIGHTS | 6LT65G68H704 | ROAD 5
GWR571630K | ROAD 5 MED.S.AL.6M 3000K 0,85A O.W CL.I | 1148 | 1 | 1 | 1 | NR | 8011564887787 | 94054239 | 6LT00 | Lighting | 6LT | CAT. LIGHT | 6LT65G | URBAN AND STREETS | 6LT65G68H | STREETLIGHTS | 6LT65G68H704 | ROAD 5
GWR5716B | ROAD5 MED.D.NIVEL6M 4000K 0,85A O.W CL.I | 1353 | 1 | 1 | 1 | NR | 8011564873179 | 94054239 | 6LT00 | Lighting | 6LT | CAT. LIGHT | 6LT65G | URBAN AND STREETS | 6LT65G68H | STREETLIGHTS | 6LT65G68H704 | ROAD 5
GWR5716B30K | ROAD 5 MED.BIR.6M 3000K 0,85A O.W CL.I | 1353 | 1 | 1 | 1 | NR | 8011564887794 | 94054239 | 6LT00 | Lighting | 6LT | CAT. LIGHT | 6LT65G | URBAN AND STREETS | 6LT65G68H | STREETLIGHTS | 6LT65G68H704 | ROAD 5
GWR5716M | ROAD 5 MED.DIM.6M 4000K 0,85A O.W CL.I | 1353 | 1 | 1 | 1 | NR | 8011564873186 | 94054239 | 6LT00 | Lighting | 6LT | CAT. LIGHT | 6LT65G | URBAN AND STREETS | 6LT65G68H | STREETLIGHTS | 6LT65G68H704 | ROAD 5
GWR5716M30K | ROAD 5 MED.DIM.6M 3000K 0,85A O.W CL.I | 1353 | 1 | 1 | 1 | NR | 8011564887800 | 94054239 | 6LT00 | Lighting | 6LT | CAT. LIGHT | 6LT65G | URBAN AND STREETS | 6LT65G68H | STREETLIGHTS | 6LT65G68H704 | ROAD 5
GWR5731 | ROAD 5 MINI S.AL.1M 4000K 350mA O.W CL.I | 527 | 1 | 1 | 1 | NR | 8011564873193 | 94054239 | 6LT00 | Lighting | 6LT | CAT. LIGHT | 6LT65G | URBAN AND STREETS | 6LT65G68H | STREETLIGHTS | 6LT65G68H704 | ROAD 5
GWR573130K | ROAD 5 MINI S.AL.1M 3000K 350mA O.W CL.I | 527 | 1 | 1 | 1 | NR | 8011564887817 | 94054239 | 6LT00 | Lighting | 6LT | CAT. LIGHT | 6LT65G | URBAN AND STREETS | 6LT65G68H | STREETLIGHTS | 6LT65G68H704 | ROAD 5
GWR5771 | ROAD 5 MINI S.AL.1M 4000K 700mA O.W CL.I | 527 | 1 | 1 | 1 | NR | 8011564873209 | 94054239 | 6LT00 | Lighting | 6LT | CAT. LIGHT | 6LT65G | URBAN AND STREETS | 6LT65G68H | STREETLIGHTS | 6LT65G68H704 | ROAD 5
GWR577130K | ROAD 5 MINI S.AL.1M 3000K 700mA O.W CL.I | 527 | 1 | 1 | 1 | NR | 8011564887824 | 94054239 | 6LT00 | Lighting | 6LT | CAT. LIGHT | 6LT65G | URBAN AND STREETS | 6LT65G68H | STREETLIGHTS | 6LT65G68H704 | ROAD 5
GWR5771B | ROAD 5 MINI D.N.1M 4000K 700mA O.W CL.I | 623 | 1 | 1 | 1 | NR | 8011564873315 | 94054239 | 6LT00 | Lighting | 6LT | CAT. LIGHT | 6LT65G | URBAN AND STREETS | 6LT65G68H | STREETLIGHTS | 6LT65G68H704 | ROAD 5
GWR5771B30K | ROAD 5 MINI BIR.1M 3000K 700mA O.W CL.I | 623 | 1 | 1 | 1 | NR | 8011564887831 | 94054239 | 6LT00 | Lighting | 6LT | CAT. LIGHT | 6LT65G | URBAN AND STREETS | 6LT65G68H | STREETLIGHTS | 6LT65G68H704 | ROAD 5
GWR5771M | ROAD 5 MINI DIM.1M 4000K 700mA O.W CL.I | 623 | 1 | 1 | 1 | NR | 8011564873322 | 94054239 | 6LT00 | Lighting | 6LT | CAT. LIGHT | 6LT65G | URBAN AND STREETS | 6LT65G68H | STREETLIGHTS | 6LT65G68H704 | ROAD 5
GWR5771M30K | ROAD 5 MINI DIM.1M 3000K 700mA O.W CL.I | 623 | 1 | 1 | 1 | NR | 8011564887848 | 94054239 | 6LT00 | Lighting | 6LT | CAT. LIGHT | 6LT65G | URBAN AND STREETS | 6LT65G68H | STREETLIGHTS | 6LT65G68H704 | ROAD 5
GWR5772 | ROAD 5 MINI S.AL.2M 4000K 700mA O.W CL.I | 633.5 | 1 | 1 | 1 | NR | 8011564873339 | 94054239 | 6LT00 | Lighting | 6LT | CAT. LIGHT | 6LT65G | URBAN AND STREETS | 6LT65G68H | STREETLIGHTS | 6LT65G68H704 | ROAD 5
GWR577230K | ROAD 5 MINI S.AL.2M 3000K 700mA O.W CL.I | 633.5 | 1 | 1 | 1 | NR | 8011564887855 | 94054239 | 6LT00 | Lighting | 6LT | CAT. LIGHT | 6LT65G | URBAN AND STREETS | 6LT65G68H | STREETLIGHTS | 6LT65G68H704 | ROAD 5
GWR5772B | ROAD 5 MINI D.N.2M 4000K 700mA O.W CL.I | 746 | 1 | 1 | 1 | NR | 8011564873346 | 94054239 | 6LT00 | Lighting | 6LT | CAT. LIGHT | 6LT65G | URBAN AND STREETS | 6LT65G68H | STREETLIGHTS | 6LT65G68H704 | ROAD 5
GWR5772B30K | ROAD 5 MINI BIR.2M 3000K 700mA O.W CL.I | 746 | 1 | 1 | 1 | NR | 8011564887862 | 94054239 | 6LT00 | Lighting | 6LT | CAT. LIGHT | 6LT65G | URBAN AND STREETS | 6LT65G68H | STREETLIGHTS | 6LT65G68H704 | ROAD 5
GWR5772M | ROAD 5 MINI DIM.2M 4000K 700mA O.W CL.I | 746 | 1 | 1 | 1 | NR | 8011564873353 | 94054239 | 6LT00 | Lighting | 6LT | CAT. LIGHT | 6LT65G | URBAN AND STREETS | 6LT65G68H | STREETLIGHTS | 6LT65G68H704 | ROAD 5
GWR5772M30K | ROAD 5 MINI DIM.2M 3000K 700mA O.W CL.I | 746 | 1 | 1 | 1 | NR | 8011564887879 | 94054239 | 6LT00 | Lighting | 6LT | CAT. LIGHT | 6LT65G | URBAN AND STREETS | 6LT65G68H | STREETLIGHTS | 6LT65G68H704 | ROAD 5
GWR5773 | ROAD 5 MED.S.AL.3M 4000K 700mA O.W CL.I | 802.5 | 1 | 1 | 1 | NR | 8011564873360 | 94054239 | 6LT00 | Lighting | 6LT | CAT. LIGHT | 6LT65G | URBAN AND STREETS | 6LT65G68H | STREETLIGHTS | 6LT65G68H704 | ROAD 5
GWR577330K | ROAD 5 MED.S.AL.3M 3000K 700mA O.W CL.I | 802.5 | 1 | 1 | 1 | NR | 8011564887886 | 94054239 | 6LT00 | Lighting | 6LT | CAT. LIGHT | 6LT65G | URBAN AND STREETS | 6LT65G68H | STREETLIGHTS | 6LT65G68H704 | ROAD 5
GWR5773B | ROAD 5 MED.D.NIV.3M 4000K 700mA O.W CL.I | 947 | 1 | 1 | 1 | NR | 8011564873377 | 94054239 | 6LT00 | Lighting | 6LT | CAT. LIGHT | 6LT65G | URBAN AND STREETS | 6LT65G68H | STREETLIGHTS | 6LT65G68H704 | ROAD 5
GWR5773B30K | ROAD 5 MED.BIR.3M 3000K 700mA O.W CL.I | 947 | 1 | 1 | 1 | NR | 8011564887893 | 94054239 | 6LT00 | Lighting | 6LT | CAT. LIGHT | 6LT65G | URBAN AND STREETS | 6LT65G68H | STREETLIGHTS | 6LT65G68H704 | ROAD 5
GWR5773M | ROAD 5 MED.DIM.3M 4000K 700mA O.W CL.I | 947 | 1 | 1 | 1 | NR | 8011564873384 | 94054239 | 6LT00 | Lighting | 6LT | CAT. LIGHT | 6LT65G | URBAN AND STREETS | 6LT65G68H | STREETLIGHTS | 6LT65G68H704 | ROAD 5
GWR5773M30K | ROAD 5 MED.DIM.3M 3000K 700mA O.W CL.I | 947 | 1 | 1 | 1 | NR | 8011564887909 | 94054239 | 6LT00 | Lighting | 6LT | CAT. LIGHT | 6LT65G | URBAN AND STREETS | 6LT65G68H | STREETLIGHTS | 6LT65G68H704 | ROAD 5
GWR5774 | ROAD 5 MED.S.AL.4M 4000K 700mA O.W CL.I | 941 | 1 | 1 | 1 | NR | 8011564873391 | 94054239 | 6LT00 | Lighting | 6LT | CAT. LIGHT | 6LT65G | URBAN AND STREETS | 6LT65G68H | STREETLIGHTS | 6LT65G68H704 | ROAD 5
GWR577430K | ROAD 5 MED.S.AL.4M 3000K 700mA O.W CL.I | 941 | 1 | 1 | 1 | NR | 8011564887916 | 94054239 | 6LT00 | Lighting | 6LT | CAT. LIGHT | 6LT65G | URBAN AND STREETS | 6LT65G68H | STREETLIGHTS | 6LT65G68H704 | ROAD 5
GWR5774B | ROAD 5 MED.D.NIV.4M 4000K 700mA O.W CL.I | 1107 | 1 | 1 | 1 | NR | 8011564873407 | 94054239 | 6LT00 | Lighting | 6LT | CAT. LIGHT | 6LT65G | URBAN AND STREETS | 6LT65G68H | STREETLIGHTS | 6LT65G68H704 | ROAD 5
GWR5774B30K | ROAD 5 MED.BIR.4M 3000K 700mA O.W CL.I | 1107 | 1 | 1 | 1 | NR | 8011564887923 | 94054239 | 6LT00 | Lighting | 6LT | CAT. LIGHT | 6LT65G | URBAN AND STREETS | 6LT65G68H | STREETLIGHTS | 6LT65G68H704 | ROAD 5
GWR5774M | ROAD 5 MED.DIM.4M 4000K 700mA O.W CL.I | 1107 | 1 | 1 | 1 | NR | 8011564873414 | 94054239 | 6LT00 | Lighting | 6LT | CAT. LIGHT | 6LT65G | URBAN AND STREETS | 6LT65G68H | STREETLIGHTS | 6LT65G68H704 | ROAD 5
GWR5774M30K | ROAD 5 MED.DIM.4M 3000K 700mA O.W CL.I | 1107 | 1 | 1 | 1 | NR | 8011564887930 | 94054239 | 6LT00 | Lighting | 6LT | CAT. LIGHT | 6LT65G | URBAN AND STREETS | 6LT65G68H | STREETLIGHTS | 6LT65G68H704 | ROAD 5
GWR5775 | ROAD 5 MED.S.AL.5M 4000K 700mA O.W CL.I | 1076.5 | 1 | 1 | 1 | NR | 8011564873421 | 94054239 | 6LT00 | Lighting | 6LT | CAT. LIGHT | 6LT65G | URBAN AND STREETS | 6LT65G68H | STREETLIGHTS | 6LT65G68H704 | ROAD 5
GWR577530K | ROAD 5 MED.S.AL.5M 3000K 700mA O.W CL.I | 1076.5 | 1 | 1 | 1 | NR | 8011564887947 | 94054239 | 6LT00 | Lighting | 6LT | CAT. LIGHT | 6LT65G | URBAN AND STREETS | 6LT65G68H | STREETLIGHTS | 6LT65G68H704 | ROAD 5
GWR5775B | ROAD 5 MED.D.NIV.5M 4000K 700mA O.W CL.I | 1261 | 1 | 1 | 1 | NR | 8011564873438 | 94054239 | 6LT00 | Lighting | 6LT | CAT. LIGHT | 6LT65G | URBAN AND STREETS | 6LT65G68H | STREETLIGHTS | 6LT65G68H704 | ROAD 5
GWR5775B30K | ROAD 5 MED.BIR.5M 3000K 700mA O.W CL.I | 1261 | 1 | 1 | 1 | NR | 8011564887954 | 94054239 | 6LT00 | Lighting | 6LT | CAT. LIGHT | 6LT65G | URBAN AND STREETS | 6LT65G68H | STREETLIGHTS | 6LT65G68H704 | ROAD 5
GWR5775M | ROAD 5 MED.DIM.5M 4000K 700mA O.W CL.I | 1281.5 | 1 | 1 | 1 | NR | 8011564873445 | 94054239 | 6LT00 | Lighting | 6LT | CAT. LIGHT | 6LT65G | URBAN AND STREETS | 6LT65G68H | STREETLIGHTS | 6LT65G68H704 | ROAD 5
GWR5775M30K | ROAD 5 MED.DIM.5M 3000K 700mA O.W CL.I | 1281.5 | 1 | 1 | 1 | NR | 8011564887961 | 94054239 | 6LT00 | Lighting | 6LT | CAT. LIGHT | 6LT65G | URBAN AND STREETS | 6LT65G68H | STREETLIGHTS | 6LT65G68H704 | ROAD 5
GWR5776 | ROAD 5 MED.S.AL.6M 4000K 700mA O.W CL.I | 1148 | 1 | 1 | 1 | NR | 8011564873452 | 94054239 | 6LT00 | Lighting | 6LT | CAT. LIGHT | 6LT65G | URBAN AND STREETS | 6LT65G68H | STREETLIGHTS | 6LT65G68H704 | ROAD 5
GWR577630K | ROAD 5 MED.S.AL.6M 3000K 700mA O.W CL.I | 1148 | 1 | 1 | 1 | NR | 8011564887978 | 94054239 | 6LT00 | Lighting | 6LT | CAT. LIGHT | 6LT65G | URBAN AND STREETS | 6LT65G68H | STREETLIGHTS | 6LT65G68H704 | ROAD 5
GWR5776B | ROAD 5 MED.D.NIV.6M 4000K 700mA O.W CL.I | 1353 | 1 | 1 | 1 | NR | 8011564873469 | 94054239 | 6LT00 | Lighting | 6LT | CAT. LIGHT | 6LT65G | URBAN AND STREETS | 6LT65G68H | STREETLIGHTS | 6LT65G68H704 | ROAD 5
GWR5776B30K | ROAD 5 MED.BIR.6M 3000K 700mA O.W CL.I | 1353 | 1 | 1 | 1 | NR | 8011564887985 | 94054239 | 6LT00 | Lighting | 6LT | CAT. LIGHT | 6LT65G | URBAN AND STREETS | 6LT65G68H | STREETLIGHTS | 6LT65G68H704 | ROAD 5
GWR5776M | ROAD 5 MED.DIM.6M 4000K 700mA O.W CL.I | 1353 | 1 | 1 | 1 | NR | 8011564873476 | 94054239 | 6LT00 | Lighting | 6LT | CAT. LIGHT | 6LT65G | URBAN AND STREETS | 6LT65G68H | STREETLIGHTS | 6LT65G68H704 | ROAD 5
GWR5776M30K | ROAD 5 MED.DIM.6M 3000K 700mA O.W CL.I | 1353 | 1 | 1 | 1 | NR | 8011564887992 | 94054239 | 6LT00 | Lighting | 6LT | CAT. LIGHT | 6LT65G | URBAN AND STREETS | 6LT65G68H | STREETLIGHTS | 6LT65G68H704 | ROAD 5
GWR5871M | ROAD5 MINI CICL. 1M 4000K 0,7A CL1 1-10V | 700 | 1 | 1 | 1 | NR | 8011564885332 | 94054239 | 6LT00 | Lighting | 6LT | CAT. LIGHT | 6LT65G | URBAN AND STREETS | 6LT65G68H | STREETLIGHTS | 6LT65G68H704 | ROAD 5
GWR5871M30K | ROAD5 MINI CYCL 1M 3000K 0,7A CL1 1-10V | 700 | 1 | 1 | 1 | NR | 8011564890381 | 94054239 | 6LT00 | Lighting | 6LT | CAT. LIGHT | 6LT65G | URBAN AND STREETS | 6LT65G68H | STREETLIGHTS | 6LT65G68H704 | ROAD 5
GWR5872M | ROAD5 MINI CICL. 2M 4000K 0,7A CL1 1-10V | 791.5 | 1 | 1 | 1 | NR | 8011564885349 | 94054239 | 6LT00 | Lighting | 6LT | CAT. LIGHT | 6LT65G | URBAN AND STREETS | 6LT65G68H | STREETLIGHTS | 6LT65G68H704 | ROAD 5
GWR5872M30K | ROAD5 MINI CYCL 2M 3000K 0,7A CL1 1-10V | 791.5 | 1 | 1 | 1 | NR | 8011564890404 | 94054239 | 6LT00 | Lighting | 6LT | CAT. LIGHT | 6LT65G | URBAN AND STREETS | 6LT65G68H | STREETLIGHTS | 6LT65G68H704 | ROAD 5
GWS2401 | EXTRO LED 13W GRAF. | 216.5 | 1 | 1 | 2 | NR | 8011564812215 | 94054210 | 6LT00 | Lighting | 6LT | CAT. LIGHT | 6LT68G | HOUSEHOLD | 6LT68G77H | OTHER HOUSEOLD | 6LT68G77H768 | OTHER HOUSEOLD GW
GWS2402 | EXTRO LED 26W GRAF. | 339.5 | 1 | 1 | 2 | NR | 8011564812222 | 94054210 | 6LT00 | Lighting | 6LT | CAT. LIGHT | 6LT68G | HOUSEHOLD | 6LT68G77H | OTHER HOUSEOLD | 6LT68G77H768 | OTHER HOUSEOLD GW
GWS2992 | KIT EMERGENCIA 3H ELIA PL-AL-DL | 143.5 | 1 | 1 | 12 | NR | 8011564897410 | 94059900 | 6LT00 | Lighting | 6LT | CAT. LIGHT | 6LT59G | WORK & COMM. SPACES | 6LT59G09F | CEILING RECESSED | 6LT59G09F739 | ELIA PL
GWS3118P | SMART3 LED 800 1X18 OPAL | 130 | 1 | 1 | 90 | NR | 8011564857520 | 94051140 | 6LT00 | Lighting | 6LT | CAT. LIGHT | 6LT57G | INDUSTRIAL SPACES | 6LT57G53F | WATERPROOF | 6LT57G53F751 | SMART 3
GWS3118PD | SMART3 LED 800 1X18 OPAL DALI | 147.5 | 1 | 1 | 90 | NR | 8011564869189 | 94051140 | 6LT00 | Lighting | 6LT | CAT. LIGHT | 6LT57G | INDUSTRIAL SPACES | 6LT57G53F | WATERPROOF | 6LT57G53F751 | SMART 3
GWS3118PL | SMART3 LED 800 1X18 OPAL CP | 132 | 1 | 1 | 90 | NR | 8011564747067 | 94051140 | 6LT00 | Lighting | 6LT | CAT. LIGHT | 6LT57G | INDUSTRIAL SPACES | 6LT57G53F | WATERPROOF | 6LT57G53F751 | SMART 3
GWS3118PLD | SMART3 LED 800 1X18 OPAL DALI LP | 167 | 1 | 1 | 90 | NR | 8011564747203 | 94051140 | 6LT00 | Lighting | 6LT | CAT. LIGHT | 6LT57G | INDUSTRIAL SPACES | 6LT57G53F | WATERPROOF | 6LT57G53F751 | SMART 3
GWS3118T | SMART3 LED 800 1X18 TRASLÚC. | 130 | 1 | 1 | 90 | NR | 8011564857469 | 94051140 | 6LT00 | Lighting | 6LT | CAT. LIGHT | 6LT57G | INDUSTRIAL SPACES | 6LT57G53F | WATERPROOF | 6LT57G53F751 | SMART 3
GWS3118TD | SMART3 LED 800 1X18 TRANSP. DALI | 147.5 | 1 | 1 | 90 | NR | 8011564869127 | 94051140 | 6LT00 | Lighting | 6LT | CAT. LIGHT | 6LT57G | INDUSTRIAL SPACES | 6LT57G53F | WATERPROOF | 6LT57G53F751 | SMART 3
GWS3118TL | SMART3 LED 800 1X18 TRANSP. PASANTE | 132 | 1 | 1 | 90 | NR | 8011564747074 | 94051140 | 6LT00 | Lighting | 6LT | CAT. LIGHT | 6LT57G | INDUSTRIAL SPACES | 6LT57G53F | WATERPROOF | 6LT57G53F751 | SMART 3
GWS3118TLD | SMART3 LED 800 1X18 TRANSP. DALI PASANTE | 167 | 1 | 1 | 90 | NR | 8011564747395 | 94051140 | 6LT00 | Lighting | 6LT | CAT. LIGHT | 6LT57G | INDUSTRIAL SPACES | 6LT57G53F | WATERPROOF | 6LT57G53F751 | SMART 3
GWS3120EP840 | SMART3e 800 ON/OFF OPAL CRI80 4000K | 134.5 | 1 | 1 | 90 | NR | 8034035082634 | 94051140 | 6LT00 | Lighting | 6LT | CAT. LIGHT | 6LT57G | INDUSTRIAL SPACES | 6LT57G53F | WATERPROOF | 6LT57G53F769 | SMART 3 E
GWS3120EP857 | SMART3e 800 ON/OFF OPAL CRI80 5700K | 134.5 | 1 | 1 | 90 | NR | 8034035082726 | 94051140 | 6LT00 | Lighting | 6LT | CAT. LIGHT | 6LT57G | INDUSTRIAL SPACES | 6LT57G53F | WATERPROOF | 6LT57G53F769 | SMART 3 E
GWS3120ET840 | SMART3e 800 ON/OFF TRANSP CRI80 4000K | 134.5 | 1 | 1 | 90 | NR | 8034035082641 | 94051140 | 6LT00 | Lighting | 6LT | CAT. LIGHT | 6LT57G | INDUSTRIAL SPACES | 6LT57G53F | WATERPROOF | 6LT57G53F769 | SMART 3 E
GWS3120ET857 | SMART3e 800 ON/OFF TRANSP CRI80 5700K | 134.5 | 1 | 1 | 90 | NR | 8034035082733 | 94051140 | 6LT00 | Lighting | 6LT | CAT. LIGHT | 6LT57G | INDUSTRIAL SPACES | 6LT57G53F | WATERPROOF | 6LT57G53F769 | SMART 3 E
GWS3136P | SMART3 LED 1200 1X36 OPAL | 160 | 1 | 1 | 90 | NR | 8011564857537 | 94051140 | 6LT00 | Lighting | 6LT | CAT. LIGHT | 6LT57G | INDUSTRIAL SPACES | 6LT57G53F | WATERPROOF | 6LT57G53F751 | SMART 3
GWS3136PD | SMART3 LED 1200 1X36 OPAL DALI | 181.5 | 1 | 1 | 90 | NR | 8011564869196 | 94051140 | 6LT00 | Lighting | 6LT | CAT. LIGHT | 6LT57G | INDUSTRIAL SPACES | 6LT57G53F | WATERPROOF | 6LT57G53F751 | SMART 3
GWS3136PL | SMART3 LED 1200 1X36 OPAL PASANTE | 161 | 1 | 1 | 90 | NR | 8011564857582 | 94051140 | 6LT00 | Lighting | 6LT | CAT. LIGHT | 6LT57G | INDUSTRIAL SPACES | 6LT57G53F | WATERPROOF | 6LT57G53F751 | SMART 3
GWS3136PLD | SMART3 LED 1200 1X36 OPAL DALI PASANTE | 202 | 1 | 1 | 90 | NR | 8011564872042 | 94051140 | 6LT00 | Lighting | 6LT | CAT. LIGHT | 6LT57G | INDUSTRIAL SPACES | 6LT57G53F | WATERPROOF | 6LT57G53F751 | SMART 3
GWS3136T | SMART3 LED 1200 1X36 TRANSP. | 160 | 1 | 1 | 90 | NR | 8011564857476 | 94051140 | 6LT00 | Lighting | 6LT | CAT. LIGHT | 6LT57G | INDUSTRIAL SPACES | 6LT57G53F | WATERPROOF | 6LT57G53F751 | SMART 3
GWS3136TD | SMART3 LED 1200 1X36 TRANSP. DALI | 181.5 | 1 | 1 | 90 | NR | 8011564869134 | 94051140 | 6LT00 | Lighting | 6LT | CAT. LIGHT | 6LT57G | INDUSTRIAL SPACES | 6LT57G53F | WATERPROOF | 6LT57G53F751 | SMART 3
GWS3136TL | SMART3 LED 1200 1X36 TRASLÚC.CP | 161 | 1 | 1 | 90 | NR | 8011564876040 | 94051140 | 6LT00 | Lighting | 6LT | CAT. LIGHT | 6LT57G | INDUSTRIAL SPACES | 6LT57G53F | WATERPROOF | 6LT57G53F751 | SMART 3
GWS3136TLD | SMART3 LED 1200 1X36 TRANS. DALI PASANTE | 202 | 1 | 1 | 90 | NR | 8011564876880 | 94051140 | 6LT00 | Lighting | 6LT | CAT. LIGHT | 6LT57G | INDUSTRIAL SPACES | 6LT57G53F | WATERPROOF | 6LT57G53F751 | SMART 3
GWS3158P | SMART3 LED 1600 1X58 OPAL | 170 | 1 | 1 | 90 | NR | 8011564857544 | 94051140 | 6LT00 | Lighting | 6LT | CAT. LIGHT | 6LT57G | INDUSTRIAL SPACES | 6LT57G53F | WATERPROOF | 6LT57G53F751 | SMART 3
GWS3158PD | SMART3 LED 1600 1X58 OPAL DALI | 191.5 | 1 | 1 | 90 | NR | 8011564869202 | 94051140 | 6LT00 | Lighting | 6LT | CAT. LIGHT | 6LT57G | INDUSTRIAL SPACES | 6LT57G53F | WATERPROOF | 6LT57G53F751 | SMART 3
GWS3158PL | SMART3 LED 1600 1X58 OPAL CP | 170 | 1 | 1 | 90 | NR | 8011564857599 | 94051140 | 6LT00 | Lighting | 6LT | CAT. LIGHT | 6LT57G | INDUSTRIAL SPACES | 6LT57G53F | WATERPROOF | 6LT57G53F751 | SMART 3
GWS3158PLD | SMART3 LED 1600 1X58 OPAL DALI CP | 215 | 1 | 1 | 90 | NR | 8011564872011 | 94051140 | 6LT00 | Lighting | 6LT | CAT. LIGHT | 6LT57G | INDUSTRIAL SPACES | 6LT57G53F | WATERPROOF | 6LT57G53F751 | SMART 3
GWS3158T | SMART3 LED 1600 1X58 TRASLÚC. | 170 | 1 | 1 | 90 | NR | 8011564857483 | 94051140 | 6LT00 | Lighting | 6LT | CAT. LIGHT | 6LT57G | INDUSTRIAL SPACES | 6LT57G53F | WATERPROOF | 6LT57G53F751 | SMART 3
GWS3158TD | SMART3 LED 1600 1X58 TRANSP. DALI | 191.5 | 1 | 1 | 90 | NR | 8011564869141 | 94051140 | 6LT00 | Lighting | 6LT | CAT. LIGHT | 6LT57G | INDUSTRIAL SPACES | 6LT57G53F | WATERPROOF | 6LT57G53F751 | SMART 3
GWS3158TL | SMART3 LED 1600 1X58 TRASLÚC.CP | 170 | 1 | 1 | 90 | NR | 8011564876026 | 94051140 | 6LT00 | Lighting | 6LT | CAT. LIGHT | 6LT57G | INDUSTRIAL SPACES | 6LT57G53F | WATERPROOF | 6LT57G53F751 | SMART 3
GWS3158TLD | SMART3 LED 1600 1X58 TRANS. DALI PASANTE | 215 | 1 | 1 | 90 | NR | 8011564876996 | 94051140 | 6LT00 | Lighting | 6LT | CAT. LIGHT | 6LT57G | INDUSTRIAL SPACES | 6LT57G53F | WATERPROOF | 6LT57G53F751 | SMART 3
GWS3191 | SOPORTE FIJACIÓN PARED 30/45° SMART[3] | 42.35 | 1 | 1 | 10 | NR | 8011564858930 | 94059900 | 6LT00 | Lighting | 6LT | CAT. LIGHT | 6LT57G | INDUSTRIAL SPACES | 6LT57G53F | WATERPROOF | 6LT57G53F751 | SMART 3
GWS3192 | CONECTOR MACHO 2P 10A SMART[3] | 7.85 | 1 | 1 | 10 | NR | 8011564858947 | 85369010 | 6LT00 | Lighting | 6LT | CAT. LIGHT | 6LT57G | INDUSTRIAL SPACES | 6LT57G53F | WATERPROOF | 6LT57G53F751 | SMART 3
GWS3193 | CONECTOR CONDUCTO RÍGIDO SMART[3] | 11.4 | 1 | 1 | 10 | NR | 8011564869066 | 85369010 | 6LT00 | Lighting | 6LT | CAT. LIGHT | 6LT57G | INDUSTRIAL SPACES | 6LT57G53F | WATERPROOF | 6LT57G53F751 | SMART 3
GWS3194 | CONECTOR MACHO 4P 10A SMART[3] | 9.95 | 1 | 1 | 10 | NR | 8011564898318 | 85369010 | 6LT00 | Lighting | 6LT | CAT. LIGHT | 6LT57G | INDUSTRIAL SPACES | 6LT57G53F | WATERPROOF | 6LT57G53F751 | SMART 3
GWS3197 | KIT CONEXIÓN LINEA CONTINUA SMART[3] | 14.75 | 1 | 1 | 8 | NR | 8034035117114 | 94059900 | 6LT00 | Lighting | 6LT | CAT. LIGHT | 6LT57G | INDUSTRIAL SPACES | 6LT57G53F | WATERPROOF | 6LT57G53F751 | SMART 3
GWS3198 | KIT EMERGENCIA 3H PERMANENTE SMART3 2018 | 244 | 1 | 1 | 90 | NR | 8011564752214 | 94059200 | 6LT00 | Lighting | 6LT | CAT. LIGHT | 6LT57G | INDUSTRIAL SPACES | 6LT57G53F | WATERPROOF | 6LT57G53F751 | SMART 3
GWS3218P | SMART[3] 800 42LED OPAL | 142.5 | 1 | 1 | 90 | NR | 8011564857551 | 94051140 | 6LT00 | Lighting | 6LT | CAT. LIGHT | 6LT57G | INDUSTRIAL SPACES | 6LT57G53F | WATERPROOF | 6LT57G53F751 | SMART 3
GWS3218P30K | SMART3 LED 800 2X18 OPAL 30K | 142.5 | 1 | 1 | 90 | NR | 8011564872608 | 94051140 | 6LT00 | Lighting | 6LT | CAT. LIGHT | 6LT57G | INDUSTRIAL SPACES | 6LT57G53F | WATERPROOF | 6LT57G53F751 | SMART 3
GWS3218P57K | SMART[3] 800 42LED OPAL 57K | 142.5 | 1 | 1 | 90 | NR | 8011564872400 | 94051140 | 6LT00 | Lighting | 6LT | CAT. LIGHT | 6LT57G | INDUSTRIAL SPACES | 6LT57G53F | WATERPROOF | 6LT57G53F751 | SMART 3
GWS3218PD | SMART[3] 800 42LED OPAL DALI | 166 | 1 | 1 | 90 | NR | 8011564869219 | 94051140 | 6LT00 | Lighting | 6LT | CAT. LIGHT | 6LT57G | INDUSTRIAL SPACES | 6LT57G53F | WATERPROOF | 6LT57G53F751 | SMART 3
GWS3218PD30K | SMART3 LED 800 2X18 OPAL DALI 30K | 166 | 1 | 1 | 90 | NR | 8011564877023 | 94051140 | 6LT00 | Lighting | 6LT | CAT. LIGHT | 6LT57G | INDUSTRIAL SPACES | 6LT57G53F | WATERPROOF | 6LT57G53F751 | SMART 3
GWS3218PD57K | SMART3 LED 800 2X18 OPAL DALI 57K | 166 | 1 | 1 | 90 | NR | 8011564877030 | 94051140 | 6LT00 | Lighting | 6LT | CAT. LIGHT | 6LT57G | INDUSTRIAL SPACES | 6LT57G53F | WATERPROOF | 6LT57G53F751 | SMART 3
GWS3218PL | SMART[3] 800 42LED OPAL LP | 145.5 | 1 | 1 | 90 | NR | 8011564747098 | 94051140 | 6LT00 | Lighting | 6LT | CAT. LIGHT | 6LT57G | INDUSTRIAL SPACES | 6LT57G53F | WATERPROOF | 6LT57G53F751 | SMART 3
GWS3218PL30K | SMART3 LED 800 2X18 OPAL 30K PASANTE | 145.5 | 1 | 1 | 90 | NR | 8011564747166 | 94051140 | 6LT00 | Lighting | 6LT | CAT. LIGHT | 6LT57G | INDUSTRIAL SPACES | 6LT57G53F | WATERPROOF | 6LT57G53F751 | SMART 3
GWS3218PL57K | SMART3 LED 800 2X18 OPAL 57K PASANTE | 145.5 | 1 | 1 | 90 | NR | 8011564747173 | 94051140 | 6LT00 | Lighting | 6LT | CAT. LIGHT | 6LT57G | INDUSTRIAL SPACES | 6LT57G53F | WATERPROOF | 6LT57G53F751 | SMART 3
GWS3218PLD | SMART3 LED 800 2X18 OPAL DALI PASANTE | 183.5 | 1 | 1 | 90 | NR | 8011564747432 | 94051140 | 6LT00 | Lighting | 6LT | CAT. LIGHT | 6LT57G | INDUSTRIAL SPACES | 6LT57G53F | WATERPROOF | 6LT57G53F751 | SMART 3
GWS3218PLD30K | SMART3 LED 800 2X18 OPAL DALI 30K PASAN. | 183.5 | 1 | 1 | 90 | NR | 8011564747449 | 94051140 | 6LT00 | Lighting | 6LT | CAT. LIGHT | 6LT57G | INDUSTRIAL SPACES | 6LT57G53F | WATERPROOF | 6LT57G53F751 | SMART 3
GWS3218PLD57K | SMART3 LED 800 2X18 OPAL DALI 57K PASAN. | 183.5 | 1 | 1 | 90 | NR | 8011564747456 | 94051140 | 6LT00 | Lighting | 6LT | CAT. LIGHT | 6LT57G | INDUSTRIAL SPACES | 6LT57G53F | WATERPROOF | 6LT57G53F751 | SMART 3
GWS3218T | SMART[3] 800 42LED TRANSP. | 142.5 | 1 | 1 | 90 | NR | 8011564857490 | 94051140 | 6LT00 | Lighting | 6LT | CAT. LIGHT | 6LT57G | INDUSTRIAL SPACES | 6LT57G53F | WATERPROOF | 6LT57G53F751 | SMART 3
GWS3218T30K | SMART3 LED 800 2X18 TRANSP. 30K | 142.5 | 1 | 1 | 90 | NR | 8011564872547 | 94051140 | 6LT00 | Lighting | 6LT | CAT. LIGHT | 6LT57G | INDUSTRIAL SPACES | 6LT57G53F | WATERPROOF | 6LT57G53F751 | SMART 3
GWS3218T57K | SMART[3] 800 42LED TRANSP 57K | 142.5 | 1 | 1 | 90 | NR | 8011564872349 | 94051140 | 6LT00 | Lighting | 6LT | CAT. LIGHT | 6LT57G | INDUSTRIAL SPACES | 6LT57G53F | WATERPROOF | 6LT57G53F751 | SMART 3
GWS3218TD | SMART[3] 800 42LED TRASP DALI | 166 | 1 | 1 | 90 | NR | 8011564869158 | 94051140 | 6LT00 | Lighting | 6LT | CAT. LIGHT | 6LT57G | INDUSTRIAL SPACES | 6LT57G53F | WATERPROOF | 6LT57G53F751 | SMART 3
GWS3218TD30K | SMART3 LED 800 2X18 TRANSP. DALI 30K | 166 | 1 | 1 | 90 | NR | 8011564877047 | 94051140 | 6LT00 | Lighting | 6LT | CAT. LIGHT | 6LT57G | INDUSTRIAL SPACES | 6LT57G53F | WATERPROOF | 6LT57G53F751 | SMART 3
GWS3218TD57K | SMART3 LED 800 2X18 TRANSP. DALI 57K | 166 | 1 | 1 | 90 | NR | 8011564877054 | 94051140 | 6LT00 | Lighting | 6LT | CAT. LIGHT | 6LT57G | INDUSTRIAL SPACES | 6LT57G53F | WATERPROOF | 6LT57G53F751 | SMART 3
GWS3218TL | SMART[3] 800 42LED TRANSP LP | 145.5 | 1 | 1 | 90 | NR | 8011564747104 | 94051140 | 6LT00 | Lighting | 6LT | CAT. LIGHT | 6LT57G | INDUSTRIAL SPACES | 6LT57G53F | WATERPROOF | 6LT57G53F751 | SMART 3
GWS3218TL30K | SMART3 LED 800 2X18 TRANSP. 30K PASANTE | 145.5 | 1 | 1 | 90 | NR | 8011564747180 | 94051140 | 6LT00 | Lighting | 6LT | CAT. LIGHT | 6LT57G | INDUSTRIAL SPACES | 6LT57G53F | WATERPROOF | 6LT57G53F751 | SMART 3
GWS3218TL57K | SMART3 LED 800 2X18 TRANSP. 57K PASANTE | 145.5 | 1 | 1 | 90 | NR | 8011564747197 | 94051140 | 6LT00 | Lighting | 6LT | CAT. LIGHT | 6LT57G | INDUSTRIAL SPACES | 6LT57G53F | WATERPROOF | 6LT57G53F751 | SMART 3
GWS3218TLD | SMART3 LED 800 2X18 TRANSP. DALI PASANTE | 183.5 | 1 | 1 | 90 | NR | 8011564747463 | 94051140 | 6LT00 | Lighting | 6LT | CAT. LIGHT | 6LT57G | INDUSTRIAL SPACES | 6LT57G53F | WATERPROOF | 6LT57G53F751 | SMART 3
GWS3218TLD30K | SMART3 LED 800 2X18 TRANS.DALI 30K PASA. | 183.5 | 1 | 1 | 90 | NR | 8011564747470 | 94051140 | 6LT00 | Lighting | 6LT | CAT. LIGHT | 6LT57G | INDUSTRIAL SPACES | 6LT57G53F | WATERPROOF | 6LT57G53F751 | SMART 3
GWS3218TLD57K | SMART3 LED 800 2X18 TRANS.DALI 57K PASA. | 183.5 | 1 | 1 | 90 | NR | 8011564747487 | 94051140 | 6LT00 | Lighting | 6LT | CAT. LIGHT | 6LT57G | INDUSTRIAL SPACES | 6LT57G53F | WATERPROOF | 6LT57G53F751 | SMART 3
GWS3220EP840 | SMART3e 1200 ON/OFF OPAL CRI80 4000K | 142.5 | 1 | 1 | 90 | NR | 8034035082665 | 94051140 | 6LT00 | Lighting | 6LT | CAT. LIGHT | 6LT57G | INDUSTRIAL SPACES | 6LT57G53F | WATERPROOF | 6LT57G53F769 | SMART 3 E
GWS3220EP857 | SMART3e 1200 ON/OFF OPAL CRI80 5700K | 142.5 | 1 | 1 | 90 | NR | 8034035082740 | 94051140 | 6LT00 | Lighting | 6LT | CAT. LIGHT | 6LT57G | INDUSTRIAL SPACES | 6LT57G53F | WATERPROOF | 6LT57G53F769 | SMART 3 E
GWS3220ET840 | SMART3e 1200 ON/OFF TRANSP CRI80 4000K | 142.5 | 1 | 1 | 90 | NR | 8034035082672 | 94051140 | 6LT00 | Lighting | 6LT | CAT. LIGHT | 6LT57G | INDUSTRIAL SPACES | 6LT57G53F | WATERPROOF | 6LT57G53F769 | SMART 3 E
GWS3220ET857 | SMART3e 1200 ON/OFF TRANSP CRI80 5700K | 142.5 | 1 | 1 | 90 | NR | 8034035082764 | 94051140 | 6LT00 | Lighting | 6LT | CAT. LIGHT | 6LT57G | INDUSTRIAL SPACES | 6LT57G53F | WATERPROOF | 6LT57G53F769 | SMART 3 E
GWS3222EP840 | SMART3e 1200 TW ON/OFF OPAL CRI80 4000K | 148.5 | 1 | 1 | 90 | NR | 8034035082689 | 94051140 | 6LT00 | Lighting | 6LT | CAT. LIGHT | 6LT57G | INDUSTRIAL SPACES | 6LT57G53F | WATERPROOF | 6LT57G53F769 | SMART 3 E
GWS3222EP857 | SMART3e 1200 TW ON/OFF OPAL CRI80 5700K | 148.5 | 1 | 1 | 90 | NR | 8034035082771 | 94051140 | 6LT00 | Lighting | 6LT | CAT. LIGHT | 6LT57G | INDUSTRIAL SPACES | 6LT57G53F | WATERPROOF | 6LT57G53F769 | SMART 3 E
GWS3222ET840 | SMART3e 1200 TW ON/OFF TRANSP CRI80 40K | 148.5 | 1 | 1 | 90 | NR | 8034035082719 | 94051140 | 6LT00 | Lighting | 6LT | CAT. LIGHT | 6LT57G | INDUSTRIAL SPACES | 6LT57G53F | WATERPROOF | 6LT57G53F769 | SMART 3 E
GWS3222ET857 | SMART3e 1200 TW ON/OFF TRANSP CRI80 57K | 148.5 | 1 | 1 | 90 | NR | 8034035082788 | 94051140 | 6LT00 | Lighting | 6LT | CAT. LIGHT | 6LT57G | INDUSTRIAL SPACES | 6LT57G53F | WATERPROOF | 6LT57G53F769 | SMART 3 E
GWS3236P | SMART[3] 1200 63LED OPAL | 176.5 | 1 | 1 | 90 | NR | 8011564857568 | 94051140 | 6LT00 | Lighting | 6LT | CAT. LIGHT | 6LT57G | INDUSTRIAL SPACES | 6LT57G53F | WATERPROOF | 6LT57G53F751 | SMART 3
GWS3236P30K | SMART3 LED 1200 2X36 OPAL 30K | 176.5 | 1 | 1 | 90 | NR | 8011564872615 | 94051140 | 6LT00 | Lighting | 6LT | CAT. LIGHT | 6LT57G | INDUSTRIAL SPACES | 6LT57G53F | WATERPROOF | 6LT57G53F751 | SMART 3
GWS3236P57K | SMART[3] 1200 63LED OPAL 57K | 176.5 | 1 | 1 | 90 | NR | 8011564872417 | 94051140 | 6LT00 | Lighting | 6LT | CAT. LIGHT | 6LT57G | INDUSTRIAL SPACES | 6LT57G53F | WATERPROOF | 6LT57G53F751 | SMART 3
GWS3236PD | SMART[3] 1200 63LED OPAL DALI | 201 | 1 | 1 | 90 | NR | 8011564869226 | 94051140 | 6LT00 | Lighting | 6LT | CAT. LIGHT | 6LT57G | INDUSTRIAL SPACES | 6LT57G53F | WATERPROOF | 6LT57G53F751 | SMART 3
GWS3236PD30K | SMART3 LED 1200 2X36 OPAL DALI 30K | 201 | 1 | 1 | 90 | NR | 8011564877061 | 94051140 | 6LT00 | Lighting | 6LT | CAT. LIGHT | 6LT57G | INDUSTRIAL SPACES | 6LT57G53F | WATERPROOF | 6LT57G53F751 | SMART 3
GWS3236PD57K | SMART[3] 1200 63LED OPAL DALI 57K | 201 | 1 | 1 | 90 | NR | 8011564877078 | 94051140 | 6LT00 | Lighting | 6LT | CAT. LIGHT | 6LT57G | INDUSTRIAL SPACES | 6LT57G53F | WATERPROOF | 6LT57G53F751 | SMART 3
GWS3236PL | SMART[3] 1200 63LED OPAL PAS. | 178.5 | 1 | 1 | 90 | NR | 8011564857605 | 94051140 | 6LT00 | Lighting | 6LT | CAT. LIGHT | 6LT57G | INDUSTRIAL SPACES | 6LT57G53F | WATERPROOF | 6LT57G53F751 | SMART 3
GWS3236PL30K | SMART3 LED 1200 2X36 OPAL 30K PASANTE | 178.5 | 1 | 1 | 90 | NR | 8011564871946 | 94051140 | 6LT00 | Lighting | 6LT | CAT. LIGHT | 6LT57G | INDUSTRIAL SPACES | 6LT57G53F | WATERPROOF | 6LT57G53F751 | SMART 3
GWS3236PL57K | SMART[3] 1200 63LED OPAL LP 57K | 178.5 | 1 | 1 | 90 | NR | 8011564872455 | 94051140 | 6LT00 | Lighting | 6LT | CAT. LIGHT | 6LT57G | INDUSTRIAL SPACES | 6LT57G53F | WATERPROOF | 6LT57G53F751 | SMART 3
GWS3236PLD | SMART[3] 1200 63LED OPAL LP DALI | 225.5 | 1 | 1 | 90 | NR | 8011564872035 | 94051140 | 6LT00 | Lighting | 6LT | CAT. LIGHT | 6LT57G | INDUSTRIAL SPACES | 6LT57G53F | WATERPROOF | 6LT57G53F751 | SMART 3
GWS3236PLD30K | SMART3 LED 1200 2X36 OPAL DALI 30K PASA. | 225.5 | 1 | 1 | 90 | NR | 8011564877085 | 94051140 | 6LT00 | Lighting | 6LT | CAT. LIGHT | 6LT57G | INDUSTRIAL SPACES | 6LT57G53F | WATERPROOF | 6LT57G53F751 | SMART 3
GWS3236PLD57K | SMART3 LED 1200 2X36 OPAL DALI 57K PASA. | 225.5 | 1 | 1 | 90 | NR | 8011564877092 | 94051140 | 6LT00 | Lighting | 6LT | CAT. LIGHT | 6LT57G | INDUSTRIAL SPACES | 6LT57G53F | WATERPROOF | 6LT57G53F751 | SMART 3
GWS3236T | SMART[3] 1200 63LED TRANSP. | 176.5 | 1 | 1 | 90 | NR | 8011564857506 | 94051140 | 6LT00 | Lighting | 6LT | CAT. LIGHT | 6LT57G | INDUSTRIAL SPACES | 6LT57G53F | WATERPROOF | 6LT57G53F751 | SMART 3
GWS3236T30K | SMART3 LED 1200 2X36 TRANSP. 30K | 176.5 | 1 | 1 | 90 | NR | 8011564872554 | 94051140 | 6LT00 | Lighting | 6LT | CAT. LIGHT | 6LT57G | INDUSTRIAL SPACES | 6LT57G53F | WATERPROOF | 6LT57G53F751 | SMART 3
GWS3236T57K | SMART[3] 1200 63LED TRANSP 57K | 176.5 | 1 | 1 | 90 | NR | 8011564872356 | 94051140 | 6LT00 | Lighting | 6LT | CAT. LIGHT | 6LT57G | INDUSTRIAL SPACES | 6LT57G53F | WATERPROOF | 6LT57G53F751 | SMART 3
GWS3236TD | SMART3 LED 1200 2X36 TRANSP. DALI | 201 | 1 | 1 | 90 | NR | 8011564869165 | 94051140 | 6LT00 | Lighting | 6LT | CAT. LIGHT | 6LT57G | INDUSTRIAL SPACES | 6LT57G53F | WATERPROOF | 6LT57G53F751 | SMART 3
GWS3236TD30K | SMART3 LED 1200 2X36 TRANSP. DALI 30K | 201 | 1 | 1 | 90 | NR | 8011564877108 | 94051140 | 6LT00 | Lighting | 6LT | CAT. LIGHT | 6LT57G | INDUSTRIAL SPACES | 6LT57G53F | WATERPROOF | 6LT57G53F751 | SMART 3
GWS3236TD57K | SMART3 LED 1200 2X36 TRANSP. DALI 57K | 201 | 1 | 1 | 90 | NR | 8011564877115 | 94051140 | 6LT00 | Lighting | 6LT | CAT. LIGHT | 6LT57G | INDUSTRIAL SPACES | 6LT57G53F | WATERPROOF | 6LT57G53F751 | SMART 3
GWS3236TL | SMART[3] 1200 63LED TRANSP LP | 178.5 | 1 | 1 | 90 | NR | 8011564876064 | 94051140 | 6LT00 | Lighting | 6LT | CAT. LIGHT | 6LT57G | INDUSTRIAL SPACES | 6LT57G53F | WATERPROOF | 6LT57G53F751 | SMART 3
GWS3236TL30K | SMART3 LED 1200 2X36 TRANSP. 30K PASANTE | 178.5 | 1 | 1 | 90 | NR | 8011564877122 | 94051140 | 6LT00 | Lighting | 6LT | CAT. LIGHT | 6LT57G | INDUSTRIAL SPACES | 6LT57G53F | WATERPROOF | 6LT57G53F751 | SMART 3
GWS3236TL57K | SMART[3] 1200 63LED TRANSP LP 57K | 178.5 | 1 | 1 | 90 | NR | 8011564877139 | 94051140 | 6LT00 | Lighting | 6LT | CAT. LIGHT | 6LT57G | INDUSTRIAL SPACES | 6LT57G53F | WATERPROOF | 6LT57G53F751 | SMART 3
GWS3236TLD | SMART[3] 1200 63LED TRANSP LP DALI | 225.5 | 1 | 1 | 90 | NR | 8011564877146 | 94051140 | 6LT00 | Lighting | 6LT | CAT. LIGHT | 6LT57G | INDUSTRIAL SPACES | 6LT57G53F | WATERPROOF | 6LT57G53F751 | SMART 3
GWS3236TLD30K | SMART3 LED 1200 2X36 TR.DALI 30K PASANT. | 225.5 | 1 | 1 | 90 | NR | 8011564877153 | 94051140 | 6LT00 | Lighting | 6LT | CAT. LIGHT | 6LT57G | INDUSTRIAL SPACES | 6LT57G53F | WATERPROOF | 6LT57G53F751 | SMART 3
GWS3236TLD57K | SMART[3] 1200 63LED TRANSP LP DALI 57K | 225.5 | 1 | 1 | 90 | NR | 8011564877160 | 94051140 | 6LT00 | Lighting | 6LT | CAT. LIGHT | 6LT57G | INDUSTRIAL SPACES | 6LT57G53F | WATERPROOF | 6LT57G53F751 | SMART 3
GWS3258P | SMART[3] 1600 84LED OPAL | 186.5 | 1 | 1 | 90 | NR | 8011564857575 | 94051140 | 6LT00 | Lighting | 6LT | CAT. LIGHT | 6LT57G | INDUSTRIAL SPACES | 6LT57G53F | WATERPROOF | 6LT57G53F751 | SMART 3
GWS3258P30K | SMART3 LED 1600 2X58 OPAL 30K | 186.5 | 1 | 1 | 90 | NR | 8011564871915 | 94051140 | 6LT00 | Lighting | 6LT | CAT. LIGHT | 6LT57G | INDUSTRIAL SPACES | 6LT57G53F | WATERPROOF | 6LT57G53F751 | SMART 3
GWS3258P57K | SMART[3] 1600 84LED OPAL 57K | 186.5 | 1 | 1 | 90 | NR | 8011564872424 | 94051140 | 6LT00 | Lighting | 6LT | CAT. LIGHT | 6LT57G | INDUSTRIAL SPACES | 6LT57G53F | WATERPROOF | 6LT57G53F751 | SMART 3
GWS3258PD | SMART[3] 1600 84LED OPAL DALI | 213 | 1 | 1 | 90 | NR | 8011564869233 | 94051140 | 6LT00 | Lighting | 6LT | CAT. LIGHT | 6LT57G | INDUSTRIAL SPACES | 6LT57G53F | WATERPROOF | 6LT57G53F751 | SMART 3
GWS3258PD30K | SMART3 LED 1600 2X58 OPAL DALI 30K | 213 | 1 | 1 | 90 | NR | 8011564877177 | 94051140 | 6LT00 | Lighting | 6LT | CAT. LIGHT | 6LT57G | INDUSTRIAL SPACES | 6LT57G53F | WATERPROOF | 6LT57G53F751 | SMART 3
GWS3258PD57K | SMART3 LED 1600 2X58 OPAL DALI 57K | 213 | 1 | 1 | 90 | NR | 8011564877184 | 94051140 | 6LT00 | Lighting | 6LT | CAT. LIGHT | 6LT57G | INDUSTRIAL SPACES | 6LT57G53F | WATERPROOF | 6LT57G53F751 | SMART 3
GWS3258PL | SMART[3] 1600 84LED OPAL PAS. | 188.5 | 1 | 1 | 90 | NR | 8011564857612 | 94051140 | 6LT00 | Lighting | 6LT | CAT. LIGHT | 6LT57G | INDUSTRIAL SPACES | 6LT57G53F | WATERPROOF | 6LT57G53F751 | SMART 3
GWS3258PL30K | SMART3 LED 1600 2X58 OPAL 30K PASANTE | 188.5 | 1 | 1 | 90 | NR | 8011564871953 | 94051140 | 6LT00 | Lighting | 6LT | CAT. LIGHT | 6LT57G | INDUSTRIAL SPACES | 6LT57G53F | WATERPROOF | 6LT57G53F751 | SMART 3
GWS3258PL57K | SMART[3] 1600 84LED OPAL LP 57K | 188.5 | 1 | 1 | 90 | NR | 8011564872462 | 94051140 | 6LT00 | Lighting | 6LT | CAT. LIGHT | 6LT57G | INDUSTRIAL SPACES | 6LT57G53F | WATERPROOF | 6LT57G53F751 | SMART 3
GWS3258PLD | SMART[3] 1600 84LED OPAL LP DALI | 239 | 1 | 1 | 90 | NR | 8011564872028 | 94051140 | 6LT00 | Lighting | 6LT | CAT. LIGHT | 6LT57G | INDUSTRIAL SPACES | 6LT57G53F | WATERPROOF | 6LT57G53F751 | SMART 3
GWS3258PLD30K | SMART3 LED 1600 2X58 OPAL DALI 30K PASA. | 239 | 1 | 1 | 90 | NR | 8011564877191 | 94051140 | 6LT00 | Lighting | 6LT | CAT. LIGHT | 6LT57G | INDUSTRIAL SPACES | 6LT57G53F | WATERPROOF | 6LT57G53F751 | SMART 3
GWS3258PLD57K | SMART[3] 1600 84LED OPAL LP DALI 57K | 239 | 1 | 1 | 90 | NR | 8011564877207 | 94051140 | 6LT00 | Lighting | 6LT | CAT. LIGHT | 6LT57G | INDUSTRIAL SPACES | 6LT57G53F | WATERPROOF | 6LT57G53F751 | SMART 3
GWS3258T | SMART[3] 1600 84LED TRANSP. | 186.5 | 1 | 1 | 90 | NR | 8011564857513 | 94051140 | 6LT00 | Lighting | 6LT | CAT. LIGHT | 6LT57G | INDUSTRIAL SPACES | 6LT57G53F | WATERPROOF | 6LT57G53F751 | SMART 3
GWS3258T30K | SMART3 LED 1600 2X58 TRANSP. 30K | 186.5 | 1 | 1 | 90 | NR | 8011564872561 | 94051140 | 6LT00 | Lighting | 6LT | CAT. LIGHT | 6LT57G | INDUSTRIAL SPACES | 6LT57G53F | WATERPROOF | 6LT57G53F751 | SMART 3
GWS3258T57K | SMART[3] 1600 84LED TRANSP 57K | 186.5 | 1 | 1 | 90 | NR | 8011564872363 | 94051140 | 6LT00 | Lighting | 6LT | CAT. LIGHT | 6LT57G | INDUSTRIAL SPACES | 6LT57G53F | WATERPROOF | 6LT57G53F751 | SMART 3
GWS3258TD | SMART[3] 1600 84LED TRANSP DALI | 213 | 1 | 1 | 90 | NR | 8011564869172 | 94051140 | 6LT00 | Lighting | 6LT | CAT. LIGHT | 6LT57G | INDUSTRIAL SPACES | 6LT57G53F | WATERPROOF | 6LT57G53F751 | SMART 3
GWS3258TD30K | SMART3 LED 1600 2X58 TRANSP. DALI 30K | 213 | 1 | 1 | 90 | NR | 8011564877214 | 94051140 | 6LT00 | Lighting | 6LT | CAT. LIGHT | 6LT57G | INDUSTRIAL SPACES | 6LT57G53F | WATERPROOF | 6LT57G53F751 | SMART 3
GWS3258TD57K | SMART3 LED 1600 2X58 TRANSP. DALI 57K | 213 | 1 | 1 | 90 | NR | 8011564877221 | 94051140 | 6LT00 | Lighting | 6LT | CAT. LIGHT | 6LT57G | INDUSTRIAL SPACES | 6LT57G53F | WATERPROOF | 6LT57G53F751 | SMART 3
GWS3258TL | SMART[3] 1600 84LED TRANSP LP | 188.5 | 1 | 1 | 90 | NR | 8011564876019 | 94051140 | 6LT00 | Lighting | 6LT | CAT. LIGHT | 6LT57G | INDUSTRIAL SPACES | 6LT57G53F | WATERPROOF | 6LT57G53F751 | SMART 3
GWS3258TL30K | SMART3 LED 1600 2X58 TRANSP. 30K PASANTE | 188.5 | 1 | 1 | 90 | NR | 8011564877238 | 94051140 | 6LT00 | Lighting | 6LT | CAT. LIGHT | 6LT57G | INDUSTRIAL SPACES | 6LT57G53F | WATERPROOF | 6LT57G53F751 | SMART 3
GWS3258TL57K | SMART[3] 1600 84LED TRANSP LP 57K | 188.5 | 1 | 1 | 90 | NR | 8011564877245 | 94051140 | 6LT00 | Lighting | 6LT | CAT. LIGHT | 6LT57G | INDUSTRIAL SPACES | 6LT57G53F | WATERPROOF | 6LT57G53F751 | SMART 3
GWS3258TLD | SMART[3] 1600 84LED TRANSP LP DALI | 239 | 1 | 1 | 90 | NR | 8011564877252 | 94051140 | 6LT00 | Lighting | 6LT | CAT. LIGHT | 6LT57G | INDUSTRIAL SPACES | 6LT57G53F | WATERPROOF | 6LT57G53F751 | SMART 3
GWS3258TLD30K | SMART3 LED 1600 2X58 TRAN.DALI 30K PASA. | 239 | 1 | 1 | 90 | NR | 8011564877269 | 94051140 | 6LT00 | Lighting | 6LT | CAT. LIGHT | 6LT57G | INDUSTRIAL SPACES | 6LT57G53F | WATERPROOF | 6LT57G53F751 | SMART 3
GWS3258TLD57K | SMART3 LED 1600 2X58 TRAN.DALI 57K PASA. | 239 | 1 | 1 | 90 | NR | 8011564877276 | 94051140 | 6LT00 | Lighting | 6LT | CAT. LIGHT | 6LT57G | INDUSTRIAL SPACES | 6LT57G53F | WATERPROOF | 6LT57G53F751 | SMART 3
GWS3296 | SMART3 KIT ANCLAJE COLLARIN RINA (2 UD) | 48.8 | 1 | 1 | 1 | NR | 8034035010507 | 94059900 | 6LT00 | Lighting | 6LT | CAT. LIGHT | 6LT57G | INDUSTRIAL SPACES | 6LT57G53F | WATERPROOF | 6LT57G53F751 | SMART 3
GWS4120AA830 | SMART[4]LB 1M ESTÁNDAR ON/OFF ARR.30K | 308.5 | 1 | 1 | 1 | NR | 8034035060038 | 94054210 | 6LT00 | Lighting | 6LT | CAT. LIGHT | 6LT57G | INDUSTRIAL SPACES | 6LT57G67F | HIGH BAY AND LOW BAY | 6LT57G67F741 | SMART 4
GWS4120AA840 | SMART[4]LB 1M ESTÁNDAR ON/OFF ARR.40K | 308.5 | 1 | 1 | 1 | NR | 8034035040320 | 94054210 | 6LT00 | Lighting | 6LT | CAT. LIGHT | 6LT57G | INDUSTRIAL SPACES | 6LT57G67F | HIGH BAY AND LOW BAY | 6LT57G67F741 | SMART 4
GWS4120AA857 | SMART[4]LB 1M ESTÁNDAR ON/OFF ARR.57K | 308.5 | 1 | 1 | 1 | NR | 8034035053498 | 94054210 | 6LT00 | Lighting | 6LT | CAT. LIGHT | 6LT57G | INDUSTRIAL SPACES | 6LT57G67F | HIGH BAY AND LOW BAY | 6LT57G67F741 | SMART 4
GWS4120AC830 | SMART[4]LB 1M ESTÁNDAR ON/OFF ASIM.30K | 339.5 | 1 | 1 | 1 | NR | 8034035060045 | 94054210 | 6LT00 | Lighting | 6LT | CAT. LIGHT | 6LT57G | INDUSTRIAL SPACES | 6LT57G67F | HIGH BAY AND LOW BAY | 6LT57G67F741 | SMART 4
GWS4120AC840 | SMART[4]LB 1M ESTÁNDAR ON/OFF ASIM.40K | 339.5 | 1 | 1 | 1 | NR | 8034035040375 | 94054210 | 6LT00 | Lighting | 6LT | CAT. LIGHT | 6LT57G | INDUSTRIAL SPACES | 6LT57G67F | HIGH BAY AND LOW BAY | 6LT57G67F741 | SMART 4
GWS4120AC857 | SMART[4]LB 1M ESTÁNDAR ON/OFF ASIM.57K | 339.5 | 1 | 1 | 1 | NR | 8034035060052 | 94054210 | 6LT00 | Lighting | 6LT | CAT. LIGHT | 6LT57G | INDUSTRIAL SPACES | 6LT57G67F | HIGH BAY AND LOW BAY | 6LT57G67F741 | SMART 4
GWS4120AF830 | SMART[4]LB 1M ESTÁNDAR ON/OFF 30° 30K | 339.5 | 1 | 1 | 1 | NR | 8034035060069 | 94054210 | 6LT00 | Lighting | 6LT | CAT. LIGHT | 6LT57G | INDUSTRIAL SPACES | 6LT57G67F | HIGH BAY AND LOW BAY | 6LT57G67F741 | SMART 4
GWS4120AF840 | SMART[4]LB 1M ESTÁNDAR ON/OFF 30° 40K | 339.5 | 1 | 1 | 1 | NR | 8034035053474 | 94054210 | 6LT00 | Lighting | 6LT | CAT. LIGHT | 6LT57G | INDUSTRIAL SPACES | 6LT57G67F | HIGH BAY AND LOW BAY | 6LT57G67F741 | SMART 4
GWS4120AF857 | SMART[4]LB 1M ESTÁNDAR ON/OFF 30° 57K | 339.5 | 1 | 1 | 1 | NR | 8034035060076 | 94054210 | 6LT00 | Lighting | 6LT | CAT. LIGHT | 6LT57G | INDUSTRIAL SPACES | 6LT57G67F | HIGH BAY AND LOW BAY | 6LT57G67F741 | SMART 4
GWS4120AH830 | SMART[4]LB 1M ESTÁNDAR ON/OFF 60° 30K | 339.5 | 1 | 1 | 1 | NR | 8034035060083 | 94054210 | 6LT00 | Lighting | 6LT | CAT. LIGHT | 6LT57G | INDUSTRIAL SPACES | 6LT57G67F | HIGH BAY AND LOW BAY | 6LT57G67F741 | SMART 4
GWS4120AH840 | SMART[4]LB 1M ESTÁNDAR ON/OFF 60° 40K | 339.5 | 1 | 1 | 1 | NR | 8034035040313 | 94054210 | 6LT00 | Lighting | 6LT | CAT. LIGHT | 6LT57G | INDUSTRIAL SPACES | 6LT57G67F | HIGH BAY AND LOW BAY | 6LT57G67F741 | SMART 4
GWS4120AH857 | SMART[4]LB 1M ESTÁNDAR ON/OFF 60° 57K | 339.5 | 1 | 1 | 1 | NR | 8034035053481 | 94054210 | 6LT00 | Lighting | 6LT | CAT. LIGHT | 6LT57G | INDUSTRIAL SPACES | 6LT57G67F | HIGH BAY AND LOW BAY | 6LT57G67F741 | SMART 4
GWS4120AP830 | SMART[4]LB 1M ESTÁNDAR ON/OFF 90° 30K | 339.5 | 1 | 1 | 1 | NR | 8034035060090 | 94054210 | 6LT00 | Lighting | 6LT | CAT. LIGHT | 6LT57G | INDUSTRIAL SPACES | 6LT57G67F | HIGH BAY AND LOW BAY | 6LT57G67F741 | SMART 4
GWS4120AP840 | SMART[4]LB 1M ESTÁNDAR ON/OFF 90° 40K | 339.5 | 1 | 1 | 1 | NR | 8034035040337 | 94054210 | 6LT00 | Lighting | 6LT | CAT. LIGHT | 6LT57G | INDUSTRIAL SPACES | 6LT57G67F | HIGH BAY AND LOW BAY | 6LT57G67F741 | SMART 4
GWS4120AP857 | SMART[4]LB 1M ESTÁNDAR ON/OFF 90° 57K | 339.5 | 1 | 1 | 1 | NR | 8034035055508 | 94054210 | 6LT00 | Lighting | 6LT | CAT. LIGHT | 6LT57G | INDUSTRIAL SPACES | 6LT57G67F | HIGH BAY AND LOW BAY | 6LT57G67F741 | SMART 4
GWS4120AQ830 | SMART[4]LB 1M ESTÁNDAR ON/OFF ELIPT.30K | 339.5 | 1 | 1 | 1 | NR | 8034035062001 | 94054210 | 6LT00 | Lighting | 6LT | CAT. LIGHT | 6LT57G | INDUSTRIAL SPACES | 6LT57G67F | HIGH BAY AND LOW BAY | 6LT57G67F741 | SMART 4
GWS4120AQ840 | SMART[4]LB 1M ESTÁNDAR ON/OFF ELIPT.40K | 339.5 | 1 | 1 | 1 | NR | 8034035055515 | 94054210 | 6LT00 | Lighting | 6LT | CAT. LIGHT | 6LT57G | INDUSTRIAL SPACES | 6LT57G67F | HIGH BAY AND LOW BAY | 6LT57G67F741 | SMART 4
GWS4120AQ857 | SMART[4]LB 1M ESTÁNDAR ON/OFF ELIPT.57K | 339.5 | 1 | 1 | 1 | NR | 8034035062018 | 94054210 | 6LT00 | Lighting | 6LT | CAT. LIGHT | 6LT57G | INDUSTRIAL SPACES | 6LT57G67F | HIGH BAY AND LOW BAY | 6LT57G67F741 | SMART 4
GWS4120BA830 | SMART[4]LB 1M ESTÁND. ON/OFF HLO ARR.30K | 308.5 | 1 | 1 | 1 | NR | 8034035063824 | 94054210 | 6LT00 | Lighting | 6LT | CAT. LIGHT | 6LT57G | INDUSTRIAL SPACES | 6LT57G67F | HIGH BAY AND LOW BAY | 6LT57G67F741 | SMART 4
GWS4120BA840 | SMART[4]LB 1M ESTÁND. ON/OFF HLO ARR.40K | 308.5 | 1 | 1 | 1 | NR | 8034035040399 | 94054210 | 6LT00 | Lighting | 6LT | CAT. LIGHT | 6LT57G | INDUSTRIAL SPACES | 6LT57G67F | HIGH BAY AND LOW BAY | 6LT57G67F741 | SMART 4
GWS4120BA857 | SMART[4]LB 1M ESTÁND. ON/OFF HLO ARR.57K | 308.5 | 1 | 1 | 1 | NR | 8034035055560 | 94054210 | 6LT00 | Lighting | 6LT | CAT. LIGHT | 6LT57G | INDUSTRIAL SPACES | 6LT57G67F | HIGH BAY AND LOW BAY | 6LT57G67F741 | SMART 4
GWS4120BC830 | SMART[4]LB 1M ESTÁND. ON/OFF HLO ASI.30K | 339.5 | 1 | 1 | 1 | NR | 8034035063831 | 94054210 | 6LT00 | Lighting | 6LT | CAT. LIGHT | 6LT57G | INDUSTRIAL SPACES | 6LT57G67F | HIGH BAY AND LOW BAY | 6LT57G67F741 | SMART 4
GWS4120BC840 | SMART[4]LB 1M ESTÁND. ON/OFF HLO ASI.40K | 339.5 | 1 | 1 | 1 | NR | 8034035055539 | 94054210 | 6LT00 | Lighting | 6LT | CAT. LIGHT | 6LT57G | INDUSTRIAL SPACES | 6LT57G67F | HIGH BAY AND LOW BAY | 6LT57G67F741 | SMART 4
GWS4120BC857 | SMART[4]LB 1M ESTÁND. ON/OFF HLO ASI.57K | 339.5 | 1 | 1 | 1 | NR | 8034035063848 | 94054210 | 6LT00 | Lighting | 6LT | CAT. LIGHT | 6LT57G | INDUSTRIAL SPACES | 6LT57G67F | HIGH BAY AND LOW BAY | 6LT57G67F741 | SMART 4
GWS4120BF830 | SMART[4]LB 1M ESTÁND. ON/OFF HLO 30° 30K | 339.5 | 1 | 1 | 1 | NR | 8034035063855 | 94054210 | 6LT00 | Lighting | 6LT | CAT. LIGHT | 6LT57G | INDUSTRIAL SPACES | 6LT57G67F | HIGH BAY AND LOW BAY | 6LT57G67F741 | SMART 4
GWS4120BF840 | SMART[4]LB 1M ESTÁND. ON/OFF HLO 30° 40K | 339.5 | 1 | 1 | 1 | NR | 8034035040382 | 94054210 | 6LT00 | Lighting | 6LT | CAT. LIGHT | 6LT57G | INDUSTRIAL SPACES | 6LT57G67F | HIGH BAY AND LOW BAY | 6LT57G67F741 | SMART 4
GWS4120BF857 | SMART[4]LB 1M ESTÁND. ON/OFF HLO 30° 57K | 339.5 | 1 | 1 | 1 | NR | 8034035063862 | 94054210 | 6LT00 | Lighting | 6LT | CAT. LIGHT | 6LT57G | INDUSTRIAL SPACES | 6LT57G67F | HIGH BAY AND LOW BAY | 6LT57G67F741 | SMART 4
GWS4120BH830 | SMART[4]LB 1M ESTÁND. ON/OFF HLO 60° 30K | 339.5 | 1 | 1 | 1 | NR | 8034035063879 | 94054210 | 6LT00 | Lighting | 6LT | CAT. LIGHT | 6LT57G | INDUSTRIAL SPACES | 6LT57G67F | HIGH BAY AND LOW BAY | 6LT57G67F741 | SMART 4
GWS4120BH840 | SMART[4]LB 1M ESTÁND. ON/OFF HLO 60° 40K | 339.5 | 1 | 1 | 1 | NR | 8034035051227 | 94054210 | 6LT00 | Lighting | 6LT | CAT. LIGHT | 6LT57G | INDUSTRIAL SPACES | 6LT57G67F | HIGH BAY AND LOW BAY | 6LT57G67F741 | SMART 4
GWS4120BH857 | SMART[4]LB 1M ESTÁND. ON/OFF HLO 60° 57K | 339.5 | 1 | 1 | 1 | NR | 8034035055553 | 94054210 | 6LT00 | Lighting | 6LT | CAT. LIGHT | 6LT57G | INDUSTRIAL SPACES | 6LT57G67F | HIGH BAY AND LOW BAY | 6LT57G67F741 | SMART 4
GWS4120BP830 | SMART[4]LB 1M ESTÁND. ON/OFF HLO 90° 30K | 339.5 | 1 | 1 | 1 | NR | 8034035063886 | 94054210 | 6LT00 | Lighting | 6LT | CAT. LIGHT | 6LT57G | INDUSTRIAL SPACES | 6LT57G67F | HIGH BAY AND LOW BAY | 6LT57G67F741 | SMART 4
GWS4120BP840 | SMART[4]LB 1M ESTÁND. ON/OFF HLO 90° 40K | 339.5 | 1 | 1 | 1 | NR | 8034035051234 | 94054210 | 6LT00 | Lighting | 6LT | CAT. LIGHT | 6LT57G | INDUSTRIAL SPACES | 6LT57G67F | HIGH BAY AND LOW BAY | 6LT57G67F741 | SMART 4
GWS4120BP857 | SMART[4]LB 1M ESTÁND. ON/OFF HLO 90° 57K | 339.5 | 1 | 1 | 1 | NR | 8034035055577 | 94054210 | 6LT00 | Lighting | 6LT | CAT. LIGHT | 6LT57G | INDUSTRIAL SPACES | 6LT57G67F | HIGH BAY AND LOW BAY | 6LT57G67F741 | SMART 4
GWS4120BQ830 | SMART[4]LB 1M ESTÁND.ON/OFF HLO ELÍP.30K | 339.5 | 1 | 1 | 1 | NR | 8034035063893 | 94054210 | 6LT00 | Lighting | 6LT | CAT. LIGHT | 6LT57G | INDUSTRIAL SPACES | 6LT57G67F | HIGH BAY AND LOW BAY | 6LT57G67F741 | SMART 4
GWS4120BQ840 | SMART[4]LB 1M ESTÁND.ON/OFF HLO ELÍP.40K | 339.5 | 1 | 1 | 1 | NR | 8034035055584 | 94054210 | 6LT00 | Lighting | 6LT | CAT. LIGHT | 6LT57G | INDUSTRIAL SPACES | 6LT57G67F | HIGH BAY AND LOW BAY | 6LT57G67F741 | SMART 4
GWS4120BQ857 | SMART[4]LB 1M ESTÁND.ON/OFF HLO ELÍP.57K | 339.5 | 1 | 1 | 1 | NR | 8034035063909 | 94054210 | 6LT00 | Lighting | 6LT | CAT. LIGHT | 6LT57G | INDUSTRIAL SPACES | 6LT57G67F | HIGH BAY AND LOW BAY | 6LT57G67F741 | SMART 4
GWS4121AA830 | SMART[4]LB 1M ESTÁNDAR DALI ARR.30K | 346.5 | 1 | 1 | 1 | NR | 8034035062025 | 94054210 | 6LT00 | Lighting | 6LT | CAT. LIGHT | 6LT57G | INDUSTRIAL SPACES | 6LT57G67F | HIGH BAY AND LOW BAY | 6LT57G67F741 | SMART 4
GWS4121AA840 | SMART[4]LB 1M ESTÁNDAR DALI ARR.40K | 346.5 | 1 | 1 | 1 | NR | 8034035051241 | 94054210 | 6LT00 | Lighting | 6LT | CAT. LIGHT | 6LT57G | INDUSTRIAL SPACES | 6LT57G67F | HIGH BAY AND LOW BAY | 6LT57G67F741 | SMART 4
GWS4121AA857 | SMART[4]LB 1M ESTÁNDAR DALI ARR.57K | 346.5 | 1 | 1 | 1 | NR | 8034035057106 | 94054210 | 6LT00 | Lighting | 6LT | CAT. LIGHT | 6LT57G | INDUSTRIAL SPACES | 6LT57G67F | HIGH BAY AND LOW BAY | 6LT57G67F741 | SMART 4
GWS4121AC830 | SMART[4]LB 1M ESTÁNDAR DALI ASIM.30K | 375 | 1 | 1 | 1 | NR | 8034035062032 | 94054210 | 6LT00 | Lighting | 6LT | CAT. LIGHT | 6LT57G | INDUSTRIAL SPACES | 6LT57G67F | HIGH BAY AND LOW BAY | 6LT57G67F741 | SMART 4
GWS4121AC840 | SMART[4]LB 1M ESTÁNDAR DALI ASIM.40K | 375 | 1 | 1 | 1 | NR | 8034035041303 | 94054210 | 6LT00 | Lighting | 6LT | CAT. LIGHT | 6LT57G | INDUSTRIAL SPACES | 6LT57G67F | HIGH BAY AND LOW BAY | 6LT57G67F741 | SMART 4
GWS4121AC857 | SMART[4]LB 1M ESTÁNDAR DALI ASIM.57K | 375 | 1 | 1 | 1 | NR | 8034035062049 | 94054210 | 6LT00 | Lighting | 6LT | CAT. LIGHT | 6LT57G | INDUSTRIAL SPACES | 6LT57G67F | HIGH BAY AND LOW BAY | 6LT57G67F741 | SMART 4
GWS4121AF830 | SMART[4]LB 1M ESTÁNDAR DALI 30° 30K | 375 | 1 | 1 | 1 | NR | 8034035062056 | 94054210 | 6LT00 | Lighting | 6LT | CAT. LIGHT | 6LT57G | INDUSTRIAL SPACES | 6LT57G67F | HIGH BAY AND LOW BAY | 6LT57G67F741 | SMART 4
GWS4121AF840 | SMART[4]LB 1M ESTÁNDAR DALI 30° 40K | 375 | 1 | 1 | 1 | NR | 8034035055591 | 94054210 | 6LT00 | Lighting | 6LT | CAT. LIGHT | 6LT57G | INDUSTRIAL SPACES | 6LT57G67F | HIGH BAY AND LOW BAY | 6LT57G67F741 | SMART 4
GWS4121AF857 | SMART[4]LB 1M ESTÁNDAR DALI 30° 57K | 375 | 1 | 1 | 1 | NR | 8034035062063 | 94054210 | 6LT00 | Lighting | 6LT | CAT. LIGHT | 6LT57G | INDUSTRIAL SPACES | 6LT57G67F | HIGH BAY AND LOW BAY | 6LT57G67F741 | SMART 4
GWS4121AH830 | SMART[4]LB 1M ESTÁNDAR DALI 60° 30K | 375 | 1 | 1 | 1 | NR | 8034035062070 | 94054210 | 6LT00 | Lighting | 6LT | CAT. LIGHT | 6LT57G | INDUSTRIAL SPACES | 6LT57G67F | HIGH BAY AND LOW BAY | 6LT57G67F741 | SMART 4
GWS4121AH840 | SMART[4]LB 1M ESTÁNDAR DALI 60° 40K | 375 | 1 | 1 | 1 | NR | 8034035040344 | 94054210 | 6LT00 | Lighting | 6LT | CAT. LIGHT | 6LT57G | INDUSTRIAL SPACES | 6LT57G67F | HIGH BAY AND LOW BAY | 6LT57G67F741 | SMART 4
GWS4121AH857 | SMART[4]LB 1M ESTÁNDAR DALI 60° 57K | 375 | 1 | 1 | 1 | NR | 8034035056697 | 94054210 | 6LT00 | Lighting | 6LT | CAT. LIGHT | 6LT57G | INDUSTRIAL SPACES | 6LT57G67F | HIGH BAY AND LOW BAY | 6LT57G67F741 | SMART 4
GWS4121AP830 | SMART[4]LB 1M ESTÁNDAR DALI 90° 30K | 375 | 1 | 1 | 1 | NR | 8034035062087 | 94054210 | 6LT00 | Lighting | 6LT | CAT. LIGHT | 6LT57G | INDUSTRIAL SPACES | 6LT57G67F | HIGH BAY AND LOW BAY | 6LT57G67F741 | SMART 4
GWS4121AP840 | SMART[4]LB 1M ESTÁNDAR DALI 90° 40K | 375 | 1 | 1 | 1 | NR | 8034035051258 | 94054210 | 6LT00 | Lighting | 6LT | CAT. LIGHT | 6LT57G | INDUSTRIAL SPACES | 6LT57G67F | HIGH BAY AND LOW BAY | 6LT57G67F741 | SMART 4
GWS4121AP857 | SMART[4]LB 1M ESTÁNDAR DALI 90° 57K | 375 | 1 | 1 | 1 | NR | 8034035057113 | 94054210 | 6LT00 | Lighting | 6LT | CAT. LIGHT | 6LT57G | INDUSTRIAL SPACES | 6LT57G67F | HIGH BAY AND LOW BAY | 6LT57G67F741 | SMART 4
GWS4121AQ830 | SMART[4]LB 1M ESTÁNDAR DALI ELÍPTICA 30K | 375 | 1 | 1 | 1 | NR | 8034035062094 | 94054210 | 6LT00 | Lighting | 6LT | CAT. LIGHT | 6LT57G | INDUSTRIAL SPACES | 6LT57G67F | HIGH BAY AND LOW BAY | 6LT57G67F741 | SMART 4
GWS4121AQ840 | SMART[4]LB 1M ESTÁNDAR DALI ELÍPTICA 40K | 375 | 1 | 1 | 1 | NR | 8034035055607 | 94054210 | 6LT00 | Lighting | 6LT | CAT. LIGHT | 6LT57G | INDUSTRIAL SPACES | 6LT57G67F | HIGH BAY AND LOW BAY | 6LT57G67F741 | SMART 4
GWS4121AQ857 | SMART[4]LB 1M ESTÁNDAR DALI ELÍPTICA 57K | 375 | 1 | 1 | 1 | NR | 8034035062100 | 94054210 | 6LT00 | Lighting | 6LT | CAT. LIGHT | 6LT57G | INDUSTRIAL SPACES | 6LT57G67F | HIGH BAY AND LOW BAY | 6LT57G67F741 | SMART 4
GWS4121BA830 | SMART[4]LB 1M ESTÁNDAR DALI HLO ARR.30K | 346.5 | 1 | 1 | 1 | NR | 8034035063916 | 94054210 | 6LT00 | Lighting | 6LT | CAT. LIGHT | 6LT57G | INDUSTRIAL SPACES | 6LT57G67F | HIGH BAY AND LOW BAY | 6LT57G67F741 | SMART 4
GWS4121BA840 | SMART[4]LB 1M ESTÁNDAR DALI HLO ARR.40K | 346.5 | 1 | 1 | 1 | NR | 8034035041334 | 94054210 | 6LT00 | Lighting | 6LT | CAT. LIGHT | 6LT57G | INDUSTRIAL SPACES | 6LT57G67F | HIGH BAY AND LOW BAY | 6LT57G67F741 | SMART 4
GWS4121BA857 | SMART[4]LB 1M ESTÁNDAR DALI HLO ARR.57K | 346.5 | 1 | 1 | 1 | NR | 8034035057137 | 94054210 | 6LT00 | Lighting | 6LT | CAT. LIGHT | 6LT57G | INDUSTRIAL SPACES | 6LT57G67F | HIGH BAY AND LOW BAY | 6LT57G67F741 | SMART 4
GWS4121BC830 | SMART[4]LB 1M ESTÁNDAR DALI HLO ASIM.30K | 375 | 1 | 1 | 1 | NR | 8034035063923 | 94054210 | 6LT00 | Lighting | 6LT | CAT. LIGHT | 6LT57G | INDUSTRIAL SPACES | 6LT57G67F | HIGH BAY AND LOW BAY | 6LT57G67F741 | SMART 4
GWS4121BC840 | SMART[4]LB 1M ESTÁNDAR DALI HLO ASIM.40K | 375 | 1 | 1 | 1 | NR | 8034035055614 | 94054210 | 6LT00 | Lighting | 6LT | CAT. LIGHT | 6LT57G | INDUSTRIAL SPACES | 6LT57G67F | HIGH BAY AND LOW BAY | 6LT57G67F741 | SMART 4
GWS4121BC857 | SMART[4]LB 1M ESTÁNDAR DALI HLO ASIM.57K | 375 | 1 | 1 | 1 | NR | 8034035063930 | 94054210 | 6LT00 | Lighting | 6LT | CAT. LIGHT | 6LT57G | INDUSTRIAL SPACES | 6LT57G67F | HIGH BAY AND LOW BAY | 6LT57G67F741 | SMART 4
GWS4121BF830 | SMART[4]LB 1M ESTÁNDAR DALI HLO 30° 30K | 375 | 1 | 1 | 1 | NR | 8034035063947 | 94054210 | 6LT00 | Lighting | 6LT | CAT. LIGHT | 6LT57G | INDUSTRIAL SPACES | 6LT57G67F | HIGH BAY AND LOW BAY | 6LT57G67F741 | SMART 4
GWS4121BF840 | SMART[4]LB 1M ESTÁNDAR DALI HLO 30° 40K | 375 | 1 | 1 | 1 | NR | 8034035041327 | 94054210 | 6LT00 | Lighting | 6LT | CAT. LIGHT | 6LT57G | INDUSTRIAL SPACES | 6LT57G67F | HIGH BAY AND LOW BAY | 6LT57G67F741 | SMART 4
GWS4121BF857 | SMART[4]LB 1M ESTÁNDAR DALI HLO 30° 57K | 375 | 1 | 1 | 1 | NR | 8034035063954 | 94054210 | 6LT00 | Lighting | 6LT | CAT. LIGHT | 6LT57G | INDUSTRIAL SPACES | 6LT57G67F | HIGH BAY AND LOW BAY | 6LT57G67F741 | SMART 4
GWS4121BH830 | SMART[4]LB 1M ESTÁNDAR DALI HLO 60° 30K | 375 | 1 | 1 | 1 | NR | 8034035063961 | 94054210 | 6LT00 | Lighting | 6LT | CAT. LIGHT | 6LT57G | INDUSTRIAL SPACES | 6LT57G67F | HIGH BAY AND LOW BAY | 6LT57G67F741 | SMART 4
GWS4121BH840 | SMART[4]LB 1M ESTÁNDAR DALI HLO 60° 40K | 375 | 1 | 1 | 1 | NR | 8034035051265 | 94054210 | 6LT00 | Lighting | 6LT | CAT. LIGHT | 6LT57G | INDUSTRIAL SPACES | 6LT57G67F | HIGH BAY AND LOW BAY | 6LT57G67F741 | SMART 4
GWS4121BH857 | SMART[4]LB 1M ESTÁNDAR DALI HLO 60° 57K | 375 | 1 | 1 | 1 | NR | 8034035057120 | 94054210 | 6LT00 | Lighting | 6LT | CAT. LIGHT | 6LT57G | INDUSTRIAL SPACES | 6LT57G67F | HIGH BAY AND LOW BAY | 6LT57G67F741 | SMART 4
GWS4121BP830 | SMART[4]LB 1M ESTÁNDAR DALI HLO 90° 30K | 375 | 1 | 1 | 1 | NR | 8034035063978 | 94054210 | 6LT00 | Lighting | 6LT | CAT. LIGHT | 6LT57G | INDUSTRIAL SPACES | 6LT57G67F | HIGH BAY AND LOW BAY | 6LT57G67F741 | SMART 4
GWS4121BP840 | SMART[4]LB 1M ESTÁNDAR DALI HLO 90° 40K | 375 | 1 | 1 | 1 | NR | 8034035051272 | 94054210 | 6LT00 | Lighting | 6LT | CAT. LIGHT | 6LT57G | INDUSTRIAL SPACES | 6LT57G67F | HIGH BAY AND LOW BAY | 6LT57G67F741 | SMART 4
GWS4121BP857 | SMART[4]LB 1M ESTÁNDAR DALI HLO 90° 57K | 375 | 1 | 1 | 1 | NR | 8034035057144 | 94054210 | 6LT00 | Lighting | 6LT | CAT. LIGHT | 6LT57G | INDUSTRIAL SPACES | 6LT57G67F | HIGH BAY AND LOW BAY | 6LT57G67F741 | SMART 4
GWS4121BQ830 | SMART[4]LB 1M ESTÁNDAR DALI HLO ELL.30K | 375 | 1 | 1 | 1 | NR | 8034035063985 | 94054210 | 6LT00 | Lighting | 6LT | CAT. LIGHT | 6LT57G | INDUSTRIAL SPACES | 6LT57G67F | HIGH BAY AND LOW BAY | 6LT57G67F741 | SMART 4
GWS4121BQ840 | SMART[4]LB 1M ESTÁNDAR DALI HLO ELL.40K | 375 | 1 | 1 | 1 | NR | 8034035055621 | 94054210 | 6LT00 | Lighting | 6LT | CAT. LIGHT | 6LT57G | INDUSTRIAL SPACES | 6LT57G67F | HIGH BAY AND LOW BAY | 6LT57G67F741 | SMART 4
GWS4121BQ857 | SMART[4]LB 1M ESTÁNDAR DALI HLO ELL.57K | 375 | 1 | 1 | 1 | NR | 8034035063992 | 94054210 | 6LT00 | Lighting | 6LT | CAT. LIGHT | 6LT57G | INDUSTRIAL SPACES | 6LT57G67F | HIGH BAY AND LOW BAY | 6LT57G67F741 | SMART 4
GWS4122AA830 | SMART[4]LB 1M PASANTE ON/OFF ARR.30K | 339.5 | 1 | 1 | 1 | NR | 8034035062117 | 94054210 | 6LT00 | Lighting | 6LT | CAT. LIGHT | 6LT57G | INDUSTRIAL SPACES | 6LT57G67F | HIGH BAY AND LOW BAY | 6LT57G67F741 | SMART 4
GWS4122AA840 | SMART[4]LB 1M PASANTE ON/OFF ARR.40K | 339.5 | 1 | 1 | 1 | NR | 8034035057151 | 94054210 | 6LT00 | Lighting | 6LT | CAT. LIGHT | 6LT57G | INDUSTRIAL SPACES | 6LT57G67F | HIGH BAY AND LOW BAY | 6LT57G67F741 | SMART 4
GWS4122AA857 | SMART[4]LB 1M PASANTE ON/OFF ARR.57K | 339.5 | 1 | 1 | 1 | NR | 8034035062124 | 94054210 | 6LT00 | Lighting | 6LT | CAT. LIGHT | 6LT57G | INDUSTRIAL SPACES | 6LT57G67F | HIGH BAY AND LOW BAY | 6LT57G67F741 | SMART 4
GWS4122AC830 | SMART[4]LB 1M PASANTE ON/OFF ASI.30K | 368 | 1 | 1 | 1 | NR | 8034035062131 | 94054210 | 6LT00 | Lighting | 6LT | CAT. LIGHT | 6LT57G | INDUSTRIAL SPACES | 6LT57G67F | HIGH BAY AND LOW BAY | 6LT57G67F741 | SMART 4
GWS4122AC840 | SMART[4]LB 1M PASANTE ON/OFF ASI.40K | 368 | 1 | 1 | 1 | NR | 8034035062148 | 94054210 | 6LT00 | Lighting | 6LT | CAT. LIGHT | 6LT57G | INDUSTRIAL SPACES | 6LT57G67F | HIGH BAY AND LOW BAY | 6LT57G67F741 | SMART 4
GWS4122AC857 | SMART[4]LB 1M PASANTE ON/OFF ASI.57K | 368 | 1 | 1 | 1 | NR | 8034035062155 | 94054210 | 6LT00 | Lighting | 6LT | CAT. LIGHT | 6LT57G | INDUSTRIAL SPACES | 6LT57G67F | HIGH BAY AND LOW BAY | 6LT57G67F741 | SMART 4
GWS4122AF830 | SMART[4]LB 1M PASANTE ON/OFF 30° 30K | 368 | 1 | 1 | 1 | NR | 8034035062162 | 94054210 | 6LT00 | Lighting | 6LT | CAT. LIGHT | 6LT57G | INDUSTRIAL SPACES | 6LT57G67F | HIGH BAY AND LOW BAY | 6LT57G67F741 | SMART 4
GWS4122AF840 | SMART[4]LB 1M PASANTE ON/OFF 30° 40K | 368 | 1 | 1 | 1 | NR | 8034035062179 | 94054210 | 6LT00 | Lighting | 6LT | CAT. LIGHT | 6LT57G | INDUSTRIAL SPACES | 6LT57G67F | HIGH BAY AND LOW BAY | 6LT57G67F741 | SMART 4
GWS4122AF857 | SMART[4]LB 1M PASANTE ON/OFF 30° 57K | 368 | 1 | 1 | 1 | NR | 8034035062186 | 94054210 | 6LT00 | Lighting | 6LT | CAT. LIGHT | 6LT57G | INDUSTRIAL SPACES | 6LT57G67F | HIGH BAY AND LOW BAY | 6LT57G67F741 | SMART 4
GWS4122AH830 | SMART[4]LB 1M PASANTE ON/OFF 60° 30K | 368 | 1 | 1 | 1 | NR | 8034035062193 | 94054210 | 6LT00 | Lighting | 6LT | CAT. LIGHT | 6LT57G | INDUSTRIAL SPACES | 6LT57G67F | HIGH BAY AND LOW BAY | 6LT57G67F741 | SMART 4
GWS4122AH840 | SMART[4]LB 1M PASANTE ON/OFF 60° 40K | 368 | 1 | 1 | 1 | NR | 8034035040351 | 94054210 | 6LT00 | Lighting | 6LT | CAT. LIGHT | 6LT57G | INDUSTRIAL SPACES | 6LT57G67F | HIGH BAY AND LOW BAY | 6LT57G67F741 | SMART 4
GWS4122AH857 | SMART[4]LB 1M PASANTE ON/OFF 60° 57K | 368 | 1 | 1 | 1 | NR | 8034035062209 | 94054210 | 6LT00 | Lighting | 6LT | CAT. LIGHT | 6LT57G | INDUSTRIAL SPACES | 6LT57G67F | HIGH BAY AND LOW BAY | 6LT57G67F741 | SMART 4
GWS4122AP830 | SMART[4]LB 1M PASANTE ON/OFF 90° 30K | 368 | 1 | 1 | 1 | NR | 8034035062216 | 94054210 | 6LT00 | Lighting | 6LT | CAT. LIGHT | 6LT57G | INDUSTRIAL SPACES | 6LT57G67F | HIGH BAY AND LOW BAY | 6LT57G67F741 | SMART 4
GWS4122AP840 | SMART[4]LB 1M PASANTE ON/OFF 90° 40K | 368 | 1 | 1 | 1 | NR | 8034035057168 | 94054210 | 6LT00 | Lighting | 6LT | CAT. LIGHT | 6LT57G | INDUSTRIAL SPACES | 6LT57G67F | HIGH BAY AND LOW BAY | 6LT57G67F741 | SMART 4
GWS4122AP857 | SMART[4]LB 1M PASANTE ON/OFF 90° 57K | 368 | 1 | 1 | 1 | NR | 8034035062223 | 94054210 | 6LT00 | Lighting | 6LT | CAT. LIGHT | 6LT57G | INDUSTRIAL SPACES | 6LT57G67F | HIGH BAY AND LOW BAY | 6LT57G67F741 | SMART 4
GWS4122AQ830 | SMART[4]LB 1M PASANTE ON/OFF ELL.30K | 368 | 1 | 1 | 1 | NR | 8034035062230 | 94054210 | 6LT00 | Lighting | 6LT | CAT. LIGHT | 6LT57G | INDUSTRIAL SPACES | 6LT57G67F | HIGH BAY AND LOW BAY | 6LT57G67F741 | SMART 4
GWS4122AQ840 | SMART[4]LB 1M PASANTE ON/OFF ELL.40K | 368 | 1 | 1 | 1 | NR | 8034035062247 | 94054210 | 6LT00 | Lighting | 6LT | CAT. LIGHT | 6LT57G | INDUSTRIAL SPACES | 6LT57G67F | HIGH BAY AND LOW BAY | 6LT57G67F741 | SMART 4
GWS4122AQ857 | SMART[4]LB 1M PASANTE ON/OFF ELL.57K | 368 | 1 | 1 | 1 | NR | 8034035062254 | 94054210 | 6LT00 | Lighting | 6LT | CAT. LIGHT | 6LT57G | INDUSTRIAL SPACES | 6LT57G67F | HIGH BAY AND LOW BAY | 6LT57G67F741 | SMART 4
GWS4122BA830 | SMART[4]LB 1M PASANTE ON/OFF HLO ARR.30K | 339.5 | 1 | 1 | 1 | NR | 8034035064005 | 94054210 | 6LT00 | Lighting | 6LT | CAT. LIGHT | 6LT57G | INDUSTRIAL SPACES | 6LT57G67F | HIGH BAY AND LOW BAY | 6LT57G67F741 | SMART 4
GWS4122BA840 | SMART[4]LB 1M PASANTE ON/OFF HLO ARR.40K | 339.5 | 1 | 1 | 1 | NR | 8034035057182 | 94054210 | 6LT00 | Lighting | 6LT | CAT. LIGHT | 6LT57G | INDUSTRIAL SPACES | 6LT57G67F | HIGH BAY AND LOW BAY | 6LT57G67F741 | SMART 4
GWS4122BA857 | SMART[4]LB 1M PASANTE ON/OFF HLO ARR.57K | 339.5 | 1 | 1 | 1 | NR | 8034035064012 | 94054210 | 6LT00 | Lighting | 6LT | CAT. LIGHT | 6LT57G | INDUSTRIAL SPACES | 6LT57G67F | HIGH BAY AND LOW BAY | 6LT57G67F741 | SMART 4
GWS4122BC830 | SMART[4]LB 1M PASANTE ON/OFF HLO ASI.30K | 368 | 1 | 1 | 1 | NR | 8034035064029 | 94054210 | 6LT00 | Lighting | 6LT | CAT. LIGHT | 6LT57G | INDUSTRIAL SPACES | 6LT57G67F | HIGH BAY AND LOW BAY | 6LT57G67F741 | SMART 4
GWS4122BC840 | SMART[4]LB 1M PASANTE ON/OFF HLO ASI.40K | 368 | 1 | 1 | 1 | NR | 8034035064036 | 94054210 | 6LT00 | Lighting | 6LT | CAT. LIGHT | 6LT57G | INDUSTRIAL SPACES | 6LT57G67F | HIGH BAY AND LOW BAY | 6LT57G67F741 | SMART 4
GWS4122BC857 | SMART[4]LB 1M PASANTE ON/OFF HLO ASI.57K | 368 | 1 | 1 | 1 | NR | 8034035064043 | 94054210 | 6LT00 | Lighting | 6LT | CAT. LIGHT | 6LT57G | INDUSTRIAL SPACES | 6LT57G67F | HIGH BAY AND LOW BAY | 6LT57G67F741 | SMART 4
GWS4122BF830 | SMART[4]LB 1M PASANTE ON/OFF HLO 30° 30K | 368 | 1 | 1 | 1 | NR | 8034035064050 | 94054210 | 6LT00 | Lighting | 6LT | CAT. LIGHT | 6LT57G | INDUSTRIAL SPACES | 6LT57G67F | HIGH BAY AND LOW BAY | 6LT57G67F741 | SMART 4
GWS4122BF840 | SMART[4]LB 1M PASANTE ON/OFF HLO 30° 40K | 368 | 1 | 1 | 1 | NR | 8034035064067 | 94054210 | 6LT00 | Lighting | 6LT | CAT. LIGHT | 6LT57G | INDUSTRIAL SPACES | 6LT57G67F | HIGH BAY AND LOW BAY | 6LT57G67F741 | SMART 4
GWS4122BF857 | SMART[4]LB 1M PASANTE ON/OFF HLO 30° 57K | 368 | 1 | 1 | 1 | NR | 8034035064074 | 94054210 | 6LT00 | Lighting | 6LT | CAT. LIGHT | 6LT57G | INDUSTRIAL SPACES | 6LT57G67F | HIGH BAY AND LOW BAY | 6LT57G67F741 | SMART 4
GWS4122BH830 | SMART[4]LB 1M PASANTE ON/OFF HLO 60° 30K | 368 | 1 | 1 | 1 | NR | 8034035064081 | 94054210 | 6LT00 | Lighting | 6LT | CAT. LIGHT | 6LT57G | INDUSTRIAL SPACES | 6LT57G67F | HIGH BAY AND LOW BAY | 6LT57G67F741 | SMART 4
GWS4122BH840 | SMART[4]LB 1M PASANTE ON/OFF HLO 60° 40K | 368 | 1 | 1 | 1 | NR | 8034035057175 | 94054210 | 6LT00 | Lighting | 6LT | CAT. LIGHT | 6LT57G | INDUSTRIAL SPACES | 6LT57G67F | HIGH BAY AND LOW BAY | 6LT57G67F741 | SMART 4
GWS4122BH857 | SMART[4]LB 1M PASANTE ON/OFF HLO 60° 57K | 368 | 1 | 1 | 1 | NR | 8034035064098 | 94054210 | 6LT00 | Lighting | 6LT | CAT. LIGHT | 6LT57G | INDUSTRIAL SPACES | 6LT57G67F | HIGH BAY AND LOW BAY | 6LT57G67F741 | SMART 4
GWS4122BP830 | SMART[4]LB 1M PASANTE ON/OFF HLO 90° 30K | 368 | 1 | 1 | 1 | NR | 8034035064104 | 94054210 | 6LT00 | Lighting | 6LT | CAT. LIGHT | 6LT57G | INDUSTRIAL SPACES | 6LT57G67F | HIGH BAY AND LOW BAY | 6LT57G67F741 | SMART 4
GWS4122BP840 | SMART[4]LB 1M PASANTE ON/OFF HLO 90° 40K | 368 | 1 | 1 | 1 | NR | 8034035057199 | 94054210 | 6LT00 | Lighting | 6LT | CAT. LIGHT | 6LT57G | INDUSTRIAL SPACES | 6LT57G67F | HIGH BAY AND LOW BAY | 6LT57G67F741 | SMART 4
GWS4122BP857 | SMART[4]LB 1M PASANTE ON/OFF HLO 90° 57K | 368 | 1 | 1 | 1 | NR | 8034035064111 | 94054210 | 6LT00 | Lighting | 6LT | CAT. LIGHT | 6LT57G | INDUSTRIAL SPACES | 6LT57G67F | HIGH BAY AND LOW BAY | 6LT57G67F741 | SMART 4
GWS4122BQ830 | SMART[4]LB 1M PASANT.ON/OFF HLO ELÍP.30K | 368 | 1 | 1 | 1 | NR | 8034035064128 | 94054210 | 6LT00 | Lighting | 6LT | CAT. LIGHT | 6LT57G | INDUSTRIAL SPACES | 6LT57G67F | HIGH BAY AND LOW BAY | 6LT57G67F741 | SMART 4
GWS4122BQ840 | SMART[4]LB 1M PASANT.ON/OFF HLO ELÍP.40K | 368 | 1 | 1 | 1 | NR | 8034035064135 | 94054210 | 6LT00 | Lighting | 6LT | CAT. LIGHT | 6LT57G | INDUSTRIAL SPACES | 6LT57G67F | HIGH BAY AND LOW BAY | 6LT57G67F741 | SMART 4
GWS4122BQ857 | SMART[4]LB 1M PASANT.ON/OFF HLO ELÍP.57K | 368 | 1 | 1 | 1 | NR | 8034035064142 | 94054210 | 6LT00 | Lighting | 6LT | CAT. LIGHT | 6LT57G | INDUSTRIAL SPACES | 6LT57G67F | HIGH BAY AND LOW BAY | 6LT57G67F741 | SMART 4
GWS4123AA830 | SMART[4]LB 1M PASANTE DALI ARR.30K | 375 | 1 | 1 | 1 | NR | 8034035062261 | 94054210 | 6LT00 | Lighting | 6LT | CAT. LIGHT | 6LT57G | INDUSTRIAL SPACES | 6LT57G67F | HIGH BAY AND LOW BAY | 6LT57G67F741 | SMART 4
GWS4123AA840 | SMART[4]LB 1M PASANTE DALI ARR.40K | 375 | 1 | 1 | 1 | NR | 8034035057205 | 94054210 | 6LT00 | Lighting | 6LT | CAT. LIGHT | 6LT57G | INDUSTRIAL SPACES | 6LT57G67F | HIGH BAY AND LOW BAY | 6LT57G67F741 | SMART 4
GWS4123AA857 | SMART[4]LB 1M PASANTE DALI ARR.57K | 375 | 1 | 1 | 1 | NR | 8034035062278 | 94054210 | 6LT00 | Lighting | 6LT | CAT. LIGHT | 6LT57G | INDUSTRIAL SPACES | 6LT57G67F | HIGH BAY AND LOW BAY | 6LT57G67F741 | SMART 4
GWS4123AC830 | SMART[4]LB 1M PASANTE DALI ASIM.30K | 406 | 1 | 1 | 1 | NR | 8034035062285 | 94054210 | 6LT00 | Lighting | 6LT | CAT. LIGHT | 6LT57G | INDUSTRIAL SPACES | 6LT57G67F | HIGH BAY AND LOW BAY | 6LT57G67F741 | SMART 4
GWS4123AC840 | SMART[4]LB 1M PASANTE DALI ASIM.40K | 406 | 1 | 1 | 1 | NR | 8034035062292 | 94054210 | 6LT00 | Lighting | 6LT | CAT. LIGHT | 6LT57G | INDUSTRIAL SPACES | 6LT57G67F | HIGH BAY AND LOW BAY | 6LT57G67F741 | SMART 4
GWS4123AC857 | SMART[4]LB 1M PASANTE DALI ASIM.57K | 406 | 1 | 1 | 1 | NR | 8034035062308 | 94054210 | 6LT00 | Lighting | 6LT | CAT. LIGHT | 6LT57G | INDUSTRIAL SPACES | 6LT57G67F | HIGH BAY AND LOW BAY | 6LT57G67F741 | SMART 4
GWS4123AF830 | SMART[4]LB 1M PASANTE DALI 30° 30K | 406 | 1 | 1 | 1 | NR | 8034035062315 | 94054210 | 6LT00 | Lighting | 6LT | CAT. LIGHT | 6LT57G | INDUSTRIAL SPACES | 6LT57G67F | HIGH BAY AND LOW BAY | 6LT57G67F741 | SMART 4
GWS4123AF840 | SMART[4]LB 1M PASANTE DALI 30° 40K | 406 | 1 | 1 | 1 | NR | 8034035062322 | 94054210 | 6LT00 | Lighting | 6LT | CAT. LIGHT | 6LT57G | INDUSTRIAL SPACES | 6LT57G67F | HIGH BAY AND LOW BAY | 6LT57G67F741 | SMART 4
GWS4123AF857 | SMART[4]LB 1M PASANTE DALI 30° 57K | 406 | 1 | 1 | 1 | NR | 8034035062339 | 94054210 | 6LT00 | Lighting | 6LT | CAT. LIGHT | 6LT57G | INDUSTRIAL SPACES | 6LT57G67F | HIGH BAY AND LOW BAY | 6LT57G67F741 | SMART 4
GWS4123AH830 | SMART[4]LB 1M PASANTE DALI 60° 30K | 406 | 1 | 1 | 1 | NR | 8034035062346 | 94054210 | 6LT00 | Lighting | 6LT | CAT. LIGHT | 6LT57G | INDUSTRIAL SPACES | 6LT57G67F | HIGH BAY AND LOW BAY | 6LT57G67F741 | SMART 4
GWS4123AH840 | SMART[4]LB 1M PASANTE DALI 60° 40K | 406 | 1 | 1 | 1 | NR | 8034035040368 | 94054210 | 6LT00 | Lighting | 6LT | CAT. LIGHT | 6LT57G | INDUSTRIAL SPACES | 6LT57G67F | HIGH BAY AND LOW BAY | 6LT57G67F741 | SMART 4
GWS4123AH857 | SMART[4]LB 1M PASANTE DALI 60° 57K | 406 | 1 | 1 | 1 | NR | 8034035062353 | 94054210 | 6LT00 | Lighting | 6LT | CAT. LIGHT | 6LT57G | INDUSTRIAL SPACES | 6LT57G67F | HIGH BAY AND LOW BAY | 6LT57G67F741 | SMART 4
GWS4123AP830 | SMART[4]LB 1M PASANTE DALI 90° 30K | 406 | 1 | 1 | 1 | NR | 8034035062360 | 94054210 | 6LT00 | Lighting | 6LT | CAT. LIGHT | 6LT57G | INDUSTRIAL SPACES | 6LT57G67F | HIGH BAY AND LOW BAY | 6LT57G67F741 | SMART 4
GWS4123AP840 | SMART[4]LB 1M PASANTE DALI 90° 40K | 406 | 1 | 1 | 1 | NR | 8034035040450 | 94054210 | 6LT00 | Lighting | 6LT | CAT. LIGHT | 6LT57G | INDUSTRIAL SPACES | 6LT57G67F | HIGH BAY AND LOW BAY | 6LT57G67F741 | SMART 4
GWS4123AP857 | SMART[4]LB 1M PASANTE DALI 90° 57K | 406 | 1 | 1 | 1 | NR | 8034035062377 | 94054210 | 6LT00 | Lighting | 6LT | CAT. LIGHT | 6LT57G | INDUSTRIAL SPACES | 6LT57G67F | HIGH BAY AND LOW BAY | 6LT57G67F741 | SMART 4
GWS4123AQ830 | SMART[4]LB 1M PASANTE DALI ELÍPT.30K | 406 | 1 | 1 | 1 | NR | 8034035062384 | 94054210 | 6LT00 | Lighting | 6LT | CAT. LIGHT | 6LT57G | INDUSTRIAL SPACES | 6LT57G67F | HIGH BAY AND LOW BAY | 6LT57G67F741 | SMART 4
GWS4123AQ840 | SMART[4]LB 1M PASANTE DALI ELÍPT.40K | 406 | 1 | 1 | 1 | NR | 8034035062391 | 94054210 | 6LT00 | Lighting | 6LT | CAT. LIGHT | 6LT57G | INDUSTRIAL SPACES | 6LT57G67F | HIGH BAY AND LOW BAY | 6LT57G67F741 | SMART 4
GWS4123AQ857 | SMART[4]LB 1M PASANTE DALI ELÍPT.57K | 406 | 1 | 1 | 1 | NR | 8034035062407 | 94054210 | 6LT00 | Lighting | 6LT | CAT. LIGHT | 6LT57G | INDUSTRIAL SPACES | 6LT57G67F | HIGH BAY AND LOW BAY | 6LT57G67F741 | SMART 4
GWS4123BA830 | SMART[4]LB 1M PASANTE DALI HLO ARR.30K | 375 | 1 | 1 | 1 | NR | 8034035064159 | 94054210 | 6LT00 | Lighting | 6LT | CAT. LIGHT | 6LT57G | INDUSTRIAL SPACES | 6LT57G67F | HIGH BAY AND LOW BAY | 6LT57G67F741 | SMART 4
GWS4123BA840 | SMART[4]LB 1M PASANTE DALI HLO ARR.40K | 375 | 1 | 1 | 1 | NR | 8034035057236 | 94054210 | 6LT00 | Lighting | 6LT | CAT. LIGHT | 6LT57G | INDUSTRIAL SPACES | 6LT57G67F | HIGH BAY AND LOW BAY | 6LT57G67F741 | SMART 4
GWS4123BA857 | SMART[4]LB 1M PASANTE DALI HLO ARR.57K | 375 | 1 | 1 | 1 | NR | 8034035064166 | 94054210 | 6LT00 | Lighting | 6LT | CAT. LIGHT | 6LT57G | INDUSTRIAL SPACES | 6LT57G67F | HIGH BAY AND LOW BAY | 6LT57G67F741 | SMART 4
GWS4123BC830 | SMART[4]LB 1M PASANTE DALI HLO ASIM.30K | 406 | 1 | 1 | 1 | NR | 8034035064173 | 94054210 | 6LT00 | Lighting | 6LT | CAT. LIGHT | 6LT57G | INDUSTRIAL SPACES | 6LT57G67F | HIGH BAY AND LOW BAY | 6LT57G67F741 | SMART 4
GWS4123BC840 | SMART[4]LB 1M PASANTE DALI HLO ASIM.40K | 406 | 1 | 1 | 1 | NR | 8034035064180 | 94054210 | 6LT00 | Lighting | 6LT | CAT. LIGHT | 6LT57G | INDUSTRIAL SPACES | 6LT57G67F | HIGH BAY AND LOW BAY | 6LT57G67F741 | SMART 4
GWS4123BC857 | SMART[4]LB 1M PASANTE DALI HLO ASIM.57K | 406 | 1 | 1 | 1 | NR | 8034035064197 | 94054210 | 6LT00 | Lighting | 6LT | CAT. LIGHT | 6LT57G | INDUSTRIAL SPACES | 6LT57G67F | HIGH BAY AND LOW BAY | 6LT57G67F741 | SMART 4
GWS4123BF830 | SMART[4]LB 1M PASANTE DALI HLO 30° 30K | 406 | 1 | 1 | 1 | NR | 8034035064203 | 94054210 | 6LT00 | Lighting | 6LT | CAT. LIGHT | 6LT57G | INDUSTRIAL SPACES | 6LT57G67F | HIGH BAY AND LOW BAY | 6LT57G67F741 | SMART 4
GWS4123BF840 | SMART[4]LB 1M PASANTE DALI HLO 30° 40K | 406 | 1 | 1 | 1 | NR | 8034035041273 | 94054210 | 6LT00 | Lighting | 6LT | CAT. LIGHT | 6LT57G | INDUSTRIAL SPACES | 6LT57G67F | HIGH BAY AND LOW BAY | 6LT57G67F741 | SMART 4
GWS4123BF857 | SMART[4]LB 1M PASANTE DALI HLO 30° 57K | 406 | 1 | 1 | 1 | NR | 8034035064210 | 94054210 | 6LT00 | Lighting | 6LT | CAT. LIGHT | 6LT57G | INDUSTRIAL SPACES | 6LT57G67F | HIGH BAY AND LOW BAY | 6LT57G67F741 | SMART 4
GWS4123BH830 | SMART[4]LB 1M PASANTE DALI HLO 60° 30K | 406 | 1 | 1 | 1 | NR | 8034035064227 | 94054210 | 6LT00 | Lighting | 6LT | CAT. LIGHT | 6LT57G | INDUSTRIAL SPACES | 6LT57G67F | HIGH BAY AND LOW BAY | 6LT57G67F741 | SMART 4
GWS4123BH840 | SMART[4]LB 1M PASANTE DALI HLO 60° 40K | 406 | 1 | 1 | 1 | NR | 8034035057229 | 94054210 | 6LT00 | Lighting | 6LT | CAT. LIGHT | 6LT57G | INDUSTRIAL SPACES | 6LT57G67F | HIGH BAY AND LOW BAY | 6LT57G67F741 | SMART 4
GWS4123BH857 | SMART[4]LB 1M PASANTE DALI HLO 60° 57K | 406 | 1 | 1 | 1 | NR | 8034035064234 | 94054210 | 6LT00 | Lighting | 6LT | CAT. LIGHT | 6LT57G | INDUSTRIAL SPACES | 6LT57G67F | HIGH BAY AND LOW BAY | 6LT57G67F741 | SMART 4
GWS4123BP830 | SMART[4]LB 1M PASANTE DALI HLO 90° 30K | 406 | 1 | 1 | 1 | NR | 8034035064241 | 94054210 | 6LT00 | Lighting | 6LT | CAT. LIGHT | 6LT57G | INDUSTRIAL SPACES | 6LT57G67F | HIGH BAY AND LOW BAY | 6LT57G67F741 | SMART 4
GWS4123BP840 | SMART[4]LB 1M PASANTE DALI HLO 90° 40K | 406 | 1 | 1 | 1 | NR | 8034035057243 | 94054210 | 6LT00 | Lighting | 6LT | CAT. LIGHT | 6LT57G | INDUSTRIAL SPACES | 6LT57G67F | HIGH BAY AND LOW BAY | 6LT57G67F741 | SMART 4
GWS4123BP857 | SMART[4]LB 1M PASANTE DALI HLO 90° 57K | 406 | 1 | 1 | 1 | NR | 8034035064258 | 94054210 | 6LT00 | Lighting | 6LT | CAT. LIGHT | 6LT57G | INDUSTRIAL SPACES | 6LT57G67F | HIGH BAY AND LOW BAY | 6LT57G67F741 | SMART 4
GWS4123BQ830 | SMART[4]LB 1M PASANTE DALI HLO ELÍPT.30K | 406 | 1 | 1 | 1 | NR | 8034035064265 | 94054210 | 6LT00 | Lighting | 6LT | CAT. LIGHT | 6LT57G | INDUSTRIAL SPACES | 6LT57G67F | HIGH BAY AND LOW BAY | 6LT57G67F741 | SMART 4
GWS4123BQ840 | SMART[4]LB 1M PASANTE DALI HLO ELÍPT.40K | 406 | 1 | 1 | 1 | NR | 8034035064272 | 94054210 | 6LT00 | Lighting | 6LT | CAT. LIGHT | 6LT57G | INDUSTRIAL SPACES | 6LT57G67F | HIGH BAY AND LOW BAY | 6LT57G67F741 | SMART 4
GWS4123BQ857 | SMART[4]LB 1M PASANTE DALI HLO ELÍPT.57K | 406 | 1 | 1 | 1 | NR | 8034035064289 | 94054210 | 6LT00 | Lighting | 6LT | CAT. LIGHT | 6LT57G | INDUSTRIAL SPACES | 6LT57G67F | HIGH BAY AND LOW BAY | 6LT57G67F741 | SMART 4
GWS4124AA830 | SMART[4]LB 1M EMERGENCIA ARRAY.30K | 781 | 1 | 1 | 1 | NR | 8034035062414 | 94054210 | 6LT00 | Lighting | 6LT | CAT. LIGHT | 6LT57G | INDUSTRIAL SPACES | 6LT57G67F | HIGH BAY AND LOW BAY | 6LT57G67F743 | SMART 4 - SPECIAL
GWS4124AA840 | SMART[4]LB 1M EMERGENCIA ARRAY.40K | 781 | 1 | 1 | 1 | NR | 8034035056628 | 94054210 | 6LT00 | Lighting | 6LT | CAT. LIGHT | 6LT57G | INDUSTRIAL SPACES | 6LT57G67F | HIGH BAY AND LOW BAY | 6LT57G67F743 | SMART 4 - SPECIAL
GWS4124AA857 | SMART[4]LB 1M EMERGENCIA ARRAY.57K | 781 | 1 | 1 | 1 | NR | 8034035062421 | 94054210 | 6LT00 | Lighting | 6LT | CAT. LIGHT | 6LT57G | INDUSTRIAL SPACES | 6LT57G67F | HIGH BAY AND LOW BAY | 6LT57G67F743 | SMART 4 - SPECIAL
GWS4124AC830 | SMART[4]LB 1M EMERGENCIA ASIM.30K | 812 | 1 | 1 | 1 | NR | 8034035062438 | 94054210 | 6LT00 | Lighting | 6LT | CAT. LIGHT | 6LT57G | INDUSTRIAL SPACES | 6LT57G67F | HIGH BAY AND LOW BAY | 6LT57G67F743 | SMART 4 - SPECIAL
GWS4124AC840 | SMART[4]LB 1M EMERGENCIA ASIM.40K | 812 | 1 | 1 | 1 | NR | 8034035062445 | 94054210 | 6LT00 | Lighting | 6LT | CAT. LIGHT | 6LT57G | INDUSTRIAL SPACES | 6LT57G67F | HIGH BAY AND LOW BAY | 6LT57G67F743 | SMART 4 - SPECIAL
GWS4124AC857 | SMART[4]LB 1M EMERGENCIA ASIM.57K | 812 | 1 | 1 | 1 | NR | 8034035062452 | 94054210 | 6LT00 | Lighting | 6LT | CAT. LIGHT | 6LT57G | INDUSTRIAL SPACES | 6LT57G67F | HIGH BAY AND LOW BAY | 6LT57G67F743 | SMART 4 - SPECIAL
GWS4124AF830 | SMART[4]LB 1M EMERGENCIA 30° 30K | 812 | 1 | 1 | 1 | NR | 8034035062469 | 94054210 | 6LT00 | Lighting | 6LT | CAT. LIGHT | 6LT57G | INDUSTRIAL SPACES | 6LT57G67F | HIGH BAY AND LOW BAY | 6LT57G67F743 | SMART 4 - SPECIAL
GWS4124AF840 | SMART[4]LB 1M EMERGENCIA 30° 40K | 812 | 1 | 1 | 1 | NR | 8034035062476 | 94054210 | 6LT00 | Lighting | 6LT | CAT. LIGHT | 6LT57G | INDUSTRIAL SPACES | 6LT57G67F | HIGH BAY AND LOW BAY | 6LT57G67F743 | SMART 4 - SPECIAL
GWS4124AF857 | SMART[4]LB 1M EMERGENCIA 30° 57K | 812 | 1 | 1 | 1 | NR | 8034035062483 | 94054210 | 6LT00 | Lighting | 6LT | CAT. LIGHT | 6LT57G | INDUSTRIAL SPACES | 6LT57G67F | HIGH BAY AND LOW BAY | 6LT57G67F743 | SMART 4 - SPECIAL
GWS4124AH830 | SMART[4]LB 1M EMERGENCIA 60° 30K | 812 | 1 | 1 | 1 | NR | 8034035062490 | 94054210 | 6LT00 | Lighting | 6LT | CAT. LIGHT | 6LT57G | INDUSTRIAL SPACES | 6LT57G67F | HIGH BAY AND LOW BAY | 6LT57G67F743 | SMART 4 - SPECIAL
GWS4124AH840 | SMART[4]LB 1M EMERGENCIA 60° 40K | 812 | 1 | 1 | 1 | NR | 8034035056611 | 94054210 | 6LT00 | Lighting | 6LT | CAT. LIGHT | 6LT57G | INDUSTRIAL SPACES | 6LT57G67F | HIGH BAY AND LOW BAY | 6LT57G67F743 | SMART 4 - SPECIAL
GWS4124AH857 | SMART[4]LB 1M EMERGENCIA 60° 57K | 812 | 1 | 1 | 1 | NR | 8034035062506 | 94054210 | 6LT00 | Lighting | 6LT | CAT. LIGHT | 6LT57G | INDUSTRIAL SPACES | 6LT57G67F | HIGH BAY AND LOW BAY | 6LT57G67F743 | SMART 4 - SPECIAL
GWS4124AP830 | SMART[4]LB 1M EMERGENCIA 90° 30K | 812 | 1 | 1 | 1 | NR | 8034035062513 | 94054210 | 6LT00 | Lighting | 6LT | CAT. LIGHT | 6LT57G | INDUSTRIAL SPACES | 6LT57G67F | HIGH BAY AND LOW BAY | 6LT57G67F743 | SMART 4 - SPECIAL
GWS4124AP840 | SMART[4]LB 1M EMERGENCIA 90° 40K | 812 | 1 | 1 | 1 | NR | 8034035056635 | 94054210 | 6LT00 | Lighting | 6LT | CAT. LIGHT | 6LT57G | INDUSTRIAL SPACES | 6LT57G67F | HIGH BAY AND LOW BAY | 6LT57G67F743 | SMART 4 - SPECIAL
GWS4124AP857 | SMART[4]LB 1M EMERGENCIA 90° 57K | 812 | 1 | 1 | 1 | NR | 8034035062520 | 94054210 | 6LT00 | Lighting | 6LT | CAT. LIGHT | 6LT57G | INDUSTRIAL SPACES | 6LT57G67F | HIGH BAY AND LOW BAY | 6LT57G67F743 | SMART 4 - SPECIAL
GWS4124AQ830 | SMART[4]LB 1M EMERGENCIA ELÍPTICA 30K | 812 | 1 | 1 | 1 | NR | 8034035062537 | 94054210 | 6LT00 | Lighting | 6LT | CAT. LIGHT | 6LT57G | INDUSTRIAL SPACES | 6LT57G67F | HIGH BAY AND LOW BAY | 6LT57G67F743 | SMART 4 - SPECIAL
GWS4124AQ840 | SMART[4]LB 1M EMERGENCIA ELÍPTICA 40K | 812 | 1 | 1 | 1 | NR | 8034035062544 | 94054210 | 6LT00 | Lighting | 6LT | CAT. LIGHT | 6LT57G | INDUSTRIAL SPACES | 6LT57G67F | HIGH BAY AND LOW BAY | 6LT57G67F743 | SMART 4 - SPECIAL
GWS4124AQ857 | SMART[4]LB 1M EMERGENCIA ELÍPTICA 57K | 812 | 1 | 1 | 1 | NR | 8034035062551 | 94054210 | 6LT00 | Lighting | 6LT | CAT. LIGHT | 6LT57G | INDUSTRIAL SPACES | 6LT57G67F | HIGH BAY AND LOW BAY | 6LT57G67F743 | SMART 4 - SPECIAL
GWS4124BA830 | SMART[4]LB 1M EMERGENCIA HLO ARRAY 30K | 781 | 1 | 1 | 1 | NR | 8034035064296 | 94054210 | 6LT00 | Lighting | 6LT | CAT. LIGHT | 6LT57G | INDUSTRIAL SPACES | 6LT57G67F | HIGH BAY AND LOW BAY | 6LT57G67F743 | SMART 4 - SPECIAL
GWS4124BA840 | SMART[4]LB 1M EMERGENCIA HLO ARRAY 40K | 781 | 1 | 1 | 1 | NR | 8034035056659 | 94054210 | 6LT00 | Lighting | 6LT | CAT. LIGHT | 6LT57G | INDUSTRIAL SPACES | 6LT57G67F | HIGH BAY AND LOW BAY | 6LT57G67F743 | SMART 4 - SPECIAL
GWS4124BA857 | SMART[4]LB 1M EMERGENCIA HLO ARRAY 57K | 781 | 1 | 1 | 1 | NR | 8034035064302 | 94054210 | 6LT00 | Lighting | 6LT | CAT. LIGHT | 6LT57G | INDUSTRIAL SPACES | 6LT57G67F | HIGH BAY AND LOW BAY | 6LT57G67F743 | SMART 4 - SPECIAL
GWS4124BC830 | SMART[4]LB 1M EMERGENCIA HLO ASIM.30K | 812 | 1 | 1 | 1 | NR | 8034035064319 | 94054210 | 6LT00 | Lighting | 6LT | CAT. LIGHT | 6LT57G | INDUSTRIAL SPACES | 6LT57G67F | HIGH BAY AND LOW BAY | 6LT57G67F743 | SMART 4 - SPECIAL
GWS4124BC840 | SMART[4]LB 1M EMERGENCIA HLO ASIM.40K | 812 | 1 | 1 | 1 | NR | 8034035064326 | 94054210 | 6LT00 | Lighting | 6LT | CAT. LIGHT | 6LT57G | INDUSTRIAL SPACES | 6LT57G67F | HIGH BAY AND LOW BAY | 6LT57G67F743 | SMART 4 - SPECIAL
GWS4124BC857 | SMART[4]LB 1M EMERGENCIA HLO ASIM.57K | 812 | 1 | 1 | 1 | NR | 8034035064333 | 94054210 | 6LT00 | Lighting | 6LT | CAT. LIGHT | 6LT57G | INDUSTRIAL SPACES | 6LT57G67F | HIGH BAY AND LOW BAY | 6LT57G67F743 | SMART 4 - SPECIAL
GWS4124BF830 | SMART[4]LB 1M EMERGENCIA HLO 30° 30K | 812 | 1 | 1 | 1 | NR | 8034035064340 | 94054210 | 6LT00 | Lighting | 6LT | CAT. LIGHT | 6LT57G | INDUSTRIAL SPACES | 6LT57G67F | HIGH BAY AND LOW BAY | 6LT57G67F743 | SMART 4 - SPECIAL
GWS4124BF840 | SMART[4]LB 1M EMERGENCIA HLO 30° 40K | 812 | 1 | 1 | 1 | NR | 8034035064357 | 94054210 | 6LT00 | Lighting | 6LT | CAT. LIGHT | 6LT57G | INDUSTRIAL SPACES | 6LT57G67F | HIGH BAY AND LOW BAY | 6LT57G67F743 | SMART 4 - SPECIAL
GWS4124BF857 | SMART[4]LB 1M EMERGENCIA HLO 30° 57K | 812 | 1 | 1 | 1 | NR | 8034035064364 | 94054210 | 6LT00 | Lighting | 6LT | CAT. LIGHT | 6LT57G | INDUSTRIAL SPACES | 6LT57G67F | HIGH BAY AND LOW BAY | 6LT57G67F743 | SMART 4 - SPECIAL
GWS4124BH830 | SMART[4]LB 1M EMERGENCIA HLO 60° 30K | 812 | 1 | 1 | 1 | NR | 8034035064371 | 94054210 | 6LT00 | Lighting | 6LT | CAT. LIGHT | 6LT57G | INDUSTRIAL SPACES | 6LT57G67F | HIGH BAY AND LOW BAY | 6LT57G67F743 | SMART 4 - SPECIAL
GWS4124BH840 | SMART[4]LB 1M EMERGENCIA HLO 60° 40K | 812 | 1 | 1 | 1 | NR | 8034035056642 | 94054210 | 6LT00 | Lighting | 6LT | CAT. LIGHT | 6LT57G | INDUSTRIAL SPACES | 6LT57G67F | HIGH BAY AND LOW BAY | 6LT57G67F743 | SMART 4 - SPECIAL
GWS4124BH857 | SMART[4]LB 1M EMERGENCIA HLO 60° 57K | 812 | 1 | 1 | 1 | NR | 8034035064388 | 94054210 | 6LT00 | Lighting | 6LT | CAT. LIGHT | 6LT57G | INDUSTRIAL SPACES | 6LT57G67F | HIGH BAY AND LOW BAY | 6LT57G67F743 | SMART 4 - SPECIAL
GWS4124BP830 | SMART[4]LB 1M EMERGENCIA HLO 90° 30K | 812 | 1 | 1 | 1 | NR | 8034035064395 | 94054210 | 6LT00 | Lighting | 6LT | CAT. LIGHT | 6LT57G | INDUSTRIAL SPACES | 6LT57G67F | HIGH BAY AND LOW BAY | 6LT57G67F743 | SMART 4 - SPECIAL
GWS4124BP840 | SMART[4]LB 1M EMERGENCIA HLO 90° 40K | 812 | 1 | 1 | 1 | NR | 8034035056666 | 94054210 | 6LT00 | Lighting | 6LT | CAT. LIGHT | 6LT57G | INDUSTRIAL SPACES | 6LT57G67F | HIGH BAY AND LOW BAY | 6LT57G67F743 | SMART 4 - SPECIAL
GWS4124BP857 | SMART[4]LB 1M EMERGENCIA HLO 90° 57K | 812 | 1 | 1 | 1 | NR | 8034035064401 | 94054210 | 6LT00 | Lighting | 6LT | CAT. LIGHT | 6LT57G | INDUSTRIAL SPACES | 6LT57G67F | HIGH BAY AND LOW BAY | 6LT57G67F743 | SMART 4 - SPECIAL
GWS4124BQ830 | SMART[4]LB 1M EMERGENCIA HLO ELÍP.30K | 812 | 1 | 1 | 1 | NR | 8034035064418 | 94054210 | 6LT00 | Lighting | 6LT | CAT. LIGHT | 6LT57G | INDUSTRIAL SPACES | 6LT57G67F | HIGH BAY AND LOW BAY | 6LT57G67F743 | SMART 4 - SPECIAL
GWS4124BQ840 | SMART[4]LB 1M EMERGENCIA HLO ELÍP.40K | 812 | 1 | 1 | 1 | NR | 8034035064425 | 94054210 | 6LT00 | Lighting | 6LT | CAT. LIGHT | 6LT57G | INDUSTRIAL SPACES | 6LT57G67F | HIGH BAY AND LOW BAY | 6LT57G67F743 | SMART 4 - SPECIAL
GWS4124BQ857 | SMART[4]LB 1M EMERGENCIA HLO ELÍP.57K | 812 | 1 | 1 | 1 | NR | 8034035064432 | 94054210 | 6LT00 | Lighting | 6LT | CAT. LIGHT | 6LT57G | INDUSTRIAL SPACES | 6LT57G67F | HIGH BAY AND LOW BAY | 6LT57G67F743 | SMART 4 - SPECIAL
GWS4220AA830 | SMART[4]HB 2M ESTÁNDAR ON/OFF ARRAY 30K | 619 | 1 | 1 | 1 | NR | 8034035062568 | 94054210 | 6LT00 | Lighting | 6LT | CAT. LIGHT | 6LT57G | INDUSTRIAL SPACES | 6LT57G67F | HIGH BAY AND LOW BAY | 6LT57G67F741 | SMART 4
GWS4220AA840 | SMART[4]HB 2M ESTÁNDAR ON/OFF ARRAY 40K | 619 | 1 | 1 | 1 | NR | 8034035041358 | 94054210 | 6LT00 | Lighting | 6LT | CAT. LIGHT | 6LT57G | INDUSTRIAL SPACES | 6LT57G67F | HIGH BAY AND LOW BAY | 6LT57G67F741 | SMART 4
GWS4220AA857 | SMART[4]HB 2M ESTÁNDAR ON/OFF ARRAY 57K | 619 | 1 | 1 | 1 | NR | 8034035055652 | 94054210 | 6LT00 | Lighting | 6LT | CAT. LIGHT | 6LT57G | INDUSTRIAL SPACES | 6LT57G67F | HIGH BAY AND LOW BAY | 6LT57G67F741 | SMART 4
GWS4220AC830 | SMART[4]HB 2M ESTÁNDAR ON/OFF ASIM.30K | 677.5 | 1 | 1 | 1 | NR | 8034035062575 | 94054210 | 6LT00 | Lighting | 6LT | CAT. LIGHT | 6LT57G | INDUSTRIAL SPACES | 6LT57G67F | HIGH BAY AND LOW BAY | 6LT57G67F741 | SMART 4
GWS4220AC840 | SMART[4]HB 2M ESTÁNDAR ON/OFF ASIM.40K | 677.5 | 1 | 1 | 1 | NR | 8034035041341 | 94054210 | 6LT00 | Lighting | 6LT | CAT. LIGHT | 6LT57G | INDUSTRIAL SPACES | 6LT57G67F | HIGH BAY AND LOW BAY | 6LT57G67F741 | SMART 4
GWS4220AC857 | SMART[4]HB 2M ESTÁNDAR ON/OFF ASIM.57K | 677.5 | 1 | 1 | 1 | NR | 8034035062582 | 94054210 | 6LT00 | Lighting | 6LT | CAT. LIGHT | 6LT57G | INDUSTRIAL SPACES | 6LT57G67F | HIGH BAY AND LOW BAY | 6LT57G67F741 | SMART 4
GWS4220AF830 | SMART[4]HB 2M ESTÁNDAR ON/OFF 30° 30K | 677.5 | 1 | 1 | 1 | NR | 8034035062599 | 94054210 | 6LT00 | Lighting | 6LT | CAT. LIGHT | 6LT57G | INDUSTRIAL SPACES | 6LT57G67F | HIGH BAY AND LOW BAY | 6LT57G67F741 | SMART 4
GWS4220AF840 | SMART[4]HB 2M ESTÁNDAR ON/OFF 30° 40K | 677.5 | 1 | 1 | 1 | NR | 8034035055638 | 94054210 | 6LT00 | Lighting | 6LT | CAT. LIGHT | 6LT57G | INDUSTRIAL SPACES | 6LT57G67F | HIGH BAY AND LOW BAY | 6LT57G67F741 | SMART 4
GWS4220AF857 | SMART[4]HB 2M ESTÁNDAR ON/OFF 30° 57K | 677.5 | 1 | 1 | 1 | NR | 8034035062605 | 94054210 | 6LT00 | Lighting | 6LT | CAT. LIGHT | 6LT57G | INDUSTRIAL SPACES | 6LT57G67F | HIGH BAY AND LOW BAY | 6LT57G67F741 | SMART 4
GWS4220AH830 | SMART[4]HB 2M ESTÁNDAR ON/OFF 60° 30K | 677.5 | 1 | 1 | 1 | NR | 8034035062612 | 94054210 | 6LT00 | Lighting | 6LT | CAT. LIGHT | 6LT57G | INDUSTRIAL SPACES | 6LT57G67F | HIGH BAY AND LOW BAY | 6LT57G67F741 | SMART 4
GWS4220AH840 | SMART[4]HB 2M ESTÁNDAR ON/OFF 60° 40K | 677.5 | 1 | 1 | 1 | NR | 8034035040863 | 94054210 | 6LT00 | Lighting | 6LT | CAT. LIGHT | 6LT57G | INDUSTRIAL SPACES | 6LT57G67F | HIGH BAY AND LOW BAY | 6LT57G67F741 | SMART 4
GWS4220AH857 | SMART[4]HB 2M ESTÁNDAR ON/OFF 60° 57K | 677.5 | 1 | 1 | 1 | NR | 8034035055645 | 94054210 | 6LT00 | Lighting | 6LT | CAT. LIGHT | 6LT57G | INDUSTRIAL SPACES | 6LT57G67F | HIGH BAY AND LOW BAY | 6LT57G67F741 | SMART 4
GWS4220AP830 | SMART[4]HB 2M ESTÁNDAR ON/OFF 90° 30K | 677.5 | 1 | 1 | 1 | NR | 8034035062629 | 94054210 | 6LT00 | Lighting | 6LT | CAT. LIGHT | 6LT57G | INDUSTRIAL SPACES | 6LT57G67F | HIGH BAY AND LOW BAY | 6LT57G67F741 | SMART 4
GWS4220AP840 | SMART[4]HB 2M ESTÁNDAR ON/OFF 90° 40K | 677.5 | 1 | 1 | 1 | NR | 8034035051289 | 94054210 | 6LT00 | Lighting | 6LT | CAT. LIGHT | 6LT57G | INDUSTRIAL SPACES | 6LT57G67F | HIGH BAY AND LOW BAY | 6LT57G67F741 | SMART 4
GWS4220AP857 | SMART[4]HB 2M ESTÁNDAR ON/OFF 90° 57K | 677.5 | 1 | 1 | 1 | NR | 8034035055669 | 94054210 | 6LT00 | Lighting | 6LT | CAT. LIGHT | 6LT57G | INDUSTRIAL SPACES | 6LT57G67F | HIGH BAY AND LOW BAY | 6LT57G67F741 | SMART 4
GWS4220AQ830 | SMART[4]HB 2M ESTÁNDAR ON/OFF ELÍPT.30K | 677.5 | 1 | 1 | 1 | NR | 8034035062636 | 94054210 | 6LT00 | Lighting | 6LT | CAT. LIGHT | 6LT57G | INDUSTRIAL SPACES | 6LT57G67F | HIGH BAY AND LOW BAY | 6LT57G67F741 | SMART 4
GWS4220AQ840 | SMART[4]HB 2M ESTÁNDAR ON/OFF ELÍPT.40K | 677.5 | 1 | 1 | 1 | NR | 8034035055676 | 94054210 | 6LT00 | Lighting | 6LT | CAT. LIGHT | 6LT57G | INDUSTRIAL SPACES | 6LT57G67F | HIGH BAY AND LOW BAY | 6LT57G67F741 | SMART 4
GWS4220AQ857 | SMART[4]HB 2M ESTÁNDAR ON/OFF ELÍPT.57K | 677.5 | 1 | 1 | 1 | NR | 8034035062643 | 94054210 | 6LT00 | Lighting | 6LT | CAT. LIGHT | 6LT57G | INDUSTRIAL SPACES | 6LT57G67F | HIGH BAY AND LOW BAY | 6LT57G67F741 | SMART 4
GWS4220BA830 | SMART[4]HB 2M ESTÁND. ON/OFF HLO ARR.30K | 619 | 1 | 1 | 1 | NR | 8034035064449 | 94054210 | 6LT00 | Lighting | 6LT | CAT. LIGHT | 6LT57G | INDUSTRIAL SPACES | 6LT57G67F | HIGH BAY AND LOW BAY | 6LT57G67F741 | SMART 4
GWS4220BA840 | SMART[4]HB 2M ESTÁND. ON/OFF HLO ARR.40K | 619 | 1 | 1 | 1 | NR | 8034035041372 | 94054210 | 6LT00 | Lighting | 6LT | CAT. LIGHT | 6LT57G | INDUSTRIAL SPACES | 6LT57G67F | HIGH BAY AND LOW BAY | 6LT57G67F741 | SMART 4
GWS4220BA857 | SMART[4]HB 2M ESTÁND. ON/OFF HLO ARR.57K | 619 | 1 | 1 | 1 | NR | 8034035055706 | 94054210 | 6LT00 | Lighting | 6LT | CAT. LIGHT | 6LT57G | INDUSTRIAL SPACES | 6LT57G67F | HIGH BAY AND LOW BAY | 6LT57G67F741 | SMART 4
GWS4220BC830 | SMART[4]HB 2M ESTÁND. ON/OFF HLO ASI.30K | 677.5 | 1 | 1 | 1 | NR | 8034035064456 | 94054210 | 6LT00 | Lighting | 6LT | CAT. LIGHT | 6LT57G | INDUSTRIAL SPACES | 6LT57G67F | HIGH BAY AND LOW BAY | 6LT57G67F741 | SMART 4
GWS4220BC840 | SMART[4]HB 2M ESTÁND. ON/OFF HLO ASI.40K | 677.5 | 1 | 1 | 1 | NR | 8034035055683 | 94054210 | 6LT00 | Lighting | 6LT | CAT. LIGHT | 6LT57G | INDUSTRIAL SPACES | 6LT57G67F | HIGH BAY AND LOW BAY | 6LT57G67F741 | SMART 4
GWS4220BC857 | SMART[4]HB 2M ESTÁND. ON/OFF HLO ASI.57K | 677.5 | 1 | 1 | 1 | NR | 8034035064463 | 94054210 | 6LT00 | Lighting | 6LT | CAT. LIGHT | 6LT57G | INDUSTRIAL SPACES | 6LT57G67F | HIGH BAY AND LOW BAY | 6LT57G67F741 | SMART 4
GWS4220BF830 | SMART[4]HB 2M ESTÁND. ON/OFF HLO 30° 30K | 677.5 | 1 | 1 | 1 | NR | 8034035064470 | 94054210 | 6LT00 | Lighting | 6LT | CAT. LIGHT | 6LT57G | INDUSTRIAL SPACES | 6LT57G67F | HIGH BAY AND LOW BAY | 6LT57G67F741 | SMART 4
GWS4220BF840 | SMART[4]HB 2M ESTÁND. ON/OFF HLO 30° 40K | 677.5 | 1 | 1 | 1 | NR | 8034035041365 | 94054210 | 6LT00 | Lighting | 6LT | CAT. LIGHT | 6LT57G | INDUSTRIAL SPACES | 6LT57G67F | HIGH BAY AND LOW BAY | 6LT57G67F741 | SMART 4
GWS4220BF857 | SMART[4]HB 2M ESTÁND. ON/OFF HLO 30° 57K | 677.5 | 1 | 1 | 1 | NR | 8034035064487 | 94054210 | 6LT00 | Lighting | 6LT | CAT. LIGHT | 6LT57G | INDUSTRIAL SPACES | 6LT57G67F | HIGH BAY AND LOW BAY | 6LT57G67F741 | SMART 4
GWS4220BH830 | SMART[4]HB 2M ESTÁND. ON/OFF HLO 60° 30K | 677.5 | 1 | 1 | 1 | NR | 8034035064494 | 94054210 | 6LT00 | Lighting | 6LT | CAT. LIGHT | 6LT57G | INDUSTRIAL SPACES | 6LT57G67F | HIGH BAY AND LOW BAY | 6LT57G67F741 | SMART 4
GWS4220BH840 | SMART[4]HB 2M ESTÁND. ON/OFF HLO 60° 40K | 677.5 | 1 | 1 | 1 | NR | 8034035051296 | 94054210 | 6LT00 | Lighting | 6LT | CAT. LIGHT | 6LT57G | INDUSTRIAL SPACES | 6LT57G67F | HIGH BAY AND LOW BAY | 6LT57G67F741 | SMART 4
GWS4220BH857 | SMART[4]HB 2M ESTÁND. ON/OFF HLO 60° 57K | 677.5 | 1 | 1 | 1 | NR | 8034035055690 | 94054210 | 6LT00 | Lighting | 6LT | CAT. LIGHT | 6LT57G | INDUSTRIAL SPACES | 6LT57G67F | HIGH BAY AND LOW BAY | 6LT57G67F741 | SMART 4
GWS4220BP830 | SMART[4]HB 2M ESTÁND. ON/OFF HLO 90° 30K | 677.5 | 1 | 1 | 1 | NR | 8034035064500 | 94054210 | 6LT00 | Lighting | 6LT | CAT. LIGHT | 6LT57G | INDUSTRIAL SPACES | 6LT57G67F | HIGH BAY AND LOW BAY | 6LT57G67F741 | SMART 4
GWS4220BP840 | SMART[4]HB 2M ESTÁND. ON/OFF HLO 90° 40K | 677.5 | 1 | 1 | 1 | NR | 8034035051302 | 94054210 | 6LT00 | Lighting | 6LT | CAT. LIGHT | 6LT57G | INDUSTRIAL SPACES | 6LT57G67F | HIGH BAY AND LOW BAY | 6LT57G67F741 | SMART 4
GWS4220BP857 | SMART[4]HB 2M ESTÁND. ON/OFF HLO 90° 57K | 677.5 | 1 | 1 | 1 | NR | 8034035055713 | 94054210 | 6LT00 | Lighting | 6LT | CAT. LIGHT | 6LT57G | INDUSTRIAL SPACES | 6LT57G67F | HIGH BAY AND LOW BAY | 6LT57G67F741 | SMART 4
GWS4220BQ830 | SMART[4]HB 2M ESTÁND. ON/OFF HLO ELL.30K | 677.5 | 1 | 1 | 1 | NR | 8034035064517 | 94054210 | 6LT00 | Lighting | 6LT | CAT. LIGHT | 6LT57G | INDUSTRIAL SPACES | 6LT57G67F | HIGH BAY AND LOW BAY | 6LT57G67F741 | SMART 4
GWS4220BQ840 | SMART[4]HB 2M ESTÁND. ON/OFF HLO ELL.40K | 677.5 | 1 | 1 | 1 | NR | 8034035055720 | 94054210 | 6LT00 | Lighting | 6LT | CAT. LIGHT | 6LT57G | INDUSTRIAL SPACES | 6LT57G67F | HIGH BAY AND LOW BAY | 6LT57G67F741 | SMART 4
GWS4220BQ857 | SMART[4]HB 2M ESTÁND. ON/OFF HLO ELL.57K | 677.5 | 1 | 1 | 1 | NR | 8034035064524 | 94054210 | 6LT00 | Lighting | 6LT | CAT. LIGHT | 6LT57G | INDUSTRIAL SPACES | 6LT57G67F | HIGH BAY AND LOW BAY | 6LT57G67F741 | SMART 4
GWS4221AA830 | SMART[4]HB 2M ESTÁNDAR DALI ARR.30K | 693 | 1 | 1 | 1 | NR | 8034035062650 | 94054210 | 6LT00 | Lighting | 6LT | CAT. LIGHT | 6LT57G | INDUSTRIAL SPACES | 6LT57G67F | HIGH BAY AND LOW BAY | 6LT57G67F741 | SMART 4
GWS4221AA840 | SMART[4]HB 2M ESTÁNDAR DALI ARR.40K | 693 | 1 | 1 | 1 | NR | 8034035041396 | 94054210 | 6LT00 | Lighting | 6LT | CAT. LIGHT | 6LT57G | INDUSTRIAL SPACES | 6LT57G67F | HIGH BAY AND LOW BAY | 6LT57G67F741 | SMART 4
GWS4221AA857 | SMART[4]HB 2M ESTÁNDAR DALI ARR.57K | 693 | 1 | 1 | 1 | NR | 8034035057267 | 94054210 | 6LT00 | Lighting | 6LT | CAT. LIGHT | 6LT57G | INDUSTRIAL SPACES | 6LT57G67F | HIGH BAY AND LOW BAY | 6LT57G67F741 | SMART 4
GWS4221AC830 | SMART[4]HB 2M ESTÁNDAR DALI ASI.30K | 752.5 | 1 | 1 | 1 | NR | 8034035062667 | 94054210 | 6LT00 | Lighting | 6LT | CAT. LIGHT | 6LT57G | INDUSTRIAL SPACES | 6LT57G67F | HIGH BAY AND LOW BAY | 6LT57G67F741 | SMART 4
GWS4221AC840 | SMART[4]HB 2M ESTÁNDAR DALI ASI.40K | 752.5 | 1 | 1 | 1 | NR | 8034035041389 | 94054210 | 6LT00 | Lighting | 6LT | CAT. LIGHT | 6LT57G | INDUSTRIAL SPACES | 6LT57G67F | HIGH BAY AND LOW BAY | 6LT57G67F741 | SMART 4
GWS4221AC857 | SMART[4]HB 2M ESTÁNDAR DALI ASI.57K | 752.5 | 1 | 1 | 1 | NR | 8034035062674 | 94054210 | 6LT00 | Lighting | 6LT | CAT. LIGHT | 6LT57G | INDUSTRIAL SPACES | 6LT57G67F | HIGH BAY AND LOW BAY | 6LT57G67F741 | SMART 4
GWS4221AF830 | SMART[4]HB 2M ESTÁNDAR DALI 30° 30K | 752.5 | 1 | 1 | 1 | NR | 8034035062681 | 94054210 | 6LT00 | Lighting | 6LT | CAT. LIGHT | 6LT57G | INDUSTRIAL SPACES | 6LT57G67F | HIGH BAY AND LOW BAY | 6LT57G67F741 | SMART 4
GWS4221AF840 | SMART[4]HB 2M ESTÁNDAR DALI 30° 40K | 752.5 | 1 | 1 | 1 | NR | 8034035055737 | 94054210 | 6LT00 | Lighting | 6LT | CAT. LIGHT | 6LT57G | INDUSTRIAL SPACES | 6LT57G67F | HIGH BAY AND LOW BAY | 6LT57G67F741 | SMART 4
GWS4221AF857 | SMART[4]HB 2M ESTÁNDAR DALI 30° 57K | 752.5 | 1 | 1 | 1 | NR | 8034035062698 | 94054210 | 6LT00 | Lighting | 6LT | CAT. LIGHT | 6LT57G | INDUSTRIAL SPACES | 6LT57G67F | HIGH BAY AND LOW BAY | 6LT57G67F741 | SMART 4
GWS4221AH830 | SMART[4]HB 2M ESTÁNDAR DALI 60° 30K | 752.5 | 1 | 1 | 1 | NR | 8034035062704 | 94054210 | 6LT00 | Lighting | 6LT | CAT. LIGHT | 6LT57G | INDUSTRIAL SPACES | 6LT57G67F | HIGH BAY AND LOW BAY | 6LT57G67F741 | SMART 4
GWS4221AH840 | SMART[4]HB 2M ESTÁNDAR DALI 60° 40K | 752.5 | 1 | 1 | 1 | NR | 8034035040870 | 94054210 | 6LT00 | Lighting | 6LT | CAT. LIGHT | 6LT57G | INDUSTRIAL SPACES | 6LT57G67F | HIGH BAY AND LOW BAY | 6LT57G67F741 | SMART 4
GWS4221AH857 | SMART[4]HB 2M ESTÁNDAR DALI 60° 57K | 752.5 | 1 | 1 | 1 | NR | 8034035057250 | 94054210 | 6LT00 | Lighting | 6LT | CAT. LIGHT | 6LT57G | INDUSTRIAL SPACES | 6LT57G67F | HIGH BAY AND LOW BAY | 6LT57G67F741 | SMART 4
GWS4221AP830 | SMART[4]HB 2M ESTÁNDAR DALI 90° 30K | 752.5 | 1 | 1 | 1 | NR | 8034035062711 | 94054210 | 6LT00 | Lighting | 6LT | CAT. LIGHT | 6LT57G | INDUSTRIAL SPACES | 6LT57G67F | HIGH BAY AND LOW BAY | 6LT57G67F741 | SMART 4
GWS4221AP840 | SMART[4]HB 2M ESTÁNDAR DALI 90° 40K | 752.5 | 1 | 1 | 1 | NR | 8034035051319 | 94054210 | 6LT00 | Lighting | 6LT | CAT. LIGHT | 6LT57G | INDUSTRIAL SPACES | 6LT57G67F | HIGH BAY AND LOW BAY | 6LT57G67F741 | SMART 4
GWS4221AP857 | SMART[4]HB 2M ESTÁNDAR DALI 90° 57K | 752.5 | 1 | 1 | 1 | NR | 8034035057274 | 94054210 | 6LT00 | Lighting | 6LT | CAT. LIGHT | 6LT57G | INDUSTRIAL SPACES | 6LT57G67F | HIGH BAY AND LOW BAY | 6LT57G67F741 | SMART 4
GWS4221AQ830 | SMART[4]HB 2M ESTÁNDAR DALI ELÍPTICA 30K | 752.5 | 1 | 1 | 1 | NR | 8034035062728 | 94054210 | 6LT00 | Lighting | 6LT | CAT. LIGHT | 6LT57G | INDUSTRIAL SPACES | 6LT57G67F | HIGH BAY AND LOW BAY | 6LT57G67F741 | SMART 4
GWS4221AQ840 | SMART[4]HB 2M ESTÁNDAR DALI ELÍPTICA 40K | 752.5 | 1 | 1 | 1 | NR | 8034035055744 | 94054210 | 6LT00 | Lighting | 6LT | CAT. LIGHT | 6LT57G | INDUSTRIAL SPACES | 6LT57G67F | HIGH BAY AND LOW BAY | 6LT57G67F741 | SMART 4
GWS4221AQ857 | SMART[4]HB 2M ESTÁNDAR DALI ELÍPTICA 57K | 752.5 | 1 | 1 | 1 | NR | 8034035062735 | 94054210 | 6LT00 | Lighting | 6LT | CAT. LIGHT | 6LT57G | INDUSTRIAL SPACES | 6LT57G67F | HIGH BAY AND LOW BAY | 6LT57G67F741 | SMART 4
GWS4221BA830 | SMART[4]HB 2M ESTÁNDAR DALI HLO ARR.30K | 693 | 1 | 1 | 1 | NR | 8034035064531 | 94054210 | 6LT00 | Lighting | 6LT | CAT. LIGHT | 6LT57G | INDUSTRIAL SPACES | 6LT57G67F | HIGH BAY AND LOW BAY | 6LT57G67F741 | SMART 4
GWS4221BA840 | SMART[4]HB 2M ESTÁNDAR DALI HLO ARR.40K | 693 | 1 | 1 | 1 | NR | 8034035041419 | 94054210 | 6LT00 | Lighting | 6LT | CAT. LIGHT | 6LT57G | INDUSTRIAL SPACES | 6LT57G67F | HIGH BAY AND LOW BAY | 6LT57G67F741 | SMART 4
GWS4221BA857 | SMART[4]HB 2M ESTÁNDAR DALI HLO ARR.57K | 693 | 1 | 1 | 1 | NR | 8034035057298 | 94054210 | 6LT00 | Lighting | 6LT | CAT. LIGHT | 6LT57G | INDUSTRIAL SPACES | 6LT57G67F | HIGH BAY AND LOW BAY | 6LT57G67F741 | SMART 4
GWS4221BC830 | SMART[4]HB 2M ESTÁNDAR DALI HLO ASIM.30K | 752.5 | 1 | 1 | 1 | NR | 8034035064548 | 94054210 | 6LT00 | Lighting | 6LT | CAT. LIGHT | 6LT57G | INDUSTRIAL SPACES | 6LT57G67F | HIGH BAY AND LOW BAY | 6LT57G67F741 | SMART 4
GWS4221BC840 | SMART[4]HB 2M ESTÁNDAR DALI HLO ASIM.40K | 752.5 | 1 | 1 | 1 | NR | 8034035055751 | 94054210 | 6LT00 | Lighting | 6LT | CAT. LIGHT | 6LT57G | INDUSTRIAL SPACES | 6LT57G67F | HIGH BAY AND LOW BAY | 6LT57G67F741 | SMART 4
GWS4221BC857 | SMART[4]HB 2M ESTÁNDAR DALI HLO ASIM.57K | 752.5 | 1 | 1 | 1 | NR | 8034035064555 | 94054210 | 6LT00 | Lighting | 6LT | CAT. LIGHT | 6LT57G | INDUSTRIAL SPACES | 6LT57G67F | HIGH BAY AND LOW BAY | 6LT57G67F741 | SMART 4
GWS4221BF830 | SMART[4]HB 2M ESTÁNDAR DALI HLO 30° 30K | 752.5 | 1 | 1 | 1 | NR | 8034035064562 | 94054210 | 6LT00 | Lighting | 6LT | CAT. LIGHT | 6LT57G | INDUSTRIAL SPACES | 6LT57G67F | HIGH BAY AND LOW BAY | 6LT57G67F741 | SMART 4
GWS4221BF840 | SMART[4]HB 2M ESTÁNDAR DALI HLO 30° 40K | 752.5 | 1 | 1 | 1 | NR | 8034035041402 | 94054210 | 6LT00 | Lighting | 6LT | CAT. LIGHT | 6LT57G | INDUSTRIAL SPACES | 6LT57G67F | HIGH BAY AND LOW BAY | 6LT57G67F741 | SMART 4
GWS4221BF857 | SMART[4]HB 2M ESTÁNDAR DALI HLO 30° 57K | 752.5 | 1 | 1 | 1 | NR | 8034035064579 | 94054210 | 6LT00 | Lighting | 6LT | CAT. LIGHT | 6LT57G | INDUSTRIAL SPACES | 6LT57G67F | HIGH BAY AND LOW BAY | 6LT57G67F741 | SMART 4
GWS4221BH830 | SMART[4]HB 2M ESTÁNDAR DALI HLO 60° 30K | 752.5 | 1 | 1 | 1 | NR | 8034035064586 | 94054210 | 6LT00 | Lighting | 6LT | CAT. LIGHT | 6LT57G | INDUSTRIAL SPACES | 6LT57G67F | HIGH BAY AND LOW BAY | 6LT57G67F741 | SMART 4
GWS4221BH840 | SMART[4]HB 2M ESTÁNDAR DALI HLO 60° 40K | 752.5 | 1 | 1 | 1 | NR | 8034035040887 | 94054210 | 6LT00 | Lighting | 6LT | CAT. LIGHT | 6LT57G | INDUSTRIAL SPACES | 6LT57G67F | HIGH BAY AND LOW BAY | 6LT57G67F741 | SMART 4
GWS4221BH857 | SMART[4]HB 2M ESTÁNDAR DALI HLO 60° 57K | 752.5 | 1 | 1 | 1 | NR | 8034035057281 | 94054210 | 6LT00 | Lighting | 6LT | CAT. LIGHT | 6LT57G | INDUSTRIAL SPACES | 6LT57G67F | HIGH BAY AND LOW BAY | 6LT57G67F741 | SMART 4
GWS4221BP830 | SMART[4]HB 2M ESTÁNDAR DALI HLO 90° 30K | 752.5 | 1 | 1 | 1 | NR | 8034035064593 | 94054210 | 6LT00 | Lighting | 6LT | CAT. LIGHT | 6LT57G | INDUSTRIAL SPACES | 6LT57G67F | HIGH BAY AND LOW BAY | 6LT57G67F741 | SMART 4
GWS4221BP840 | SMART[4]HB 2M ESTÁNDAR DALI HLO 90° 40K | 752.5 | 1 | 1 | 1 | NR | 8034035051326 | 94054210 | 6LT00 | Lighting | 6LT | CAT. LIGHT | 6LT57G | INDUSTRIAL SPACES | 6LT57G67F | HIGH BAY AND LOW BAY | 6LT57G67F741 | SMART 4
GWS4221BP857 | SMART[4]HB 2M ESTÁNDAR DALI HLO 90° 57K | 752.5 | 1 | 1 | 1 | NR | 8034035057304 | 94054210 | 6LT00 | Lighting | 6LT | CAT. LIGHT | 6LT57G | INDUSTRIAL SPACES | 6LT57G67F | HIGH BAY AND LOW BAY | 6LT57G67F741 | SMART 4
GWS4221BQ830 | SMART[4]HB 2M ESTÁND. DALI HLO ELÍPT.30K | 752.5 | 1 | 1 | 1 | NR | 8034035064609 | 94054210 | 6LT00 | Lighting | 6LT | CAT. LIGHT | 6LT57G | INDUSTRIAL SPACES | 6LT57G67F | HIGH BAY AND LOW BAY | 6LT57G67F741 | SMART 4
GWS4221BQ840 | SMART[4]HB 2M ESTÁND. DALI HLO ELÍPT.40K | 752.5 | 1 | 1 | 1 | NR | 8034035055768 | 94054210 | 6LT00 | Lighting | 6LT | CAT. LIGHT | 6LT57G | INDUSTRIAL SPACES | 6LT57G67F | HIGH BAY AND LOW BAY | 6LT57G67F741 | SMART 4
GWS4221BQ857 | SMART[4]HB 2M ESTÁND. DALI HLO ELÍPT.57K | 752.5 | 1 | 1 | 1 | NR | 8034035064616 | 94054210 | 6LT00 | Lighting | 6LT | CAT. LIGHT | 6LT57G | INDUSTRIAL SPACES | 6LT57G67F | HIGH BAY AND LOW BAY | 6LT57G67F741 | SMART 4
GWS4222AA830 | SMART[4]HB 2M PASANTE ON/OFF ARR.30K | 677.5 | 1 | 1 | 1 | NR | 8034035062742 | 94054210 | 6LT00 | Lighting | 6LT | CAT. LIGHT | 6LT57G | INDUSTRIAL SPACES | 6LT57G67F | HIGH BAY AND LOW BAY | 6LT57G67F741 | SMART 4
GWS4222AA840 | SMART[4]HB 2M PASANTE ON/OFF ARR.40K | 677.5 | 1 | 1 | 1 | NR | 8034035057311 | 94054210 | 6LT00 | Lighting | 6LT | CAT. LIGHT | 6LT57G | INDUSTRIAL SPACES | 6LT57G67F | HIGH BAY AND LOW BAY | 6LT57G67F741 | SMART 4
GWS4222AA857 | SMART[4]HB 2M PASANTE ON/OFF ARR.57K | 677.5 | 1 | 1 | 1 | NR | 8034035062759 | 94054210 | 6LT00 | Lighting | 6LT | CAT. LIGHT | 6LT57G | INDUSTRIAL SPACES | 6LT57G67F | HIGH BAY AND LOW BAY | 6LT57G67F741 | SMART 4
GWS4222AC830 | SMART[4]HB 2M PASANTE ON/OFF ASI.30K | 737 | 1 | 1 | 1 | NR | 8034035062766 | 94054210 | 6LT00 | Lighting | 6LT | CAT. LIGHT | 6LT57G | INDUSTRIAL SPACES | 6LT57G67F | HIGH BAY AND LOW BAY | 6LT57G67F741 | SMART 4
GWS4222AC840 | SMART[4]HB 2M PASANTE ON/OFF ASI.40K | 737 | 1 | 1 | 1 | NR | 8034035062773 | 94054210 | 6LT00 | Lighting | 6LT | CAT. LIGHT | 6LT57G | INDUSTRIAL SPACES | 6LT57G67F | HIGH BAY AND LOW BAY | 6LT57G67F741 | SMART 4
GWS4222AC857 | SMART[4]HB 2M PASANTE ON/OFF ASI.57K | 737 | 1 | 1 | 1 | NR | 8034035062780 | 94054210 | 6LT00 | Lighting | 6LT | CAT. LIGHT | 6LT57G | INDUSTRIAL SPACES | 6LT57G67F | HIGH BAY AND LOW BAY | 6LT57G67F741 | SMART 4
GWS4222AF830 | SMART[4]HB 2M PASANTE ON/OFF 30° 30K | 737 | 1 | 1 | 1 | NR | 8034035062797 | 94054210 | 6LT00 | Lighting | 6LT | CAT. LIGHT | 6LT57G | INDUSTRIAL SPACES | 6LT57G67F | HIGH BAY AND LOW BAY | 6LT57G67F741 | SMART 4
GWS4222AF840 | SMART[4]HB 2M PASANTE ON/OFF 30° 40K | 737 | 1 | 1 | 1 | NR | 8034035062803 | 94054210 | 6LT00 | Lighting | 6LT | CAT. LIGHT | 6LT57G | INDUSTRIAL SPACES | 6LT57G67F | HIGH BAY AND LOW BAY | 6LT57G67F741 | SMART 4
GWS4222AF857 | SMART[4]HB 2M PASANTE ON/OFF 30° 57K | 737 | 1 | 1 | 1 | NR | 8034035062810 | 94054210 | 6LT00 | Lighting | 6LT | CAT. LIGHT | 6LT57G | INDUSTRIAL SPACES | 6LT57G67F | HIGH BAY AND LOW BAY | 6LT57G67F741 | SMART 4
GWS4222AH830 | SMART[4]HB 2M PASANTE ON/OFF 60° 30K | 737 | 1 | 1 | 1 | NR | 8034035062827 | 94054210 | 6LT00 | Lighting | 6LT | CAT. LIGHT | 6LT57G | INDUSTRIAL SPACES | 6LT57G67F | HIGH BAY AND LOW BAY | 6LT57G67F741 | SMART 4
GWS4222AH840 | SMART[4]HB 2M PASANTE ON/OFF 60° 40K | 737 | 1 | 1 | 1 | NR | 8034035040894 | 94054210 | 6LT00 | Lighting | 6LT | CAT. LIGHT | 6LT57G | INDUSTRIAL SPACES | 6LT57G67F | HIGH BAY AND LOW BAY | 6LT57G67F741 | SMART 4
GWS4222AH857 | SMART[4]HB 2M PASANTE ON/OFF 60° 57K | 737 | 1 | 1 | 1 | NR | 8034035062834 | 94054210 | 6LT00 | Lighting | 6LT | CAT. LIGHT | 6LT57G | INDUSTRIAL SPACES | 6LT57G67F | HIGH BAY AND LOW BAY | 6LT57G67F741 | SMART 4
GWS4222AP830 | SMART[4]HB 2M PASANTE ON/OFF 90° 30K | 737 | 1 | 1 | 1 | NR | 8034035062841 | 94054210 | 6LT00 | Lighting | 6LT | CAT. LIGHT | 6LT57G | INDUSTRIAL SPACES | 6LT57G67F | HIGH BAY AND LOW BAY | 6LT57G67F741 | SMART 4
GWS4222AP840 | SMART[4]HB 2M PASANTE ON/OFF 90° 40K | 737 | 1 | 1 | 1 | NR | 8034035057328 | 94054210 | 6LT00 | Lighting | 6LT | CAT. LIGHT | 6LT57G | INDUSTRIAL SPACES | 6LT57G67F | HIGH BAY AND LOW BAY | 6LT57G67F741 | SMART 4
GWS4222AP857 | SMART[4]HB 2M PASANTE ON/OFF 90° 57K | 737 | 1 | 1 | 1 | NR | 8034035062858 | 94054210 | 6LT00 | Lighting | 6LT | CAT. LIGHT | 6LT57G | INDUSTRIAL SPACES | 6LT57G67F | HIGH BAY AND LOW BAY | 6LT57G67F741 | SMART 4
GWS4222AQ830 | SMART[4]HB 2M PASANTE ON/OFF ELÍPT. 30K | 737 | 1 | 1 | 1 | NR | 8034035062865 | 94054210 | 6LT00 | Lighting | 6LT | CAT. LIGHT | 6LT57G | INDUSTRIAL SPACES | 6LT57G67F | HIGH BAY AND LOW BAY | 6LT57G67F741 | SMART 4
GWS4222AQ840 | SMART[4]HB 2M PASANTE ON/OFF ELÍPT. 40K | 737 | 1 | 1 | 1 | NR | 8034035062872 | 94054210 | 6LT00 | Lighting | 6LT | CAT. LIGHT | 6LT57G | INDUSTRIAL SPACES | 6LT57G67F | HIGH BAY AND LOW BAY | 6LT57G67F741 | SMART 4
GWS4222AQ857 | SMART[4]HB 2M PASANTE ON/OFF ELÍPT. 57K | 737 | 1 | 1 | 1 | NR | 8034035062889 | 94054210 | 6LT00 | Lighting | 6LT | CAT. LIGHT | 6LT57G | INDUSTRIAL SPACES | 6LT57G67F | HIGH BAY AND LOW BAY | 6LT57G67F741 | SMART 4
GWS4222BA830 | SMART[4]HB 2M PASANTE ON/OFF HLO ARR.30K | 677.5 | 1 | 1 | 1 | NR | 8034035064623 | 94054210 | 6LT00 | Lighting | 6LT | CAT. LIGHT | 6LT57G | INDUSTRIAL SPACES | 6LT57G67F | HIGH BAY AND LOW BAY | 6LT57G67F741 | SMART 4
GWS4222BA840 | SMART[4]HB 2M PASANTE ON/OFF HLO ARR.40K | 677.5 | 1 | 1 | 1 | NR | 8034035057342 | 94054210 | 6LT00 | Lighting | 6LT | CAT. LIGHT | 6LT57G | INDUSTRIAL SPACES | 6LT57G67F | HIGH BAY AND LOW BAY | 6LT57G67F741 | SMART 4
GWS4222BA857 | SMART[4]HB 2M PASANTE ON/OFF HLO ARR.57K | 677.5 | 1 | 1 | 1 | NR | 8034035064630 | 94054210 | 6LT00 | Lighting | 6LT | CAT. LIGHT | 6LT57G | INDUSTRIAL SPACES | 6LT57G67F | HIGH BAY AND LOW BAY | 6LT57G67F741 | SMART 4
GWS4222BC830 | SMART[4]HB 2M PASANTE ON/OFF HLO ASI.30K | 737 | 1 | 1 | 1 | NR | 8034035064647 | 94054210 | 6LT00 | Lighting | 6LT | CAT. LIGHT | 6LT57G | INDUSTRIAL SPACES | 6LT57G67F | HIGH BAY AND LOW BAY | 6LT57G67F741 | SMART 4
GWS4222BC840 | SMART[4]HB 2M PASANTE ON/OFF HLO ASI.40K | 737 | 1 | 1 | 1 | NR | 8034035064654 | 94054210 | 6LT00 | Lighting | 6LT | CAT. LIGHT | 6LT57G | INDUSTRIAL SPACES | 6LT57G67F | HIGH BAY AND LOW BAY | 6LT57G67F741 | SMART 4
GWS4222BC857 | SMART[4]HB 2M PASANTE ON/OFF HLO ASI.57K | 737 | 1 | 1 | 1 | NR | 8034035064661 | 94054210 | 6LT00 | Lighting | 6LT | CAT. LIGHT | 6LT57G | INDUSTRIAL SPACES | 6LT57G67F | HIGH BAY AND LOW BAY | 6LT57G67F741 | SMART 4
GWS4222BF830 | SMART[4]HB 2M PASANTE ON/OFF HLO 30° 30K | 737 | 1 | 1 | 1 | NR | 8034035064678 | 94054210 | 6LT00 | Lighting | 6LT | CAT. LIGHT | 6LT57G | INDUSTRIAL SPACES | 6LT57G67F | HIGH BAY AND LOW BAY | 6LT57G67F741 | SMART 4
GWS4222BF840 | SMART[4]HB 2M PASANTE ON/OFF HLO 30° 40K | 737 | 1 | 1 | 1 | NR | 8034035064685 | 94054210 | 6LT00 | Lighting | 6LT | CAT. LIGHT | 6LT57G | INDUSTRIAL SPACES | 6LT57G67F | HIGH BAY AND LOW BAY | 6LT57G67F741 | SMART 4
GWS4222BF857 | SMART[4]HB 2M PASANTE ON/OFF HLO 30° 57K | 737 | 1 | 1 | 1 | NR | 8034035064692 | 94054210 | 6LT00 | Lighting | 6LT | CAT. LIGHT | 6LT57G | INDUSTRIAL SPACES | 6LT57G67F | HIGH BAY AND LOW BAY | 6LT57G67F741 | SMART 4
GWS4222BH830 | SMART[4]HB 2M PASANTE ON/OFF HLO 60° 30K | 737 | 1 | 1 | 1 | NR | 8034035064708 | 94054210 | 6LT00 | Lighting | 6LT | CAT. LIGHT | 6LT57G | INDUSTRIAL SPACES | 6LT57G67F | HIGH BAY AND LOW BAY | 6LT57G67F741 | SMART 4
GWS4222BH840 | SMART[4]HB 2M PASANTE ON/OFF HLO 60° 40K | 737 | 1 | 1 | 1 | NR | 8034035057335 | 94054210 | 6LT00 | Lighting | 6LT | CAT. LIGHT | 6LT57G | INDUSTRIAL SPACES | 6LT57G67F | HIGH BAY AND LOW BAY | 6LT57G67F741 | SMART 4
GWS4222BH857 | SMART[4]HB 2M PASANTE ON/OFF HLO 60° 57K | 737 | 1 | 1 | 1 | NR | 8034035064715 | 94054210 | 6LT00 | Lighting | 6LT | CAT. LIGHT | 6LT57G | INDUSTRIAL SPACES | 6LT57G67F | HIGH BAY AND LOW BAY | 6LT57G67F741 | SMART 4
GWS4222BP830 | SMART[4]HB 2M PASANTE ON/OFF HLO 90° 30K | 737 | 1 | 1 | 1 | NR | 8034035064722 | 94054210 | 6LT00 | Lighting | 6LT | CAT. LIGHT | 6LT57G | INDUSTRIAL SPACES | 6LT57G67F | HIGH BAY AND LOW BAY | 6LT57G67F741 | SMART 4
GWS4222BP840 | SMART[4]HB 2M PASANTE ON/OFF HLO 90° 40K | 737 | 1 | 1 | 1 | NR | 8034035057359 | 94054210 | 6LT00 | Lighting | 6LT | CAT. LIGHT | 6LT57G | INDUSTRIAL SPACES | 6LT57G67F | HIGH BAY AND LOW BAY | 6LT57G67F741 | SMART 4
GWS4222BP857 | SMART[4]HB 2M PASANTE ON/OFF HLO 90° 57K | 737 | 1 | 1 | 1 | NR | 8034035064739 | 94054210 | 6LT00 | Lighting | 6LT | CAT. LIGHT | 6LT57G | INDUSTRIAL SPACES | 6LT57G67F | HIGH BAY AND LOW BAY | 6LT57G67F741 | SMART 4
GWS4222BQ830 | SMART[4]HB 2M PASANT.ON/OFF HLO ELÍP.30K | 737 | 1 | 1 | 1 | NR | 8034035064746 | 94054210 | 6LT00 | Lighting | 6LT | CAT. LIGHT | 6LT57G | INDUSTRIAL SPACES | 6LT57G67F | HIGH BAY AND LOW BAY | 6LT57G67F741 | SMART 4
GWS4222BQ840 | SMART[4]HB 2M PASANT.ON/OFF HLO ELÍP.40K | 737 | 1 | 1 | 1 | NR | 8034035064753 | 94054210 | 6LT00 | Lighting | 6LT | CAT. LIGHT | 6LT57G | INDUSTRIAL SPACES | 6LT57G67F | HIGH BAY AND LOW BAY | 6LT57G67F741 | SMART 4
GWS4222BQ857 | SMART[4]HB 2M PASANT.ON/OFF HLO ELÍP.57K | 737 | 1 | 1 | 1 | NR | 8034035064760 | 94054210 | 6LT00 | Lighting | 6LT | CAT. LIGHT | 6LT57G | INDUSTRIAL SPACES | 6LT57G67F | HIGH BAY AND LOW BAY | 6LT57G67F741 | SMART 4
GWS4223AA830 | SMART[4]HB 2M PASANTE DALI ARR.30K | 752.5 | 1 | 1 | 1 | NR | 8034035062896 | 94054210 | 6LT00 | Lighting | 6LT | CAT. LIGHT | 6LT57G | INDUSTRIAL SPACES | 6LT57G67F | HIGH BAY AND LOW BAY | 6LT57G67F741 | SMART 4
GWS4223AA840 | SMART[4]HB 2M PASANTE DALI ARR.40K | 752.5 | 1 | 1 | 1 | NR | 8034035057366 | 94054210 | 6LT00 | Lighting | 6LT | CAT. LIGHT | 6LT57G | INDUSTRIAL SPACES | 6LT57G67F | HIGH BAY AND LOW BAY | 6LT57G67F741 | SMART 4
GWS4223AA857 | SMART[4]HB 2M PASANTE DALI ARR.57K | 752.5 | 1 | 1 | 1 | NR | 8034035062902 | 94054210 | 6LT00 | Lighting | 6LT | CAT. LIGHT | 6LT57G | INDUSTRIAL SPACES | 6LT57G67F | HIGH BAY AND LOW BAY | 6LT57G67F741 | SMART 4
GWS4223AC830 | SMART[4]HB 2M PASANTE DALI ASI.30K | 813 | 1 | 1 | 1 | NR | 8034035062919 | 94054210 | 6LT00 | Lighting | 6LT | CAT. LIGHT | 6LT57G | INDUSTRIAL SPACES | 6LT57G67F | HIGH BAY AND LOW BAY | 6LT57G67F741 | SMART 4
GWS4223AC840 | SMART[4]HB 2M PASANTE DALI ASI.40K | 813 | 1 | 1 | 1 | NR | 8034035062926 | 94054210 | 6LT00 | Lighting | 6LT | CAT. LIGHT | 6LT57G | INDUSTRIAL SPACES | 6LT57G67F | HIGH BAY AND LOW BAY | 6LT57G67F741 | SMART 4
GWS4223AC857 | SMART[4]HB 2M PASANTE DALI ASI.57K | 813 | 1 | 1 | 1 | NR | 8034035062933 | 94054210 | 6LT00 | Lighting | 6LT | CAT. LIGHT | 6LT57G | INDUSTRIAL SPACES | 6LT57G67F | HIGH BAY AND LOW BAY | 6LT57G67F741 | SMART 4
GWS4223AF830 | SMART[4]HB 2M PASANTE DALI 30° 30K | 813 | 1 | 1 | 1 | NR | 8034035062940 | 94054210 | 6LT00 | Lighting | 6LT | CAT. LIGHT | 6LT57G | INDUSTRIAL SPACES | 6LT57G67F | HIGH BAY AND LOW BAY | 6LT57G67F741 | SMART 4
GWS4223AF840 | SMART[4]HB 2M PASANTE DALI 30° 40K | 813 | 1 | 1 | 1 | NR | 8034035062957 | 94054210 | 6LT00 | Lighting | 6LT | CAT. LIGHT | 6LT57G | INDUSTRIAL SPACES | 6LT57G67F | HIGH BAY AND LOW BAY | 6LT57G67F741 | SMART 4
GWS4223AF857 | SMART[4]HB 2M PASANTE DALI 30° 57K | 813 | 1 | 1 | 1 | NR | 8034035062964 | 94054210 | 6LT00 | Lighting | 6LT | CAT. LIGHT | 6LT57G | INDUSTRIAL SPACES | 6LT57G67F | HIGH BAY AND LOW BAY | 6LT57G67F741 | SMART 4
GWS4223AH830 | SMART[4]HB 2M PASANTE DALI 60° 30K | 813 | 1 | 1 | 1 | NR | 8034035062971 | 94054210 | 6LT00 | Lighting | 6LT | CAT. LIGHT | 6LT57G | INDUSTRIAL SPACES | 6LT57G67F | HIGH BAY AND LOW BAY | 6LT57G67F741 | SMART 4
GWS4223AH840 | SMART[4]HB 2M PASANTE DALI 60° 40K | 813 | 1 | 1 | 1 | NR | 8034035041006 | 94054210 | 6LT00 | Lighting | 6LT | CAT. LIGHT | 6LT57G | INDUSTRIAL SPACES | 6LT57G67F | HIGH BAY AND LOW BAY | 6LT57G67F741 | SMART 4
GWS4223AH857 | SMART[4]HB 2M PASANTE DALI 60° 57K | 813 | 1 | 1 | 1 | NR | 8034035062988 | 94054210 | 6LT00 | Lighting | 6LT | CAT. LIGHT | 6LT57G | INDUSTRIAL SPACES | 6LT57G67F | HIGH BAY AND LOW BAY | 6LT57G67F741 | SMART 4
GWS4223AP830 | SMART[4]HB 2M PASANTE DALI 90° 30K | 813 | 1 | 1 | 1 | NR | 8034035062995 | 94054210 | 6LT00 | Lighting | 6LT | CAT. LIGHT | 6LT57G | INDUSTRIAL SPACES | 6LT57G67F | HIGH BAY AND LOW BAY | 6LT57G67F741 | SMART 4
GWS4223AP840 | SMART[4]HB 2M PASANTE DALI 90° 40K | 813 | 1 | 1 | 1 | NR | 8034035057373 | 94054210 | 6LT00 | Lighting | 6LT | CAT. LIGHT | 6LT57G | INDUSTRIAL SPACES | 6LT57G67F | HIGH BAY AND LOW BAY | 6LT57G67F741 | SMART 4
GWS4223AP857 | SMART[4]HB 2M PASANTE DALI 90° 57K | 813 | 1 | 1 | 1 | NR | 8034035063008 | 94054210 | 6LT00 | Lighting | 6LT | CAT. LIGHT | 6LT57G | INDUSTRIAL SPACES | 6LT57G67F | HIGH BAY AND LOW BAY | 6LT57G67F741 | SMART 4
GWS4223AQ830 | SMART[4]HB 2M PASANTE DALI ELÍPTICA 30K | 813 | 1 | 1 | 1 | NR | 8034035063015 | 94054210 | 6LT00 | Lighting | 6LT | CAT. LIGHT | 6LT57G | INDUSTRIAL SPACES | 6LT57G67F | HIGH BAY AND LOW BAY | 6LT57G67F741 | SMART 4
GWS4223AQ840 | SMART[4]HB 2M PASANTE DALI ELÍPTICA 40K | 813 | 1 | 1 | 1 | NR | 8034035063022 | 94054210 | 6LT00 | Lighting | 6LT | CAT. LIGHT | 6LT57G | INDUSTRIAL SPACES | 6LT57G67F | HIGH BAY AND LOW BAY | 6LT57G67F741 | SMART 4
GWS4223AQ857 | SMART[4]HB 2M PASANTE DALI ELÍPTICA 57K | 813 | 1 | 1 | 1 | NR | 8034035063039 | 94054210 | 6LT00 | Lighting | 6LT | CAT. LIGHT | 6LT57G | INDUSTRIAL SPACES | 6LT57G67F | HIGH BAY AND LOW BAY | 6LT57G67F741 | SMART 4
GWS4223BA830 | SMART[4]HB 2M PASANTE DALI HLO ARR.30K | 752.5 | 1 | 1 | 1 | NR | 8034035064777 | 94054210 | 6LT00 | Lighting | 6LT | CAT. LIGHT | 6LT57G | INDUSTRIAL SPACES | 6LT57G67F | HIGH BAY AND LOW BAY | 6LT57G67F741 | SMART 4
GWS4223BA840 | SMART[4]HB 2M PASANTE DALI HLO ARR.40K | 752.5 | 1 | 1 | 1 | NR | 8034035057380 | 94054210 | 6LT00 | Lighting | 6LT | CAT. LIGHT | 6LT57G | INDUSTRIAL SPACES | 6LT57G67F | HIGH BAY AND LOW BAY | 6LT57G67F741 | SMART 4
GWS4223BA857 | SMART[4]HB 2M PASANTE DALI HLO ARR.57K | 752.5 | 1 | 1 | 1 | NR | 8034035064784 | 94054210 | 6LT00 | Lighting | 6LT | CAT. LIGHT | 6LT57G | INDUSTRIAL SPACES | 6LT57G67F | HIGH BAY AND LOW BAY | 6LT57G67F741 | SMART 4
GWS4223BC830 | SMART[4]HB 2M PASANTE DALI HLO ASI.30K | 813 | 1 | 1 | 1 | NR | 8034035064791 | 94054210 | 6LT00 | Lighting | 6LT | CAT. LIGHT | 6LT57G | INDUSTRIAL SPACES | 6LT57G67F | HIGH BAY AND LOW BAY | 6LT57G67F741 | SMART 4
GWS4223BC840 | SMART[4]HB 2M PASANTE DALI HLO ASI.40K | 813 | 1 | 1 | 1 | NR | 8034035064807 | 94054210 | 6LT00 | Lighting | 6LT | CAT. LIGHT | 6LT57G | INDUSTRIAL SPACES | 6LT57G67F | HIGH BAY AND LOW BAY | 6LT57G67F741 | SMART 4
GWS4223BC857 | SMART[4]HB 2M PASANTE DALI HLO ASI.57K | 813 | 1 | 1 | 1 | NR | 8034035064814 | 94054210 | 6LT00 | Lighting | 6LT | CAT. LIGHT | 6LT57G | INDUSTRIAL SPACES | 6LT57G67F | HIGH BAY AND LOW BAY | 6LT57G67F741 | SMART 4
GWS4223BF830 | SMART[4]HB 2M PASANTE DALI HLO 30° 30K | 813 | 1 | 1 | 1 | NR | 8034035064821 | 94054210 | 6LT00 | Lighting | 6LT | CAT. LIGHT | 6LT57G | INDUSTRIAL SPACES | 6LT57G67F | HIGH BAY AND LOW BAY | 6LT57G67F741 | SMART 4
GWS4223BF840 | SMART[4]HB 2M PASANTE DALI HLO 30° 40K | 813 | 1 | 1 | 1 | NR | 8034035041280 | 94054210 | 6LT00 | Lighting | 6LT | CAT. LIGHT | 6LT57G | INDUSTRIAL SPACES | 6LT57G67F | HIGH BAY AND LOW BAY | 6LT57G67F741 | SMART 4
GWS4223BF857 | SMART[4]HB 2M PASANTE DALI HLO 30° 57K | 813 | 1 | 1 | 1 | NR | 8034035064838 | 94054210 | 6LT00 | Lighting | 6LT | CAT. LIGHT | 6LT57G | INDUSTRIAL SPACES | 6LT57G67F | HIGH BAY AND LOW BAY | 6LT57G67F741 | SMART 4
GWS4223BH830 | SMART[4]HB 2M PASANTE DALI HLO 60° 30K | 813 | 1 | 1 | 1 | NR | 8034035064845 | 94054210 | 6LT00 | Lighting | 6LT | CAT. LIGHT | 6LT57G | INDUSTRIAL SPACES | 6LT57G67F | HIGH BAY AND LOW BAY | 6LT57G67F741 | SMART 4
GWS4223BH840 | SMART[4]HB 2M PASANTE DALI HLO 60° 40K | 813 | 1 | 1 | 1 | NR | 8034035041013 | 94054210 | 6LT00 | Lighting | 6LT | CAT. LIGHT | 6LT57G | INDUSTRIAL SPACES | 6LT57G67F | HIGH BAY AND LOW BAY | 6LT57G67F741 | SMART 4
GWS4223BH857 | SMART[4]HB 2M PASANTE DALI HLO 60° 57K | 813 | 1 | 1 | 1 | NR | 8034035064852 | 94054210 | 6LT00 | Lighting | 6LT | CAT. LIGHT | 6LT57G | INDUSTRIAL SPACES | 6LT57G67F | HIGH BAY AND LOW BAY | 6LT57G67F741 | SMART 4
GWS4223BP830 | SMART[4]HB 2M PASANTE DALI HLO 90° 30K | 813 | 1 | 1 | 1 | NR | 8034035064869 | 94054210 | 6LT00 | Lighting | 6LT | CAT. LIGHT | 6LT57G | INDUSTRIAL SPACES | 6LT57G67F | HIGH BAY AND LOW BAY | 6LT57G67F741 | SMART 4
GWS4223BP840 | SMART[4]HB 2M PASANTE DALI HLO 90° 40K | 813 | 1 | 1 | 1 | NR | 8034035057397 | 94054210 | 6LT00 | Lighting | 6LT | CAT. LIGHT | 6LT57G | INDUSTRIAL SPACES | 6LT57G67F | HIGH BAY AND LOW BAY | 6LT57G67F741 | SMART 4
GWS4223BP857 | SMART[4]HB 2M PASANTE DALI HLO 90° 57K | 813 | 1 | 1 | 1 | NR | 8034035064876 | 94054210 | 6LT00 | Lighting | 6LT | CAT. LIGHT | 6LT57G | INDUSTRIAL SPACES | 6LT57G67F | HIGH BAY AND LOW BAY | 6LT57G67F741 | SMART 4
GWS4223BQ830 | SMART[4]HB 2M PASANTE DALI HLO ELÍPT.30K | 813 | 1 | 1 | 1 | NR | 8034035064883 | 94054210 | 6LT00 | Lighting | 6LT | CAT. LIGHT | 6LT57G | INDUSTRIAL SPACES | 6LT57G67F | HIGH BAY AND LOW BAY | 6LT57G67F741 | SMART 4
GWS4223BQ840 | SMART[4]HB 2M PASANTE DALI HLO ELÍPT.40K | 813 | 1 | 1 | 1 | NR | 8034035064890 | 94054210 | 6LT00 | Lighting | 6LT | CAT. LIGHT | 6LT57G | INDUSTRIAL SPACES | 6LT57G67F | HIGH BAY AND LOW BAY | 6LT57G67F741 | SMART 4
GWS4223BQ857 | SMART[4]HB 2M PASANTE DALI HLO ELÍPT.57K | 813 | 1 | 1 | 1 | NR | 8034035064906 | 94054210 | 6LT00 | Lighting | 6LT | CAT. LIGHT | 6LT57G | INDUSTRIAL SPACES | 6LT57G67F | HIGH BAY AND LOW BAY | 6LT57G67F741 | SMART 4
GWS4224AA830 | SMART[4]HB 2M EMERGENCIA ARRAY 30K | 1189 | 1 | 1 | 1 | NR | 8034035063046 | 94054210 | 6LT00 | Lighting | 6LT | CAT. LIGHT | 6LT57G | INDUSTRIAL SPACES | 6LT57G67F | HIGH BAY AND LOW BAY | 6LT57G67F743 | SMART 4 - SPECIAL
GWS4224AA840 | SMART[4]HB 2M EMERGENCIA ARRAY 40K | 1189 | 1 | 1 | 1 | NR | 8034035056444 | 94054210 | 6LT00 | Lighting | 6LT | CAT. LIGHT | 6LT57G | INDUSTRIAL SPACES | 6LT57G67F | HIGH BAY AND LOW BAY | 6LT57G67F743 | SMART 4 - SPECIAL
GWS4224AA857 | SMART[4]HB 2M EMERGENCIA ARRAY 57K | 1189 | 1 | 1 | 1 | NR | 8034035063053 | 94054210 | 6LT00 | Lighting | 6LT | CAT. LIGHT | 6LT57G | INDUSTRIAL SPACES | 6LT57G67F | HIGH BAY AND LOW BAY | 6LT57G67F743 | SMART 4 - SPECIAL
GWS4224AC830 | SMART[4]HB 2M EMERGENCIA ASIM. 30K | 1271 | 1 | 1 | 1 | NR | 8034035063060 | 94054210 | 6LT00 | Lighting | 6LT | CAT. LIGHT | 6LT57G | INDUSTRIAL SPACES | 6LT57G67F | HIGH BAY AND LOW BAY | 6LT57G67F743 | SMART 4 - SPECIAL
GWS4224AC840 | SMART[4]HB 2M EMERGENCIA ASIM. 40K | 1271 | 1 | 1 | 1 | NR | 8034035063077 | 94054210 | 6LT00 | Lighting | 6LT | CAT. LIGHT | 6LT57G | INDUSTRIAL SPACES | 6LT57G67F | HIGH BAY AND LOW BAY | 6LT57G67F743 | SMART 4 - SPECIAL
GWS4224AC857 | SMART[4]HB 2M EMERGENCIA ASIM. 57K | 1271 | 1 | 1 | 1 | NR | 8034035063084 | 94054210 | 6LT00 | Lighting | 6LT | CAT. LIGHT | 6LT57G | INDUSTRIAL SPACES | 6LT57G67F | HIGH BAY AND LOW BAY | 6LT57G67F743 | SMART 4 - SPECIAL
GWS4224AF830 | SMART[4]HB 2M EMERGENCIA 30° 30K | 1271 | 1 | 1 | 1 | NR | 8034035063091 | 94054210 | 6LT00 | Lighting | 6LT | CAT. LIGHT | 6LT57G | INDUSTRIAL SPACES | 6LT57G67F | HIGH BAY AND LOW BAY | 6LT57G67F743 | SMART 4 - SPECIAL
GWS4224AF840 | SMART[4]HB 2M EMERGENCIA 30° 40K | 1271 | 1 | 1 | 1 | NR | 8034035063107 | 94054210 | 6LT00 | Lighting | 6LT | CAT. LIGHT | 6LT57G | INDUSTRIAL SPACES | 6LT57G67F | HIGH BAY AND LOW BAY | 6LT57G67F743 | SMART 4 - SPECIAL
GWS4224AF857 | SMART[4]HB 2M EMERGENCIA 30° 57K | 1271 | 1 | 1 | 1 | NR | 8034035063114 | 94054210 | 6LT00 | Lighting | 6LT | CAT. LIGHT | 6LT57G | INDUSTRIAL SPACES | 6LT57G67F | HIGH BAY AND LOW BAY | 6LT57G67F743 | SMART 4 - SPECIAL
GWS4224AH830 | SMART[4]HB 2M EMERGENCIA 60° 30K | 1271 | 1 | 1 | 1 | NR | 8034035063121 | 94054210 | 6LT00 | Lighting | 6LT | CAT. LIGHT | 6LT57G | INDUSTRIAL SPACES | 6LT57G67F | HIGH BAY AND LOW BAY | 6LT57G67F743 | SMART 4 - SPECIAL
GWS4224AH840 | SMART[4]HB 2M EMERGENCIA 60° 40K | 1271 | 1 | 1 | 1 | NR | 8034035056437 | 94054210 | 6LT00 | Lighting | 6LT | CAT. LIGHT | 6LT57G | INDUSTRIAL SPACES | 6LT57G67F | HIGH BAY AND LOW BAY | 6LT57G67F743 | SMART 4 - SPECIAL
GWS4224AH857 | SMART[4]HB 2M EMERGENCIA 60° 57K | 1271 | 1 | 1 | 1 | NR | 8034035063138 | 94054210 | 6LT00 | Lighting | 6LT | CAT. LIGHT | 6LT57G | INDUSTRIAL SPACES | 6LT57G67F | HIGH BAY AND LOW BAY | 6LT57G67F743 | SMART 4 - SPECIAL
GWS4224AP830 | SMART[4]HB 2M EMERGENCIA 90° 30K | 1271 | 1 | 1 | 1 | NR | 8034035063145 | 94054210 | 6LT00 | Lighting | 6LT | CAT. LIGHT | 6LT57G | INDUSTRIAL SPACES | 6LT57G67F | HIGH BAY AND LOW BAY | 6LT57G67F743 | SMART 4 - SPECIAL
GWS4224AP840 | SMART[4]HB 2M EMERGENCIA 90° 40K | 1271 | 1 | 1 | 1 | NR | 8034035056451 | 94054210 | 6LT00 | Lighting | 6LT | CAT. LIGHT | 6LT57G | INDUSTRIAL SPACES | 6LT57G67F | HIGH BAY AND LOW BAY | 6LT57G67F743 | SMART 4 - SPECIAL
GWS4224AP857 | SMART[4]HB 2M EMERGENCIA 90° 57K | 1271 | 1 | 1 | 1 | NR | 8034035063152 | 94054210 | 6LT00 | Lighting | 6LT | CAT. LIGHT | 6LT57G | INDUSTRIAL SPACES | 6LT57G67F | HIGH BAY AND LOW BAY | 6LT57G67F743 | SMART 4 - SPECIAL
GWS4224AQ830 | SMART[4]HB 2M EMERGENCIA ELÍPTICA 30K | 1271 | 1 | 1 | 1 | NR | 8034035063169 | 94054210 | 6LT00 | Lighting | 6LT | CAT. LIGHT | 6LT57G | INDUSTRIAL SPACES | 6LT57G67F | HIGH BAY AND LOW BAY | 6LT57G67F743 | SMART 4 - SPECIAL
GWS4224AQ840 | SMART[4]HB 2M EMERGENCIA ELÍPTICA 40K | 1271 | 1 | 1 | 1 | NR | 8034035063176 | 94054210 | 6LT00 | Lighting | 6LT | CAT. LIGHT | 6LT57G | INDUSTRIAL SPACES | 6LT57G67F | HIGH BAY AND LOW BAY | 6LT57G67F743 | SMART 4 - SPECIAL
GWS4224AQ857 | SMART[4]HB 2M EMERGENCIA ELÍPTICA 57K | 1271 | 1 | 1 | 1 | NR | 8034035063183 | 94054210 | 6LT00 | Lighting | 6LT | CAT. LIGHT | 6LT57G | INDUSTRIAL SPACES | 6LT57G67F | HIGH BAY AND LOW BAY | 6LT57G67F743 | SMART 4 - SPECIAL
GWS4224BA830 | SMART[4]HB 2M EMERGENCIA HLO ARRAY 30K | 1189 | 1 | 1 | 1 | NR | 8034035064913 | 94054210 | 6LT00 | Lighting | 6LT | CAT. LIGHT | 6LT57G | INDUSTRIAL SPACES | 6LT57G67F | HIGH BAY AND LOW BAY | 6LT57G67F743 | SMART 4 - SPECIAL
GWS4224BA840 | SMART[4]HB 2M EMERGENCIA HLO ARRAY 40K | 1189 | 1 | 1 | 1 | NR | 8034035056475 | 94054210 | 6LT00 | Lighting | 6LT | CAT. LIGHT | 6LT57G | INDUSTRIAL SPACES | 6LT57G67F | HIGH BAY AND LOW BAY | 6LT57G67F743 | SMART 4 - SPECIAL
GWS4224BA857 | SMART[4]HB 2M EMERGENCIA HLO ARRAY 57K | 1189 | 1 | 1 | 1 | NR | 8034035064920 | 94054210 | 6LT00 | Lighting | 6LT | CAT. LIGHT | 6LT57G | INDUSTRIAL SPACES | 6LT57G67F | HIGH BAY AND LOW BAY | 6LT57G67F743 | SMART 4 - SPECIAL
GWS4224BC830 | SMART[4]HB 2M EMERGENCIA HLO ASIM. 30K | 1271 | 1 | 1 | 1 | NR | 8034035064937 | 94054210 | 6LT00 | Lighting | 6LT | CAT. LIGHT | 6LT57G | INDUSTRIAL SPACES | 6LT57G67F | HIGH BAY AND LOW BAY | 6LT57G67F743 | SMART 4 - SPECIAL
GWS4224BC840 | SMART[4]HB 2M EMERGENCIA HLO ASIM. 40K | 1271 | 1 | 1 | 1 | NR | 8034035064944 | 94054210 | 6LT00 | Lighting | 6LT | CAT. LIGHT | 6LT57G | INDUSTRIAL SPACES | 6LT57G67F | HIGH BAY AND LOW BAY | 6LT57G67F743 | SMART 4 - SPECIAL
GWS4224BC857 | SMART[4]HB 2M EMERGENCIA HLO ASIM. 57K | 1271 | 1 | 1 | 1 | NR | 8034035064951 | 94054210 | 6LT00 | Lighting | 6LT | CAT. LIGHT | 6LT57G | INDUSTRIAL SPACES | 6LT57G67F | HIGH BAY AND LOW BAY | 6LT57G67F743 | SMART 4 - SPECIAL
GWS4224BF830 | SMART[4]HB 2M EMERGENCIA HLO 30° 30K | 1271 | 1 | 1 | 1 | NR | 8034035064968 | 94054210 | 6LT00 | Lighting | 6LT | CAT. LIGHT | 6LT57G | INDUSTRIAL SPACES | 6LT57G67F | HIGH BAY AND LOW BAY | 6LT57G67F743 | SMART 4 - SPECIAL
GWS4224BF840 | SMART[4]HB 2M EMERGENCIA HLO 30° 40K | 1271 | 1 | 1 | 1 | NR | 8034035064975 | 94054210 | 6LT00 | Lighting | 6LT | CAT. LIGHT | 6LT57G | INDUSTRIAL SPACES | 6LT57G67F | HIGH BAY AND LOW BAY | 6LT57G67F743 | SMART 4 - SPECIAL
GWS4224BF857 | SMART[4]HB 2M EMERGENCIA HLO 30° 57K | 1271 | 1 | 1 | 1 | NR | 8034035064982 | 94054210 | 6LT00 | Lighting | 6LT | CAT. LIGHT | 6LT57G | INDUSTRIAL SPACES | 6LT57G67F | HIGH BAY AND LOW BAY | 6LT57G67F743 | SMART 4 - SPECIAL
GWS4224BH830 | SMART[4]HB 2M EMERGENCIA HLO 60° 30K | 1271 | 1 | 1 | 1 | NR | 8034035064999 | 94054210 | 6LT00 | Lighting | 6LT | CAT. LIGHT | 6LT57G | INDUSTRIAL SPACES | 6LT57G67F | HIGH BAY AND LOW BAY | 6LT57G67F743 | SMART 4 - SPECIAL
GWS4224BH840 | SMART[4]HB 2M EMERGENCIA HLO 60° 40K | 1271 | 1 | 1 | 1 | NR | 8034035056468 | 94054210 | 6LT00 | Lighting | 6LT | CAT. LIGHT | 6LT57G | INDUSTRIAL SPACES | 6LT57G67F | HIGH BAY AND LOW BAY | 6LT57G67F743 | SMART 4 - SPECIAL
GWS4224BH857 | SMART[4]HB 2M EMERGENCIA HLO 60° 57K | 1271 | 1 | 1 | 1 | NR | 8034035065002 | 94054210 | 6LT00 | Lighting | 6LT | CAT. LIGHT | 6LT57G | INDUSTRIAL SPACES | 6LT57G67F | HIGH BAY AND LOW BAY | 6LT57G67F743 | SMART 4 - SPECIAL
GWS4224BP830 | SMART[4]HB 2M EMERGENCIA HLO 90° 30K | 1271 | 1 | 1 | 1 | NR | 8034035065019 | 94054210 | 6LT00 | Lighting | 6LT | CAT. LIGHT | 6LT57G | INDUSTRIAL SPACES | 6LT57G67F | HIGH BAY AND LOW BAY | 6LT57G67F743 | SMART 4 - SPECIAL
GWS4224BP840 | SMART[4]HB 2M EMERGENCIA HLO 90° 40K | 1271 | 1 | 1 | 1 | NR | 8034035056482 | 94054210 | 6LT00 | Lighting | 6LT | CAT. LIGHT | 6LT57G | INDUSTRIAL SPACES | 6LT57G67F | HIGH BAY AND LOW BAY | 6LT57G67F743 | SMART 4 - SPECIAL
GWS4224BP857 | SMART[4]HB 2M EMERGENCIA HLO 90° 57K | 1271 | 1 | 1 | 1 | NR | 8034035065026 | 94054210 | 6LT00 | Lighting | 6LT | CAT. LIGHT | 6LT57G | INDUSTRIAL SPACES | 6LT57G67F | HIGH BAY AND LOW BAY | 6LT57G67F743 | SMART 4 - SPECIAL
GWS4224BQ830 | SMART[4]HB 2M EMERGENCIA HLO ELÍPT. 30K | 1271 | 1 | 1 | 1 | NR | 8034035065033 | 94054210 | 6LT00 | Lighting | 6LT | CAT. LIGHT | 6LT57G | INDUSTRIAL SPACES | 6LT57G67F | HIGH BAY AND LOW BAY | 6LT57G67F743 | SMART 4 - SPECIAL
GWS4224BQ840 | SMART[4]HB 2M EMERGENCIA HLO ELÍPT. 40K | 1271 | 1 | 1 | 1 | NR | 8034035065040 | 94054210 | 6LT00 | Lighting | 6LT | CAT. LIGHT | 6LT57G | INDUSTRIAL SPACES | 6LT57G67F | HIGH BAY AND LOW BAY | 6LT57G67F743 | SMART 4 - SPECIAL
GWS4224BQ857 | SMART[4]HB 2M EMERGENCIA HLO ELÍPT. 57K | 1271 | 1 | 1 | 1 | NR | 8034035065057 | 94054210 | 6LT00 | Lighting | 6LT | CAT. LIGHT | 6LT57G | INDUSTRIAL SPACES | 6LT57G67F | HIGH BAY AND LOW BAY | 6LT57G67F743 | SMART 4 - SPECIAL
GWS4420AA830 | SMART[4]HB 4M ESTÁNDAR ON/OFF ARRAY 30K | 1179 | 1 | 1 | 1 | NR | 8034035063190 | 94054210 | 6LT00 | Lighting | 6LT | CAT. LIGHT | 6LT57G | INDUSTRIAL SPACES | 6LT57G67F | HIGH BAY AND LOW BAY | 6LT57G67F741 | SMART 4
GWS4420AA840 | SMART[4]HB 4M ESTÁNDAR ON/OFF ARRAY 40K | 1179 | 1 | 1 | 1 | NR | 8034035041433 | 94054210 | 6LT00 | Lighting | 6LT | CAT. LIGHT | 6LT57G | INDUSTRIAL SPACES | 6LT57G67F | HIGH BAY AND LOW BAY | 6LT57G67F741 | SMART 4
GWS4420AA857 | SMART[4]HB 4M ESTÁNDAR ON/OFF ARRAY 57K | 1179 | 1 | 1 | 1 | NR | 8034035055799 | 94054210 | 6LT00 | Lighting | 6LT | CAT. LIGHT | 6LT57G | INDUSTRIAL SPACES | 6LT57G67F | HIGH BAY AND LOW BAY | 6LT57G67F741 | SMART 4
GWS4420AC830 | SMART[4]HB 4M ESTÁNDAR ON/OFF ASIM. 30K | 1302 | 1 | 1 | 1 | NR | 8034035063206 | 94054210 | 6LT00 | Lighting | 6LT | CAT. LIGHT | 6LT57G | INDUSTRIAL SPACES | 6LT57G67F | HIGH BAY AND LOW BAY | 6LT57G67F741 | SMART 4
GWS4420AC840 | SMART[4]HB 4M ESTÁNDAR ON/OFF ASIM. 40K | 1302 | 1 | 1 | 1 | NR | 8034035041426 | 94054210 | 6LT00 | Lighting | 6LT | CAT. LIGHT | 6LT57G | INDUSTRIAL SPACES | 6LT57G67F | HIGH BAY AND LOW BAY | 6LT57G67F741 | SMART 4
GWS4420AC857 | SMART[4]HB 4M ESTÁNDAR ON/OFF ASIM. 57K | 1302 | 1 | 1 | 1 | NR | 8034035063213 | 94054210 | 6LT00 | Lighting | 6LT | CAT. LIGHT | 6LT57G | INDUSTRIAL SPACES | 6LT57G67F | HIGH BAY AND LOW BAY | 6LT57G67F741 | SMART 4
GWS4420AF830 | SMART[4]HB 4M ESTÁNDAR ON/OFF 30° 30K | 1302 | 1 | 1 | 1 | NR | 8034035063220 | 94054210 | 6LT00 | Lighting | 6LT | CAT. LIGHT | 6LT57G | INDUSTRIAL SPACES | 6LT57G67F | HIGH BAY AND LOW BAY | 6LT57G67F741 | SMART 4
GWS4420AF840 | SMART[4]HB 4M ESTÁNDAR ON/OFF 30° 40K | 1302 | 1 | 1 | 1 | NR | 8034035055775 | 94054210 | 6LT00 | Lighting | 6LT | CAT. LIGHT | 6LT57G | INDUSTRIAL SPACES | 6LT57G67F | HIGH BAY AND LOW BAY | 6LT57G67F741 | SMART 4
GWS4420AF857 | SMART[4]HB 4M ESTÁNDAR ON/OFF 30° 57K | 1302 | 1 | 1 | 1 | NR | 8034035063237 | 94054210 | 6LT00 | Lighting | 6LT | CAT. LIGHT | 6LT57G | INDUSTRIAL SPACES | 6LT57G67F | HIGH BAY AND LOW BAY | 6LT57G67F741 | SMART 4
GWS4420AH830 | SMART[4]HB 4M ESTÁNDAR ON/OFF 60° 30K | 1302 | 1 | 1 | 1 | NR | 8034035063244 | 94054210 | 6LT00 | Lighting | 6LT | CAT. LIGHT | 6LT57G | INDUSTRIAL SPACES | 6LT57G67F | HIGH BAY AND LOW BAY | 6LT57G67F741 | SMART 4
GWS4420AH840 | SMART[4]HB 4M ESTÁNDAR ON/OFF 60° 40K | 1302 | 1 | 1 | 1 | NR | 8034035041020 | 94054210 | 6LT00 | Lighting | 6LT | CAT. LIGHT | 6LT57G | INDUSTRIAL SPACES | 6LT57G67F | HIGH BAY AND LOW BAY | 6LT57G67F741 | SMART 4
GWS4420AH857 | SMART[4]HB 4M ESTÁNDAR ON/OFF 60° 57K | 1302 | 1 | 1 | 1 | NR | 8034035055782 | 94054210 | 6LT00 | Lighting | 6LT | CAT. LIGHT | 6LT57G | INDUSTRIAL SPACES | 6LT57G67F | HIGH BAY AND LOW BAY | 6LT57G67F741 | SMART 4
GWS4420AP830 | SMART[4]HB 4M ESTÁNDAR ON/OFF 90° 30K | 1302 | 1 | 1 | 1 | NR | 8034035063251 | 94054210 | 6LT00 | Lighting | 6LT | CAT. LIGHT | 6LT57G | INDUSTRIAL SPACES | 6LT57G67F | HIGH BAY AND LOW BAY | 6LT57G67F741 | SMART 4
GWS4420AP840 | SMART[4]HB 4M ESTÁNDAR ON/OFF 90° 40K | 1302 | 1 | 1 | 1 | NR | 8034035051333 | 94054210 | 6LT00 | Lighting | 6LT | CAT. LIGHT | 6LT57G | INDUSTRIAL SPACES | 6LT57G67F | HIGH BAY AND LOW BAY | 6LT57G67F741 | SMART 4
GWS4420AP857 | SMART[4]HB 4M ESTÁNDAR ON/OFF 90° 57K | 1302 | 1 | 1 | 1 | NR | 8034035055805 | 94054210 | 6LT00 | Lighting | 6LT | CAT. LIGHT | 6LT57G | INDUSTRIAL SPACES | 6LT57G67F | HIGH BAY AND LOW BAY | 6LT57G67F741 | SMART 4
GWS4420AQ830 | SMART[4]HB 4M ESTÁNDAR ON/OFF ELÍPT. 30K | 1302 | 1 | 1 | 1 | NR | 8034035063268 | 94054210 | 6LT00 | Lighting | 6LT | CAT. LIGHT | 6LT57G | INDUSTRIAL SPACES | 6LT57G67F | HIGH BAY AND LOW BAY | 6LT57G67F741 | SMART 4
GWS4420AQ840 | SMART[4]HB 4M ESTÁNDAR ON/OFF ELÍPT. 40K | 1302 | 1 | 1 | 1 | NR | 8034035055812 | 94054210 | 6LT00 | Lighting | 6LT | CAT. LIGHT | 6LT57G | INDUSTRIAL SPACES | 6LT57G67F | HIGH BAY AND LOW BAY | 6LT57G67F741 | SMART 4
GWS4420AQ857 | SMART[4]HB 4M ESTÁNDAR ON/OFF ELÍPT. 57K | 1302 | 1 | 1 | 1 | NR | 8034035063275 | 94054210 | 6LT00 | Lighting | 6LT | CAT. LIGHT | 6LT57G | INDUSTRIAL SPACES | 6LT57G67F | HIGH BAY AND LOW BAY | 6LT57G67F741 | SMART 4
GWS4420BA830 | SMART[4]HB 4M ESTÁND.ON/OFF HLO ARR.30K | 1179 | 1 | 1 | 1 | NR | 8034035065064 | 94054210 | 6LT00 | Lighting | 6LT | CAT. LIGHT | 6LT57G | INDUSTRIAL SPACES | 6LT57G67F | HIGH BAY AND LOW BAY | 6LT57G67F741 | SMART 4
GWS4420BA840 | SMART[4]HB 4M ESTÁND.ON/OFF HLO ARR.40K | 1179 | 1 | 1 | 1 | NR | 8034035041457 | 94054210 | 6LT00 | Lighting | 6LT | CAT. LIGHT | 6LT57G | INDUSTRIAL SPACES | 6LT57G67F | HIGH BAY AND LOW BAY | 6LT57G67F741 | SMART 4
GWS4420BA857 | SMART[4]HB 4M ESTÁND.ON/OFF HLO ARR.57K | 1179 | 1 | 1 | 1 | NR | 8034035055843 | 94054210 | 6LT00 | Lighting | 6LT | CAT. LIGHT | 6LT57G | INDUSTRIAL SPACES | 6LT57G67F | HIGH BAY AND LOW BAY | 6LT57G67F741 | SMART 4
GWS4420BC830 | SMART[4]HB 4M ESTÁND.ON/OFF HLO ASI.30K | 1302 | 1 | 1 | 1 | NR | 8034035065071 | 94054210 | 6LT00 | Lighting | 6LT | CAT. LIGHT | 6LT57G | INDUSTRIAL SPACES | 6LT57G67F | HIGH BAY AND LOW BAY | 6LT57G67F741 | SMART 4
GWS4420BC840 | SMART[4]HB 4M ESTÁND.ON/OFF HLO ASI.40K | 1302 | 1 | 1 | 1 | NR | 8034035055829 | 94054210 | 6LT00 | Lighting | 6LT | CAT. LIGHT | 6LT57G | INDUSTRIAL SPACES | 6LT57G67F | HIGH BAY AND LOW BAY | 6LT57G67F741 | SMART 4
GWS4420BC857 | SMART[4]HB 4M ESTÁND.ON/OFF HLO ASI.57K | 1302 | 1 | 1 | 1 | NR | 8034035065088 | 94054210 | 6LT00 | Lighting | 6LT | CAT. LIGHT | 6LT57G | INDUSTRIAL SPACES | 6LT57G67F | HIGH BAY AND LOW BAY | 6LT57G67F741 | SMART 4
GWS4420BF830 | SMART[4]HB 4M ESTÁND.ON/OFF HLO 30° 30K | 1302 | 1 | 1 | 1 | NR | 8034035065095 | 94054210 | 6LT00 | Lighting | 6LT | CAT. LIGHT | 6LT57G | INDUSTRIAL SPACES | 6LT57G67F | HIGH BAY AND LOW BAY | 6LT57G67F741 | SMART 4
GWS4420BF840 | SMART[4]HB 4M ESTÁND.ON/OFF HLO 30° 40K | 1302 | 1 | 1 | 1 | NR | 8034035041440 | 94054210 | 6LT00 | Lighting | 6LT | CAT. LIGHT | 6LT57G | INDUSTRIAL SPACES | 6LT57G67F | HIGH BAY AND LOW BAY | 6LT57G67F741 | SMART 4
GWS4420BF857 | SMART[4]HB 4M ESTÁND.ON/OFF HLO 30° 57K | 1302 | 1 | 1 | 1 | NR | 8034035065101 | 94054210 | 6LT00 | Lighting | 6LT | CAT. LIGHT | 6LT57G | INDUSTRIAL SPACES | 6LT57G67F | HIGH BAY AND LOW BAY | 6LT57G67F741 | SMART 4
GWS4420BH830 | SMART[4]HB 4M ESTÁND.ON/OFF HLO 60° 30K | 1302 | 1 | 1 | 1 | NR | 8034035065118 | 94054210 | 6LT00 | Lighting | 6LT | CAT. LIGHT | 6LT57G | INDUSTRIAL SPACES | 6LT57G67F | HIGH BAY AND LOW BAY | 6LT57G67F741 | SMART 4
GWS4420BH840 | SMART[4]HB 4M ESTÁND.ON/OFF HLO 60° 40K | 1302 | 1 | 1 | 1 | NR | 8034035051340 | 94054210 | 6LT00 | Lighting | 6LT | CAT. LIGHT | 6LT57G | INDUSTRIAL SPACES | 6LT57G67F | HIGH BAY AND LOW BAY | 6LT57G67F741 | SMART 4
GWS4420BH857 | SMART[4]HB 4M ESTÁND.ON/OFF HLO 60° 57K | 1302 | 1 | 1 | 1 | NR | 8034035055836 | 94054210 | 6LT00 | Lighting | 6LT | CAT. LIGHT | 6LT57G | INDUSTRIAL SPACES | 6LT57G67F | HIGH BAY AND LOW BAY | 6LT57G67F741 | SMART 4
GWS4420BP830 | SMART[4]HB 4M ESTÁND.ON/OFF HLO 90° 30K | 1302 | 1 | 1 | 1 | NR | 8034035065125 | 94054210 | 6LT00 | Lighting | 6LT | CAT. LIGHT | 6LT57G | INDUSTRIAL SPACES | 6LT57G67F | HIGH BAY AND LOW BAY | 6LT57G67F741 | SMART 4
GWS4420BP840 | SMART[4]HB 4M ESTÁND.ON/OFF HLO 90° 40K | 1302 | 1 | 1 | 1 | NR | 8034035051357 | 94054210 | 6LT00 | Lighting | 6LT | CAT. LIGHT | 6LT57G | INDUSTRIAL SPACES | 6LT57G67F | HIGH BAY AND LOW BAY | 6LT57G67F741 | SMART 4
GWS4420BP857 | SMART[4]HB 4M ESTÁND.ON/OFF HLO 90° 57K | 1302 | 1 | 1 | 1 | NR | 8034035055867 | 94054210 | 6LT00 | Lighting | 6LT | CAT. LIGHT | 6LT57G | INDUSTRIAL SPACES | 6LT57G67F | HIGH BAY AND LOW BAY | 6LT57G67F741 | SMART 4
GWS4420BQ830 | SMART[4]HB 4M ESTÁND.ON/OFF HLO ELÍP.30K | 1302 | 1 | 1 | 1 | NR | 8034035065132 | 94054210 | 6LT00 | Lighting | 6LT | CAT. LIGHT | 6LT57G | INDUSTRIAL SPACES | 6LT57G67F | HIGH BAY AND LOW BAY | 6LT57G67F741 | SMART 4
GWS4420BQ840 | SMART[4]HB 4M ESTÁND.ON/OFF HLO ELÍP.40K | 1302 | 1 | 1 | 1 | NR | 8034035055874 | 94054210 | 6LT00 | Lighting | 6LT | CAT. LIGHT | 6LT57G | INDUSTRIAL SPACES | 6LT57G67F | HIGH BAY AND LOW BAY | 6LT57G67F741 | SMART 4
GWS4420BQ857 | SMART[4]HB 4M ESTÁND.ON/OFF HLO ELÍP.57K | 1302 | 1 | 1 | 1 | NR | 8034035065149 | 94054210 | 6LT00 | Lighting | 6LT | CAT. LIGHT | 6LT57G | INDUSTRIAL SPACES | 6LT57G67F | HIGH BAY AND LOW BAY | 6LT57G67F741 | SMART 4
GWS4421AA830 | SMART[4]HB 4M ESTÁNDAR DALI ARR.30K | 1322 | 1 | 1 | 1 | NR | 8034035063282 | 94054210 | 6LT00 | Lighting | 6LT | CAT. LIGHT | 6LT57G | INDUSTRIAL SPACES | 6LT57G67F | HIGH BAY AND LOW BAY | 6LT57G67F741 | SMART 4
GWS4421AA840 | SMART[4]HB 4M ESTÁNDAR DALI ARR.40K | 1322 | 1 | 1 | 1 | NR | 8034035051364 | 94054210 | 6LT00 | Lighting | 6LT | CAT. LIGHT | 6LT57G | INDUSTRIAL SPACES | 6LT57G67F | HIGH BAY AND LOW BAY | 6LT57G67F741 | SMART 4
GWS4421AA857 | SMART[4]HB 4M ESTÁNDAR DALI ARR.57K | 1322 | 1 | 1 | 1 | NR | 8034035057410 | 94054210 | 6LT00 | Lighting | 6LT | CAT. LIGHT | 6LT57G | INDUSTRIAL SPACES | 6LT57G67F | HIGH BAY AND LOW BAY | 6LT57G67F741 | SMART 4
GWS4421AC830 | SMART[4]HB 4M ESTÁNDAR DALI ASIM.30K | 1424.5 | 1 | 1 | 1 | NR | 8034035063299 | 94054210 | 6LT00 | Lighting | 6LT | CAT. LIGHT | 6LT57G | INDUSTRIAL SPACES | 6LT57G67F | HIGH BAY AND LOW BAY | 6LT57G67F741 | SMART 4
GWS4421AC840 | SMART[4]HB 4M ESTÁNDAR DALI ASIM.40K | 1424.5 | 1 | 1 | 1 | NR | 8034035041709 | 94054210 | 6LT00 | Lighting | 6LT | CAT. LIGHT | 6LT57G | INDUSTRIAL SPACES | 6LT57G67F | HIGH BAY AND LOW BAY | 6LT57G67F741 | SMART 4
GWS4421AC857 | SMART[4]HB 4M ESTÁNDAR DALI ASIM.57K | 1424.5 | 1 | 1 | 1 | NR | 8034035063305 | 94054210 | 6LT00 | Lighting | 6LT | CAT. LIGHT | 6LT57G | INDUSTRIAL SPACES | 6LT57G67F | HIGH BAY AND LOW BAY | 6LT57G67F741 | SMART 4
GWS4421AF830 | SMART[4]HB 4M ESTÁNDAR DALI 30° 30K | 1424.5 | 1 | 1 | 1 | NR | 8034035063312 | 94054210 | 6LT00 | Lighting | 6LT | CAT. LIGHT | 6LT57G | INDUSTRIAL SPACES | 6LT57G67F | HIGH BAY AND LOW BAY | 6LT57G67F741 | SMART 4
GWS4421AF840 | SMART[4]HB 4M ESTÁNDAR DALI 30° 40K | 1424.5 | 1 | 1 | 1 | NR | 8034035055881 | 94054210 | 6LT00 | Lighting | 6LT | CAT. LIGHT | 6LT57G | INDUSTRIAL SPACES | 6LT57G67F | HIGH BAY AND LOW BAY | 6LT57G67F741 | SMART 4
GWS4421AF857 | SMART[4]HB 4M ESTÁNDAR DALI 30° 57K | 1424.5 | 1 | 1 | 1 | NR | 8034035063329 | 94054210 | 6LT00 | Lighting | 6LT | CAT. LIGHT | 6LT57G | INDUSTRIAL SPACES | 6LT57G67F | HIGH BAY AND LOW BAY | 6LT57G67F741 | SMART 4
GWS4421AH830 | SMART[4]HB 4M ESTÁNDAR DALI 60° 30K | 1424.5 | 1 | 1 | 1 | NR | 8034035063336 | 94054210 | 6LT00 | Lighting | 6LT | CAT. LIGHT | 6LT57G | INDUSTRIAL SPACES | 6LT57G67F | HIGH BAY AND LOW BAY | 6LT57G67F741 | SMART 4
GWS4421AH840 | SMART[4]HB 4M ESTÁNDAR DALI 60° 40K | 1424.5 | 1 | 1 | 1 | NR | 8034035041716 | 94054210 | 6LT00 | Lighting | 6LT | CAT. LIGHT | 6LT57G | INDUSTRIAL SPACES | 6LT57G67F | HIGH BAY AND LOW BAY | 6LT57G67F741 | SMART 4
GWS4421AH857 | SMART[4]HB 4M ESTÁNDAR DALI 60° 57K | 1424.5 | 1 | 1 | 1 | NR | 8034035057403 | 94054210 | 6LT00 | Lighting | 6LT | CAT. LIGHT | 6LT57G | INDUSTRIAL SPACES | 6LT57G67F | HIGH BAY AND LOW BAY | 6LT57G67F741 | SMART 4
GWS4421AP830 | SMART[4]HB 4M ESTÁNDAR DALI 90° 30K | 1424.5 | 1 | 1 | 1 | NR | 8034035063343 | 94054210 | 6LT00 | Lighting | 6LT | CAT. LIGHT | 6LT57G | INDUSTRIAL SPACES | 6LT57G67F | HIGH BAY AND LOW BAY | 6LT57G67F741 | SMART 4
GWS4421AP840 | SMART[4]HB 4M ESTÁNDAR DALI 90° 40K | 1424.5 | 1 | 1 | 1 | NR | 8034035051371 | 94054210 | 6LT00 | Lighting | 6LT | CAT. LIGHT | 6LT57G | INDUSTRIAL SPACES | 6LT57G67F | HIGH BAY AND LOW BAY | 6LT57G67F741 | SMART 4
GWS4421AP857 | SMART[4]HB 4M ESTÁNDAR DALI 90° 57K | 1424.5 | 1 | 1 | 1 | NR | 8034035057427 | 94054210 | 6LT00 | Lighting | 6LT | CAT. LIGHT | 6LT57G | INDUSTRIAL SPACES | 6LT57G67F | HIGH BAY AND LOW BAY | 6LT57G67F741 | SMART 4
GWS4421AQ830 | SMART[4]HB 4M ESTÁNDAR DALI ELÍPTICA 30K | 1424.5 | 1 | 1 | 1 | NR | 8034035063350 | 94054210 | 6LT00 | Lighting | 6LT | CAT. LIGHT | 6LT57G | INDUSTRIAL SPACES | 6LT57G67F | HIGH BAY AND LOW BAY | 6LT57G67F741 | SMART 4
GWS4421AQ840 | SMART[4]HB 4M ESTÁNDAR DALI ELÍPTICA 40K | 1424.5 | 1 | 1 | 1 | NR | 8034035055898 | 94054210 | 6LT00 | Lighting | 6LT | CAT. LIGHT | 6LT57G | INDUSTRIAL SPACES | 6LT57G67F | HIGH BAY AND LOW BAY | 6LT57G67F741 | SMART 4
GWS4421AQ857 | SMART[4]HB 4M ESTÁNDAR DALI ELÍPTICA 57K | 1424.5 | 1 | 1 | 1 | NR | 8034035063367 | 94054210 | 6LT00 | Lighting | 6LT | CAT. LIGHT | 6LT57G | INDUSTRIAL SPACES | 6LT57G67F | HIGH BAY AND LOW BAY | 6LT57G67F741 | SMART 4
GWS4421BA830 | SMART[4]HB 4M ESTÁNDAR DALI HLO ARR.30K | 1322 | 1 | 1 | 1 | NR | 8034035065156 | 94054210 | 6LT00 | Lighting | 6LT | CAT. LIGHT | 6LT57G | INDUSTRIAL SPACES | 6LT57G67F | HIGH BAY AND LOW BAY | 6LT57G67F741 | SMART 4
GWS4421BA840 | SMART[4]HB 4M ESTÁNDAR DALI HLO ARR.40K | 1322 | 1 | 1 | 1 | NR | 8034035041730 | 94054210 | 6LT00 | Lighting | 6LT | CAT. LIGHT | 6LT57G | INDUSTRIAL SPACES | 6LT57G67F | HIGH BAY AND LOW BAY | 6LT57G67F741 | SMART 4
GWS4421BA857 | SMART[4]HB 4M ESTÁNDAR DALI HLO ARR.57K | 1322 | 1 | 1 | 1 | NR | 8034035057441 | 94054210 | 6LT00 | Lighting | 6LT | CAT. LIGHT | 6LT57G | INDUSTRIAL SPACES | 6LT57G67F | HIGH BAY AND LOW BAY | 6LT57G67F741 | SMART 4
GWS4421BC830 | SMART[4]HB 4M ESTÁNDAR DALI HLO ASIM.30K | 1424.5 | 1 | 1 | 1 | NR | 8034035065163 | 94054210 | 6LT00 | Lighting | 6LT | CAT. LIGHT | 6LT57G | INDUSTRIAL SPACES | 6LT57G67F | HIGH BAY AND LOW BAY | 6LT57G67F741 | SMART 4
GWS4421BC840 | SMART[4]HB 4M ESTÁNDAR DALI HLO ASIM.40K | 1424.5 | 1 | 1 | 1 | NR | 8034035055904 | 94054210 | 6LT00 | Lighting | 6LT | CAT. LIGHT | 6LT57G | INDUSTRIAL SPACES | 6LT57G67F | HIGH BAY AND LOW BAY | 6LT57G67F741 | SMART 4
GWS4421BC857 | SMART[4]HB 4M ESTÁNDAR DALI HLO ASIM.57K | 1424.5 | 1 | 1 | 1 | NR | 8034035065170 | 94054210 | 6LT00 | Lighting | 6LT | CAT. LIGHT | 6LT57G | INDUSTRIAL SPACES | 6LT57G67F | HIGH BAY AND LOW BAY | 6LT57G67F741 | SMART 4
GWS4421BF830 | SMART[4]HB 4M ESTÁNDAR DALI HLO 30° 30K | 1424.5 | 1 | 1 | 1 | NR | 8034035065187 | 94054210 | 6LT00 | Lighting | 6LT | CAT. LIGHT | 6LT57G | INDUSTRIAL SPACES | 6LT57G67F | HIGH BAY AND LOW BAY | 6LT57G67F741 | SMART 4
GWS4421BF840 | SMART[4]HB 4M ESTÁNDAR DALI HLO 30° 40K | 1424.5 | 1 | 1 | 1 | NR | 8034035041723 | 94054210 | 6LT00 | Lighting | 6LT | CAT. LIGHT | 6LT57G | INDUSTRIAL SPACES | 6LT57G67F | HIGH BAY AND LOW BAY | 6LT57G67F741 | SMART 4
GWS4421BF857 | SMART[4]HB 4M ESTÁNDAR DALI HLO 30° 57K | 1424.5 | 1 | 1 | 1 | NR | 8034035065194 | 94054210 | 6LT00 | Lighting | 6LT | CAT. LIGHT | 6LT57G | INDUSTRIAL SPACES | 6LT57G67F | HIGH BAY AND LOW BAY | 6LT57G67F741 | SMART 4
GWS4421BH830 | SMART[4]HB 4M ESTÁNDAR DALI HLO 60° 30K | 1424.5 | 1 | 1 | 1 | NR | 8034035065200 | 94054210 | 6LT00 | Lighting | 6LT | CAT. LIGHT | 6LT57G | INDUSTRIAL SPACES | 6LT57G67F | HIGH BAY AND LOW BAY | 6LT57G67F741 | SMART 4
GWS4421BH840 | SMART[4]HB 4M ESTÁNDAR DALI HLO 60° 40K | 1424.5 | 1 | 1 | 1 | NR | 8034035051388 | 94054210 | 6LT00 | Lighting | 6LT | CAT. LIGHT | 6LT57G | INDUSTRIAL SPACES | 6LT57G67F | HIGH BAY AND LOW BAY | 6LT57G67F741 | SMART 4
GWS4421BH857 | SMART[4]HB 4M ESTÁNDAR DALI HLO 60° 57K | 1424.5 | 1 | 1 | 1 | NR | 8034035057434 | 94054210 | 6LT00 | Lighting | 6LT | CAT. LIGHT | 6LT57G | INDUSTRIAL SPACES | 6LT57G67F | HIGH BAY AND LOW BAY | 6LT57G67F741 | SMART 4
GWS4421BP830 | SMART[4]HB 4M ESTÁNDAR DALI HLO 90° 30K | 1424.5 | 1 | 1 | 1 | NR | 8034035065217 | 94054210 | 6LT00 | Lighting | 6LT | CAT. LIGHT | 6LT57G | INDUSTRIAL SPACES | 6LT57G67F | HIGH BAY AND LOW BAY | 6LT57G67F741 | SMART 4
GWS4421BP840 | SMART[4]HB 4M ESTÁNDAR DALI HLO 90° 40K | 1424.5 | 1 | 1 | 1 | NR | 8034035051395 | 94054210 | 6LT00 | Lighting | 6LT | CAT. LIGHT | 6LT57G | INDUSTRIAL SPACES | 6LT57G67F | HIGH BAY AND LOW BAY | 6LT57G67F741 | SMART 4
GWS4421BP857 | SMART[4]HB 4M ESTÁNDAR DALI HLO 90° 57K | 1424.5 | 1 | 1 | 1 | NR | 8034035057458 | 94054210 | 6LT00 | Lighting | 6LT | CAT. LIGHT | 6LT57G | INDUSTRIAL SPACES | 6LT57G67F | HIGH BAY AND LOW BAY | 6LT57G67F741 | SMART 4
GWS4421BQ830 | SMART[4]HB 4M ESTÁND.DALI HLO ELÍPT.30K | 1424.5 | 1 | 1 | 1 | NR | 8034035065224 | 94054210 | 6LT00 | Lighting | 6LT | CAT. LIGHT | 6LT57G | INDUSTRIAL SPACES | 6LT57G67F | HIGH BAY AND LOW BAY | 6LT57G67F741 | SMART 4
GWS4421BQ840 | SMART[4]HB 4M ESTÁND.DALI HLO ELÍPT.40K | 1424.5 | 1 | 1 | 1 | NR | 8034035055911 | 94054210 | 6LT00 | Lighting | 6LT | CAT. LIGHT | 6LT57G | INDUSTRIAL SPACES | 6LT57G67F | HIGH BAY AND LOW BAY | 6LT57G67F741 | SMART 4
GWS4421BQ857 | SMART[4]HB 4M ESTÁND.DALI HLO ELÍPT.57K | 1424.5 | 1 | 1 | 1 | NR | 8034035065231 | 94054210 | 6LT00 | Lighting | 6LT | CAT. LIGHT | 6LT57G | INDUSTRIAL SPACES | 6LT57G67F | HIGH BAY AND LOW BAY | 6LT57G67F741 | SMART 4
GWS4422AA830 | SMART[4]HB 4M PASANTE ON/OFF ARRAY 30K | 1302 | 1 | 1 | 1 | NR | 8034035063374 | 94054210 | 6LT00 | Lighting | 6LT | CAT. LIGHT | 6LT57G | INDUSTRIAL SPACES | 6LT57G67F | HIGH BAY AND LOW BAY | 6LT57G67F741 | SMART 4
GWS4422AA840 | SMART[4]HB 4M PASANTE ON/OFF ARRAY 40K | 1302 | 1 | 1 | 1 | NR | 8034035057465 | 94054210 | 6LT00 | Lighting | 6LT | CAT. LIGHT | 6LT57G | INDUSTRIAL SPACES | 6LT57G67F | HIGH BAY AND LOW BAY | 6LT57G67F741 | SMART 4
GWS4422AA857 | SMART[4]HB 4M PASANTE ON/OFF ARRAY 57K | 1302 | 1 | 1 | 1 | NR | 8034035063381 | 94054210 | 6LT00 | Lighting | 6LT | CAT. LIGHT | 6LT57G | INDUSTRIAL SPACES | 6LT57G67F | HIGH BAY AND LOW BAY | 6LT57G67F741 | SMART 4
GWS4422AC830 | SMART[4]HB 4M PASANTE ON/OFF ASIM.30K | 1394 | 1 | 1 | 1 | NR | 8034035063398 | 94054210 | 6LT00 | Lighting | 6LT | CAT. LIGHT | 6LT57G | INDUSTRIAL SPACES | 6LT57G67F | HIGH BAY AND LOW BAY | 6LT57G67F741 | SMART 4
GWS4422AC840 | SMART[4]HB 4M PASANTE ON/OFF ASIM.40K | 1394 | 1 | 1 | 1 | NR | 8034035063404 | 94054210 | 6LT00 | Lighting | 6LT | CAT. LIGHT | 6LT57G | INDUSTRIAL SPACES | 6LT57G67F | HIGH BAY AND LOW BAY | 6LT57G67F741 | SMART 4
GWS4422AC857 | SMART[4]HB 4M PASANTE ON/OFF ASIM.57K | 1394 | 1 | 1 | 1 | NR | 8034035063411 | 94054210 | 6LT00 | Lighting | 6LT | CAT. LIGHT | 6LT57G | INDUSTRIAL SPACES | 6LT57G67F | HIGH BAY AND LOW BAY | 6LT57G67F741 | SMART 4
GWS4422AF830 | SMART[4]HB 4M PASANTE ON/OFF 30° 30K | 1394 | 1 | 1 | 1 | NR | 8034035063428 | 94054210 | 6LT00 | Lighting | 6LT | CAT. LIGHT | 6LT57G | INDUSTRIAL SPACES | 6LT57G67F | HIGH BAY AND LOW BAY | 6LT57G67F741 | SMART 4
GWS4422AF840 | SMART[4]HB 4M PASANTE ON/OFF 30° 40K | 1394 | 1 | 1 | 1 | NR | 8034035063435 | 94054210 | 6LT00 | Lighting | 6LT | CAT. LIGHT | 6LT57G | INDUSTRIAL SPACES | 6LT57G67F | HIGH BAY AND LOW BAY | 6LT57G67F741 | SMART 4
GWS4422AF857 | SMART[4]HB 4M PASANTE ON/OFF 30° 57K | 1394 | 1 | 1 | 1 | NR | 8034035063442 | 94054210 | 6LT00 | Lighting | 6LT | CAT. LIGHT | 6LT57G | INDUSTRIAL SPACES | 6LT57G67F | HIGH BAY AND LOW BAY | 6LT57G67F741 | SMART 4
GWS4422AH830 | SMART[4]HB 4M PASANTE ON/OFF 60° 30K | 1394 | 1 | 1 | 1 | NR | 8034035063459 | 94054210 | 6LT00 | Lighting | 6LT | CAT. LIGHT | 6LT57G | INDUSTRIAL SPACES | 6LT57G67F | HIGH BAY AND LOW BAY | 6LT57G67F741 | SMART 4
GWS4422AH840 | SMART[4]HB 4M PASANTE ON/OFF 60° 40K | 1394 | 1 | 1 | 1 | NR | 8034035041037 | 94054210 | 6LT00 | Lighting | 6LT | CAT. LIGHT | 6LT57G | INDUSTRIAL SPACES | 6LT57G67F | HIGH BAY AND LOW BAY | 6LT57G67F741 | SMART 4
GWS4422AH857 | SMART[4]HB 4M PASANTE ON/OFF 60° 57K | 1394 | 1 | 1 | 1 | NR | 8034035063466 | 94054210 | 6LT00 | Lighting | 6LT | CAT. LIGHT | 6LT57G | INDUSTRIAL SPACES | 6LT57G67F | HIGH BAY AND LOW BAY | 6LT57G67F741 | SMART 4
GWS4422AP830 | SMART[4]HB 4M PASANTE ON/OFF 90° 30K | 1394 | 1 | 1 | 1 | NR | 8034035063473 | 94054210 | 6LT00 | Lighting | 6LT | CAT. LIGHT | 6LT57G | INDUSTRIAL SPACES | 6LT57G67F | HIGH BAY AND LOW BAY | 6LT57G67F741 | SMART 4
GWS4422AP840 | SMART[4]HB 4M PASANTE ON/OFF 90° 40K | 1394 | 1 | 1 | 1 | NR | 8034035057472 | 94054210 | 6LT00 | Lighting | 6LT | CAT. LIGHT | 6LT57G | INDUSTRIAL SPACES | 6LT57G67F | HIGH BAY AND LOW BAY | 6LT57G67F741 | SMART 4
GWS4422AP857 | SMART[4]HB 4M PASANTE ON/OFF 90° 57K | 1394 | 1 | 1 | 1 | NR | 8034035063480 | 94054210 | 6LT00 | Lighting | 6LT | CAT. LIGHT | 6LT57G | INDUSTRIAL SPACES | 6LT57G67F | HIGH BAY AND LOW BAY | 6LT57G67F741 | SMART 4
GWS4422AQ830 | SMART[4]HB 4M PASANTE ON/OFF ELÍPT.30K | 1394 | 1 | 1 | 1 | NR | 8034035063497 | 94054210 | 6LT00 | Lighting | 6LT | CAT. LIGHT | 6LT57G | INDUSTRIAL SPACES | 6LT57G67F | HIGH BAY AND LOW BAY | 6LT57G67F741 | SMART 4
GWS4422AQ840 | SMART[4]HB 4M PASANTE ON/OFF ELÍPT.40K | 1394 | 1 | 1 | 1 | NR | 8034035063503 | 94054210 | 6LT00 | Lighting | 6LT | CAT. LIGHT | 6LT57G | INDUSTRIAL SPACES | 6LT57G67F | HIGH BAY AND LOW BAY | 6LT57G67F741 | SMART 4
GWS4422AQ857 | SMART[4]HB 4M PASANTE ON/OFF ELÍPT.57K | 1394 | 1 | 1 | 1 | NR | 8034035063510 | 94054210 | 6LT00 | Lighting | 6LT | CAT. LIGHT | 6LT57G | INDUSTRIAL SPACES | 6LT57G67F | HIGH BAY AND LOW BAY | 6LT57G67F741 | SMART 4
GWS4422BA830 | SMART[4]HB 4M PASANTE ON/OFF HLO ARR.30K | 1302 | 1 | 1 | 1 | NR | 8034035065248 | 94054210 | 6LT00 | Lighting | 6LT | CAT. LIGHT | 6LT57G | INDUSTRIAL SPACES | 6LT57G67F | HIGH BAY AND LOW BAY | 6LT57G67F741 | SMART 4
GWS4422BA840 | SMART[4]HB 4M PASANTE ON/OFF HLO ARR.40K | 1302 | 1 | 1 | 1 | NR | 8034035057502 | 94054210 | 6LT00 | Lighting | 6LT | CAT. LIGHT | 6LT57G | INDUSTRIAL SPACES | 6LT57G67F | HIGH BAY AND LOW BAY | 6LT57G67F741 | SMART 4
GWS4422BA857 | SMART[4]HB 4M PASANTE ON/OFF HLO ARR.57K | 1302 | 1 | 1 | 1 | NR | 8034035065255 | 94054210 | 6LT00 | Lighting | 6LT | CAT. LIGHT | 6LT57G | INDUSTRIAL SPACES | 6LT57G67F | HIGH BAY AND LOW BAY | 6LT57G67F741 | SMART 4
GWS4422BC830 | SMART[4]HB 4M PASANTE ON/OFF HLO ASI.30K | 1394 | 1 | 1 | 1 | NR | 8034035065262 | 94054210 | 6LT00 | Lighting | 6LT | CAT. LIGHT | 6LT57G | INDUSTRIAL SPACES | 6LT57G67F | HIGH BAY AND LOW BAY | 6LT57G67F741 | SMART 4
GWS4422BC840 | SMART[4]HB 4M PASANTE ON/OFF HLO ASI.40K | 1394 | 1 | 1 | 1 | NR | 8034035065279 | 94054210 | 6LT00 | Lighting | 6LT | CAT. LIGHT | 6LT57G | INDUSTRIAL SPACES | 6LT57G67F | HIGH BAY AND LOW BAY | 6LT57G67F741 | SMART 4
GWS4422BC857 | SMART[4]HB 4M PASANTE ON/OFF HLO ASI.57K | 1394 | 1 | 1 | 1 | NR | 8034035065286 | 94054210 | 6LT00 | Lighting | 6LT | CAT. LIGHT | 6LT57G | INDUSTRIAL SPACES | 6LT57G67F | HIGH BAY AND LOW BAY | 6LT57G67F741 | SMART 4
GWS4422BF830 | SMART[4]HB 4M PASANTE ON/OFF HLO 30° 30K | 1394 | 1 | 1 | 1 | NR | 8034035065293 | 94054210 | 6LT00 | Lighting | 6LT | CAT. LIGHT | 6LT57G | INDUSTRIAL SPACES | 6LT57G67F | HIGH BAY AND LOW BAY | 6LT57G67F741 | SMART 4
GWS4422BF840 | SMART[4]HB 4M PASANTE ON/OFF HLO 30° 40K | 1394 | 1 | 1 | 1 | NR | 8034035065309 | 94054210 | 6LT00 | Lighting | 6LT | CAT. LIGHT | 6LT57G | INDUSTRIAL SPACES | 6LT57G67F | HIGH BAY AND LOW BAY | 6LT57G67F741 | SMART 4
GWS4422BF857 | SMART[4]HB 4M PASANTE ON/OFF HLO 30° 57K | 1394 | 1 | 1 | 1 | NR | 8034035065316 | 94054210 | 6LT00 | Lighting | 6LT | CAT. LIGHT | 6LT57G | INDUSTRIAL SPACES | 6LT57G67F | HIGH BAY AND LOW BAY | 6LT57G67F741 | SMART 4
GWS4422BH830 | SMART[4]HB 4M PASANTE ON/OFF HLO 60° 30K | 1394 | 1 | 1 | 1 | NR | 8034035065323 | 94054210 | 6LT00 | Lighting | 6LT | CAT. LIGHT | 6LT57G | INDUSTRIAL SPACES | 6LT57G67F | HIGH BAY AND LOW BAY | 6LT57G67F741 | SMART 4
GWS4422BH840 | SMART[4]HB 4M PASANTE ON/OFF HLO 60° 40K | 1394 | 1 | 1 | 1 | NR | 8034035057489 | 94054210 | 6LT00 | Lighting | 6LT | CAT. LIGHT | 6LT57G | INDUSTRIAL SPACES | 6LT57G67F | HIGH BAY AND LOW BAY | 6LT57G67F741 | SMART 4
GWS4422BH857 | SMART[4]HB 4M PASANTE ON/OFF HLO 60° 57K | 1394 | 1 | 1 | 1 | NR | 8034035065330 | 94054210 | 6LT00 | Lighting | 6LT | CAT. LIGHT | 6LT57G | INDUSTRIAL SPACES | 6LT57G67F | HIGH BAY AND LOW BAY | 6LT57G67F741 | SMART 4
GWS4422BP830 | SMART[4]HB 4M PASANTE ON/OFF HLO 90° 30K | 1394 | 1 | 1 | 1 | NR | 8034035065347 | 94054210 | 6LT00 | Lighting | 6LT | CAT. LIGHT | 6LT57G | INDUSTRIAL SPACES | 6LT57G67F | HIGH BAY AND LOW BAY | 6LT57G67F741 | SMART 4
GWS4422BP840 | SMART[4]HB 4M PASANTE ON/OFF HLO 90° 40K | 1394 | 1 | 1 | 1 | NR | 8034035057519 | 94054210 | 6LT00 | Lighting | 6LT | CAT. LIGHT | 6LT57G | INDUSTRIAL SPACES | 6LT57G67F | HIGH BAY AND LOW BAY | 6LT57G67F741 | SMART 4
GWS4422BP857 | SMART[4]HB 4M PASANTE ON/OFF HLO 90° 57K | 1394 | 1 | 1 | 1 | NR | 8034035065354 | 94054210 | 6LT00 | Lighting | 6LT | CAT. LIGHT | 6LT57G | INDUSTRIAL SPACES | 6LT57G67F | HIGH BAY AND LOW BAY | 6LT57G67F741 | SMART 4
GWS4422BQ830 | SMART[4]HB 4M PASANT.ON/OFF HLO ELÍP.30K | 1394 | 1 | 1 | 1 | NR | 8034035065361 | 94054210 | 6LT00 | Lighting | 6LT | CAT. LIGHT | 6LT57G | INDUSTRIAL SPACES | 6LT57G67F | HIGH BAY AND LOW BAY | 6LT57G67F741 | SMART 4
GWS4422BQ840 | SMART[4]HB 4M PASANT.ON/OFF HLO ELÍP.40K | 1394 | 1 | 1 | 1 | NR | 8034035065378 | 94054210 | 6LT00 | Lighting | 6LT | CAT. LIGHT | 6LT57G | INDUSTRIAL SPACES | 6LT57G67F | HIGH BAY AND LOW BAY | 6LT57G67F741 | SMART 4
GWS4422BQ857 | SMART[4]HB 4M PASANT.ON/OFF HLO ELÍP.57K | 1394 | 1 | 1 | 1 | NR | 8034035065385 | 94054210 | 6LT00 | Lighting | 6LT | CAT. LIGHT | 6LT57G | INDUSTRIAL SPACES | 6LT57G67F | HIGH BAY AND LOW BAY | 6LT57G67F741 | SMART 4
GWS4423AA830 | SMART[4]HB 4M PASANTE DALI ARRAY 30K | 1424.5 | 1 | 1 | 1 | NR | 8034035063527 | 94054210 | 6LT00 | Lighting | 6LT | CAT. LIGHT | 6LT57G | INDUSTRIAL SPACES | 6LT57G67F | HIGH BAY AND LOW BAY | 6LT57G67F741 | SMART 4
GWS4423AA840 | SMART[4]HB 4M PASANTE DALI ARRAY 40K | 1424.5 | 1 | 1 | 1 | NR | 8034035057526 | 94054210 | 6LT00 | Lighting | 6LT | CAT. LIGHT | 6LT57G | INDUSTRIAL SPACES | 6LT57G67F | HIGH BAY AND LOW BAY | 6LT57G67F741 | SMART 4
GWS4423AA857 | SMART[4]HB 4M PASANTE DALI ARRAY 57K | 1424.5 | 1 | 1 | 1 | NR | 8034035063534 | 94054210 | 6LT00 | Lighting | 6LT | CAT. LIGHT | 6LT57G | INDUSTRIAL SPACES | 6LT57G67F | HIGH BAY AND LOW BAY | 6LT57G67F741 | SMART 4
GWS4423AC830 | SMART[4]HB 4M PASANTE DALI ASIM.30K | 1537.5 | 1 | 1 | 1 | NR | 8034035063541 | 94054210 | 6LT00 | Lighting | 6LT | CAT. LIGHT | 6LT57G | INDUSTRIAL SPACES | 6LT57G67F | HIGH BAY AND LOW BAY | 6LT57G67F741 | SMART 4
GWS4423AC840 | SMART[4]HB 4M PASANTE DALI ASIM.40K | 1537.5 | 1 | 1 | 1 | NR | 8034035063558 | 94054210 | 6LT00 | Lighting | 6LT | CAT. LIGHT | 6LT57G | INDUSTRIAL SPACES | 6LT57G67F | HIGH BAY AND LOW BAY | 6LT57G67F741 | SMART 4
GWS4423AC857 | SMART[4]HB 4M PASANTE DALI ASIM.57K | 1537.5 | 1 | 1 | 1 | NR | 8034035063565 | 94054210 | 6LT00 | Lighting | 6LT | CAT. LIGHT | 6LT57G | INDUSTRIAL SPACES | 6LT57G67F | HIGH BAY AND LOW BAY | 6LT57G67F741 | SMART 4
GWS4423AF830 | SMART[4]HB 4M PASANTE DALI 30° 30K | 1537.5 | 1 | 1 | 1 | NR | 8034035063572 | 94054210 | 6LT00 | Lighting | 6LT | CAT. LIGHT | 6LT57G | INDUSTRIAL SPACES | 6LT57G67F | HIGH BAY AND LOW BAY | 6LT57G67F741 | SMART 4
GWS4423AF840 | SMART[4]HB 4M PASANTE DALI 30° 40K | 1537.5 | 1 | 1 | 1 | NR | 8034035063589 | 94054210 | 6LT00 | Lighting | 6LT | CAT. LIGHT | 6LT57G | INDUSTRIAL SPACES | 6LT57G67F | HIGH BAY AND LOW BAY | 6LT57G67F741 | SMART 4
GWS4423AF857 | SMART[4]HB 4M PASANTE DALI 30° 57K | 1537.5 | 1 | 1 | 1 | NR | 8034035063596 | 94054210 | 6LT00 | Lighting | 6LT | CAT. LIGHT | 6LT57G | INDUSTRIAL SPACES | 6LT57G67F | HIGH BAY AND LOW BAY | 6LT57G67F741 | SMART 4
GWS4423AH830 | SMART[4]HB 4M PASANTE DALI 60° 30K | 1537.5 | 1 | 1 | 1 | NR | 8034035063602 | 94054210 | 6LT00 | Lighting | 6LT | CAT. LIGHT | 6LT57G | INDUSTRIAL SPACES | 6LT57G67F | HIGH BAY AND LOW BAY | 6LT57G67F741 | SMART 4
GWS4423AH840 | SMART[4]HB 4M PASANTE DALI 60° 40K | 1537.5 | 1 | 1 | 1 | NR | 8034035041747 | 94054210 | 6LT00 | Lighting | 6LT | CAT. LIGHT | 6LT57G | INDUSTRIAL SPACES | 6LT57G67F | HIGH BAY AND LOW BAY | 6LT57G67F741 | SMART 4
GWS4423AH857 | SMART[4]HB 4M PASANTE DALI 60° 57K | 1537.5 | 1 | 1 | 1 | NR | 8034035063619 | 94054210 | 6LT00 | Lighting | 6LT | CAT. LIGHT | 6LT57G | INDUSTRIAL SPACES | 6LT57G67F | HIGH BAY AND LOW BAY | 6LT57G67F741 | SMART 4
GWS4423AP830 | SMART[4]HB 4M PASANTE DALI 90° 30K | 1537.5 | 1 | 1 | 1 | NR | 8034035063626 | 94054210 | 6LT00 | Lighting | 6LT | CAT. LIGHT | 6LT57G | INDUSTRIAL SPACES | 6LT57G67F | HIGH BAY AND LOW BAY | 6LT57G67F741 | SMART 4
GWS4423AP840 | SMART[4]HB 4M PASANTE DALI 90° 40K | 1537.5 | 1 | 1 | 1 | NR | 8034035057540 | 94054210 | 6LT00 | Lighting | 6LT | CAT. LIGHT | 6LT57G | INDUSTRIAL SPACES | 6LT57G67F | HIGH BAY AND LOW BAY | 6LT57G67F741 | SMART 4
GWS4423AP857 | SMART[4]HB 4M PASANTE DALI 90° 57K | 1537.5 | 1 | 1 | 1 | NR | 8034035063633 | 94054210 | 6LT00 | Lighting | 6LT | CAT. LIGHT | 6LT57G | INDUSTRIAL SPACES | 6LT57G67F | HIGH BAY AND LOW BAY | 6LT57G67F741 | SMART 4
GWS4423AQ830 | SMART[4]HB 4M PASANTE DALI ELÍPTICA 30K | 1537.5 | 1 | 1 | 1 | NR | 8034035063640 | 94054210 | 6LT00 | Lighting | 6LT | CAT. LIGHT | 6LT57G | INDUSTRIAL SPACES | 6LT57G67F | HIGH BAY AND LOW BAY | 6LT57G67F741 | SMART 4
GWS4423AQ840 | SMART[4]HB 4M PASANTE DALI ELÍPTICA 40K | 1537.5 | 1 | 1 | 1 | NR | 8034035063657 | 94054210 | 6LT00 | Lighting | 6LT | CAT. LIGHT | 6LT57G | INDUSTRIAL SPACES | 6LT57G67F | HIGH BAY AND LOW BAY | 6LT57G67F741 | SMART 4
GWS4423AQ857 | SMART[4]HB 4M PASANTE DALI ELÍPTICA 57K | 1537.5 | 1 | 1 | 1 | NR | 8034035063664 | 94054210 | 6LT00 | Lighting | 6LT | CAT. LIGHT | 6LT57G | INDUSTRIAL SPACES | 6LT57G67F | HIGH BAY AND LOW BAY | 6LT57G67F741 | SMART 4
GWS4423BA830 | SMART[4]HB 4M PASANTE DALI HLO ARR.30K | 1424.5 | 1 | 1 | 1 | NR | 8034035065392 | 94054210 | 6LT00 | Lighting | 6LT | CAT. LIGHT | 6LT57G | INDUSTRIAL SPACES | 6LT57G67F | HIGH BAY AND LOW BAY | 6LT57G67F741 | SMART 4
GWS4423BA840 | SMART[4]HB 4M PASANTE DALI HLO ARR.40K | 1424.5 | 1 | 1 | 1 | NR | 8034035057564 | 94054210 | 6LT00 | Lighting | 6LT | CAT. LIGHT | 6LT57G | INDUSTRIAL SPACES | 6LT57G67F | HIGH BAY AND LOW BAY | 6LT57G67F741 | SMART 4
GWS4423BA857 | SMART[4]HB 4M PASANTE DALI HLO ARR.57K | 1424.5 | 1 | 1 | 1 | NR | 8034035065408 | 94054210 | 6LT00 | Lighting | 6LT | CAT. LIGHT | 6LT57G | INDUSTRIAL SPACES | 6LT57G67F | HIGH BAY AND LOW BAY | 6LT57G67F741 | SMART 4
GWS4423BC830 | SMART[4]HB 4M PASANTE DALI HLO ASIM.30K | 1537.5 | 1 | 1 | 1 | NR | 8034035065415 | 94054210 | 6LT00 | Lighting | 6LT | CAT. LIGHT | 6LT57G | INDUSTRIAL SPACES | 6LT57G67F | HIGH BAY AND LOW BAY | 6LT57G67F741 | SMART 4
GWS4423BC840 | SMART[4]HB 4M PASANTE DALI HLO ASIM.40K | 1537.5 | 1 | 1 | 1 | NR | 8034035065422 | 94054210 | 6LT00 | Lighting | 6LT | CAT. LIGHT | 6LT57G | INDUSTRIAL SPACES | 6LT57G67F | HIGH BAY AND LOW BAY | 6LT57G67F741 | SMART 4
GWS4423BC857 | SMART[4]HB 4M PASANTE DALI HLO ASIM.57K | 1537.5 | 1 | 1 | 1 | NR | 8034035065439 | 94054210 | 6LT00 | Lighting | 6LT | CAT. LIGHT | 6LT57G | INDUSTRIAL SPACES | 6LT57G67F | HIGH BAY AND LOW BAY | 6LT57G67F741 | SMART 4
GWS4423BF830 | SMART[4]HB 4M PASANTE DALI HLO 30° 30K | 1537.5 | 1 | 1 | 1 | NR | 8034035065446 | 94054210 | 6LT00 | Lighting | 6LT | CAT. LIGHT | 6LT57G | INDUSTRIAL SPACES | 6LT57G67F | HIGH BAY AND LOW BAY | 6LT57G67F741 | SMART 4
GWS4423BF840 | SMART[4]HB 4M PASANTE DALI HLO 30° 40K | 1537.5 | 1 | 1 | 1 | NR | 8034035041754 | 94054210 | 6LT00 | Lighting | 6LT | CAT. LIGHT | 6LT57G | INDUSTRIAL SPACES | 6LT57G67F | HIGH BAY AND LOW BAY | 6LT57G67F741 | SMART 4
GWS4423BF857 | SMART[4]HB 4M PASANTE DALI HLO 30° 57K | 1537.5 | 1 | 1 | 1 | NR | 8034035065453 | 94054210 | 6LT00 | Lighting | 6LT | CAT. LIGHT | 6LT57G | INDUSTRIAL SPACES | 6LT57G67F | HIGH BAY AND LOW BAY | 6LT57G67F741 | SMART 4
GWS4423BH830 | SMART[4]HB 4M PASANTE DALI HLO 60° 30K | 1537.5 | 1 | 1 | 1 | NR | 8034035065460 | 94054210 | 6LT00 | Lighting | 6LT | CAT. LIGHT | 6LT57G | INDUSTRIAL SPACES | 6LT57G67F | HIGH BAY AND LOW BAY | 6LT57G67F741 | SMART 4
GWS4423BH840 | SMART[4]HB 4M PASANTE DALI HLO 60° 40K | 1537.5 | 1 | 1 | 1 | NR | 8034035057557 | 94054210 | 6LT00 | Lighting | 6LT | CAT. LIGHT | 6LT57G | INDUSTRIAL SPACES | 6LT57G67F | HIGH BAY AND LOW BAY | 6LT57G67F741 | SMART 4
GWS4423BH857 | SMART[4]HB 4M PASANTE DALI HLO 60° 57K | 1537.5 | 1 | 1 | 1 | NR | 8034035065477 | 94054210 | 6LT00 | Lighting | 6LT | CAT. LIGHT | 6LT57G | INDUSTRIAL SPACES | 6LT57G67F | HIGH BAY AND LOW BAY | 6LT57G67F741 | SMART 4
GWS4423BP830 | SMART[4]HB 4M PASANTE DALI HLO 90° 30K | 1537.5 | 1 | 1 | 1 | NR | 8034035065484 | 94054210 | 6LT00 | Lighting | 6LT | CAT. LIGHT | 6LT57G | INDUSTRIAL SPACES | 6LT57G67F | HIGH BAY AND LOW BAY | 6LT57G67F741 | SMART 4
GWS4423BP840 | SMART[4]HB 4M PASANTE DALI HLO 90° 40K | 1537.5 | 1 | 1 | 1 | NR | 8034035057571 | 94054210 | 6LT00 | Lighting | 6LT | CAT. LIGHT | 6LT57G | INDUSTRIAL SPACES | 6LT57G67F | HIGH BAY AND LOW BAY | 6LT57G67F741 | SMART 4
GWS4423BP857 | SMART[4]HB 4M PASANTE DALI HLO 90° 57K | 1537.5 | 1 | 1 | 1 | NR | 8034035065491 | 94054210 | 6LT00 | Lighting | 6LT | CAT. LIGHT | 6LT57G | INDUSTRIAL SPACES | 6LT57G67F | HIGH BAY AND LOW BAY | 6LT57G67F741 | SMART 4
GWS4423BQ830 | SMART[4]HB 4M PASANTE DALI HLO ELÍPT.30K | 1537.5 | 1 | 1 | 1 | NR | 8034035065507 | 94054210 | 6LT00 | Lighting | 6LT | CAT. LIGHT | 6LT57G | INDUSTRIAL SPACES | 6LT57G67F | HIGH BAY AND LOW BAY | 6LT57G67F741 | SMART 4
GWS4423BQ840 | SMART[4]HB 4M PASANTE DALI HLO ELÍPT.40K | 1537.5 | 1 | 1 | 1 | NR | 8034035065514 | 94054210 | 6LT00 | Lighting | 6LT | CAT. LIGHT | 6LT57G | INDUSTRIAL SPACES | 6LT57G67F | HIGH BAY AND LOW BAY | 6LT57G67F741 | SMART 4
GWS4423BQ857 | SMART[4]HB 4M PASANTE DALI HLO ELÍPT.57K | 1537.5 | 1 | 1 | 1 | NR | 8034035065521 | 94054210 | 6LT00 | Lighting | 6LT | CAT. LIGHT | 6LT57G | INDUSTRIAL SPACES | 6LT57G67F | HIGH BAY AND LOW BAY | 6LT57G67F741 | SMART 4
GWS4424AA830 | SMART[4]HB 4M EMERGENCIA ARRAY 30K | 1875.5 | 1 | 1 | 1 | NR | 8034035063671 | 94054210 | 6LT00 | Lighting | 6LT | CAT. LIGHT | 6LT57G | INDUSTRIAL SPACES | 6LT57G67F | HIGH BAY AND LOW BAY | 6LT57G67F743 | SMART 4 - SPECIAL
GWS4424AA840 | SMART[4]HB 4M EMERGENCIA ARRAY 40K | 1875.5 | 1 | 1 | 1 | NR | 8034035056703 | 94054210 | 6LT00 | Lighting | 6LT | CAT. LIGHT | 6LT57G | INDUSTRIAL SPACES | 6LT57G67F | HIGH BAY AND LOW BAY | 6LT57G67F743 | SMART 4 - SPECIAL
GWS4424AA857 | SMART[4]HB 4M EMERGENCIA ARRAY 57K | 1875.5 | 1 | 1 | 1 | NR | 8034035063688 | 94054210 | 6LT00 | Lighting | 6LT | CAT. LIGHT | 6LT57G | INDUSTRIAL SPACES | 6LT57G67F | HIGH BAY AND LOW BAY | 6LT57G67F743 | SMART 4 - SPECIAL
GWS4424AC830 | SMART[4]HB 4M EMERGENCIA ASIM.30K | 2019 | 1 | 1 | 1 | NR | 8034035063695 | 94054210 | 6LT00 | Lighting | 6LT | CAT. LIGHT | 6LT57G | INDUSTRIAL SPACES | 6LT57G67F | HIGH BAY AND LOW BAY | 6LT57G67F743 | SMART 4 - SPECIAL
GWS4424AC840 | SMART[4]HB 4M EMERGENCIA ASIM.40K | 2019 | 1 | 1 | 1 | NR | 8034035063701 | 94054210 | 6LT00 | Lighting | 6LT | CAT. LIGHT | 6LT57G | INDUSTRIAL SPACES | 6LT57G67F | HIGH BAY AND LOW BAY | 6LT57G67F743 | SMART 4 - SPECIAL
GWS4424AC857 | SMART[4]HB 4M EMERGENCIA ASIM.57K | 2019 | 1 | 1 | 1 | NR | 8034035063718 | 94054210 | 6LT00 | Lighting | 6LT | CAT. LIGHT | 6LT57G | INDUSTRIAL SPACES | 6LT57G67F | HIGH BAY AND LOW BAY | 6LT57G67F743 | SMART 4 - SPECIAL
GWS4424AF830 | SMART[4]HB 4M EMERGENCIA 30° 30K | 2019 | 1 | 1 | 1 | NR | 8034035063725 | 94054210 | 6LT00 | Lighting | 6LT | CAT. LIGHT | 6LT57G | INDUSTRIAL SPACES | 6LT57G67F | HIGH BAY AND LOW BAY | 6LT57G67F743 | SMART 4 - SPECIAL
GWS4424AF840 | SMART[4]HB 4M EMERGENCIA 30° 40K | 2019 | 1 | 1 | 1 | NR | 8034035063732 | 94054210 | 6LT00 | Lighting | 6LT | CAT. LIGHT | 6LT57G | INDUSTRIAL SPACES | 6LT57G67F | HIGH BAY AND LOW BAY | 6LT57G67F743 | SMART 4 - SPECIAL
GWS4424AF857 | SMART[4]HB 4M EMERGENCIA 30° 57K | 2019 | 1 | 1 | 1 | NR | 8034035063749 | 94054210 | 6LT00 | Lighting | 6LT | CAT. LIGHT | 6LT57G | INDUSTRIAL SPACES | 6LT57G67F | HIGH BAY AND LOW BAY | 6LT57G67F743 | SMART 4 - SPECIAL
GWS4424AH830 | SMART[4]HB 4M EMERGENCIA 60° 30K | 2019 | 1 | 1 | 1 | NR | 8034035063756 | 94054210 | 6LT00 | Lighting | 6LT | CAT. LIGHT | 6LT57G | INDUSTRIAL SPACES | 6LT57G67F | HIGH BAY AND LOW BAY | 6LT57G67F743 | SMART 4 - SPECIAL
GWS4424AH840 | SMART[4]HB 4M EMERGENCIA 60° 40K | 2019 | 1 | 1 | 1 | NR | 8034035056499 | 94054210 | 6LT00 | Lighting | 6LT | CAT. LIGHT | 6LT57G | INDUSTRIAL SPACES | 6LT57G67F | HIGH BAY AND LOW BAY | 6LT57G67F743 | SMART 4 - SPECIAL
GWS4424AH857 | SMART[4]HB 4M EMERGENCIA 60° 57K | 2019 | 1 | 1 | 1 | NR | 8034035063763 | 94054210 | 6LT00 | Lighting | 6LT | CAT. LIGHT | 6LT57G | INDUSTRIAL SPACES | 6LT57G67F | HIGH BAY AND LOW BAY | 6LT57G67F743 | SMART 4 - SPECIAL
GWS4424AP830 | SMART[4]HB 4M EMERGENCIA 90° 30K | 2019 | 1 | 1 | 1 | NR | 8034035063770 | 94054210 | 6LT00 | Lighting | 6LT | CAT. LIGHT | 6LT57G | INDUSTRIAL SPACES | 6LT57G67F | HIGH BAY AND LOW BAY | 6LT57G67F743 | SMART 4 - SPECIAL
GWS4424AP840 | SMART[4]HB 4M EMERGENCIA 90° 40K | 2019 | 1 | 1 | 1 | NR | 8034035056710 | 94054210 | 6LT00 | Lighting | 6LT | CAT. LIGHT | 6LT57G | INDUSTRIAL SPACES | 6LT57G67F | HIGH BAY AND LOW BAY | 6LT57G67F743 | SMART 4 - SPECIAL
GWS4424AP857 | SMART[4]HB 4M EMERGENCIA 90° 57K | 2019 | 1 | 1 | 1 | NR | 8034035063787 | 94054210 | 6LT00 | Lighting | 6LT | CAT. LIGHT | 6LT57G | INDUSTRIAL SPACES | 6LT57G67F | HIGH BAY AND LOW BAY | 6LT57G67F743 | SMART 4 - SPECIAL
GWS4424AQ830 | SMART[4]HB 4M EMERGENCIA ELÍPTICA 30K | 2019 | 1 | 1 | 1 | NR | 8034035063794 | 94054210 | 6LT00 | Lighting | 6LT | CAT. LIGHT | 6LT57G | INDUSTRIAL SPACES | 6LT57G67F | HIGH BAY AND LOW BAY | 6LT57G67F743 | SMART 4 - SPECIAL
GWS4424AQ840 | SMART[4]HB 4M EMERGENCIA ELÍPTICA 40K | 2019 | 1 | 1 | 1 | NR | 8034035063800 | 94054210 | 6LT00 | Lighting | 6LT | CAT. LIGHT | 6LT57G | INDUSTRIAL SPACES | 6LT57G67F | HIGH BAY AND LOW BAY | 6LT57G67F743 | SMART 4 - SPECIAL
GWS4424AQ857 | SMART[4]HB 4M EMERGENCIA ELÍPTICA 57K | 2019 | 1 | 1 | 1 | NR | 8034035063817 | 94054210 | 6LT00 | Lighting | 6LT | CAT. LIGHT | 6LT57G | INDUSTRIAL SPACES | 6LT57G67F | HIGH BAY AND LOW BAY | 6LT57G67F743 | SMART 4 - SPECIAL
GWS4424BA830 | SMART[4]HB 4M EMERGENCIA HLO ARRAY 30K | 1875.5 | 1 | 1 | 1 | NR | 8034035065538 | 94054210 | 6LT00 | Lighting | 6LT | CAT. LIGHT | 6LT57G | INDUSTRIAL SPACES | 6LT57G67F | HIGH BAY AND LOW BAY | 6LT57G67F743 | SMART 4 - SPECIAL
GWS4424BA840 | SMART[4]HB 4M EMERGENCIA HLO ARRAY 40K | 1875.5 | 1 | 1 | 1 | NR | 8034035056734 | 94054210 | 6LT00 | Lighting | 6LT | CAT. LIGHT | 6LT57G | INDUSTRIAL SPACES | 6LT57G67F | HIGH BAY AND LOW BAY | 6LT57G67F743 | SMART 4 - SPECIAL
GWS4424BA857 | SMART[4]HB 4M EMERGENCIA HLO ARRAY 57K | 1875.5 | 1 | 1 | 1 | NR | 8034035065545 | 94054210 | 6LT00 | Lighting | 6LT | CAT. LIGHT | 6LT57G | INDUSTRIAL SPACES | 6LT57G67F | HIGH BAY AND LOW BAY | 6LT57G67F743 | SMART 4 - SPECIAL
GWS4424BC830 | SMART[4]HB 4M EMERGENCIA HLO ASIM.30K | 2019 | 1 | 1 | 1 | NR | 8034035065552 | 94054210 | 6LT00 | Lighting | 6LT | CAT. LIGHT | 6LT57G | INDUSTRIAL SPACES | 6LT57G67F | HIGH BAY AND LOW BAY | 6LT57G67F743 | SMART 4 - SPECIAL
GWS4424BC840 | SMART[4]HB 4M EMERGENCIA HLO ASIM.40K | 2019 | 1 | 1 | 1 | NR | 8034035065569 | 94054210 | 6LT00 | Lighting | 6LT | CAT. LIGHT | 6LT57G | INDUSTRIAL SPACES | 6LT57G67F | HIGH BAY AND LOW BAY | 6LT57G67F743 | SMART 4 - SPECIAL
GWS4424BC857 | SMART[4]HB 4M EMERGENCIA HLO ASIM.57K | 2019 | 1 | 1 | 1 | NR | 8034035065576 | 94054210 | 6LT00 | Lighting | 6LT | CAT. LIGHT | 6LT57G | INDUSTRIAL SPACES | 6LT57G67F | HIGH BAY AND LOW BAY | 6LT57G67F743 | SMART 4 - SPECIAL
GWS4424BF830 | SMART[4]HB 4M EMERGENCIA HLO 30° 30K | 2019 | 1 | 1 | 1 | NR | 8034035065583 | 94054210 | 6LT00 | Lighting | 6LT | CAT. LIGHT | 6LT57G | INDUSTRIAL SPACES | 6LT57G67F | HIGH BAY AND LOW BAY | 6LT57G67F743 | SMART 4 - SPECIAL
GWS4424BF840 | SMART[4]HB 4M EMERGENCIA HLO 30° 40K | 2019 | 1 | 1 | 1 | NR | 8034035065590 | 94054210 | 6LT00 | Lighting | 6LT | CAT. LIGHT | 6LT57G | INDUSTRIAL SPACES | 6LT57G67F | HIGH BAY AND LOW BAY | 6LT57G67F743 | SMART 4 - SPECIAL
GWS4424BF857 | SMART[4]HB 4M EMERGENCIA HLO 30° 57K | 2019 | 1 | 1 | 1 | NR | 8034035065606 | 94054210 | 6LT00 | Lighting | 6LT | CAT. LIGHT | 6LT57G | INDUSTRIAL SPACES | 6LT57G67F | HIGH BAY AND LOW BAY | 6LT57G67F743 | SMART 4 - SPECIAL
GWS4424BH830 | SMART[4]HB 4M EMERGENCIA HLO 60° 30K | 2019 | 1 | 1 | 1 | NR | 8034035065613 | 94054210 | 6LT00 | Lighting | 6LT | CAT. LIGHT | 6LT57G | INDUSTRIAL SPACES | 6LT57G67F | HIGH BAY AND LOW BAY | 6LT57G67F743 | SMART 4 - SPECIAL
GWS4424BH840 | SMART[4]HB 4M EMERGENCIA HLO 60° 40K | 2019 | 1 | 1 | 1 | NR | 8034035056727 | 94054210 | 6LT00 | Lighting | 6LT | CAT. LIGHT | 6LT57G | INDUSTRIAL SPACES | 6LT57G67F | HIGH BAY AND LOW BAY | 6LT57G67F743 | SMART 4 - SPECIAL
GWS4424BH857 | SMART[4]HB 4M EMERGENCIA HLO 60° 57K | 2019 | 1 | 1 | 1 | NR | 8034035065620 | 94054210 | 6LT00 | Lighting | 6LT | CAT. LIGHT | 6LT57G | INDUSTRIAL SPACES | 6LT57G67F | HIGH BAY AND LOW BAY | 6LT57G67F743 | SMART 4 - SPECIAL
GWS4424BP830 | SMART[4]HB 4M EMERGENCIA HLO 90° 30K | 2019 | 1 | 1 | 1 | NR | 8034035065637 | 94054210 | 6LT00 | Lighting | 6LT | CAT. LIGHT | 6LT57G | INDUSTRIAL SPACES | 6LT57G67F | HIGH BAY AND LOW BAY | 6LT57G67F743 | SMART 4 - SPECIAL
GWS4424BP840 | SMART[4]HB 4M EMERGENCIA HLO 90° 40K | 2019 | 1 | 1 | 1 | NR | 8034035056741 | 94054210 | 6LT00 | Lighting | 6LT | CAT. LIGHT | 6LT57G | INDUSTRIAL SPACES | 6LT57G67F | HIGH BAY AND LOW BAY | 6LT57G67F743 | SMART 4 - SPECIAL
GWS4424BP857 | SMART[4]HB 4M EMERGENCIA HLO 90° 57K | 2019 | 1 | 1 | 1 | NR | 8034035065644 | 94054210 | 6LT00 | Lighting | 6LT | CAT. LIGHT | 6LT57G | INDUSTRIAL SPACES | 6LT57G67F | HIGH BAY AND LOW BAY | 6LT57G67F743 | SMART 4 - SPECIAL
GWS4424BQ830 | SMART[4]HB 4M EMERGENCIA HLO ELÍPT. 30K | 2019 | 1 | 1 | 1 | NR | 8034035065651 | 94054210 | 6LT00 | Lighting | 6LT | CAT. LIGHT | 6LT57G | INDUSTRIAL SPACES | 6LT57G67F | HIGH BAY AND LOW BAY | 6LT57G67F743 | SMART 4 - SPECIAL
GWS4424BQ840 | SMART[4]HB 4M EMERGENCIA HLO ELÍPT. 40K | 2019 | 1 | 1 | 1 | NR | 8034035065668 | 94054210 | 6LT00 | Lighting | 6LT | CAT. LIGHT | 6LT57G | INDUSTRIAL SPACES | 6LT57G67F | HIGH BAY AND LOW BAY | 6LT57G67F743 | SMART 4 - SPECIAL
GWS4424BQ857 | SMART[4]HB 4M EMERGENCIA HLO ELÍPT. 57K | 2019 | 1 | 1 | 1 | NR | 8034035065675 | 94054210 | 6LT00 | Lighting | 6LT | CAT. LIGHT | 6LT57G | INDUSTRIAL SPACES | 6LT57G67F | HIGH BAY AND LOW BAY | 6LT57G67F743 | SMART 4 - SPECIAL
LTF1122DA830 | GUELL 1+ 35 A40/W 830 GR94 DALI | 219.5 | 1 | 1 | 1 | NR | 8018367756067 | 94054210 | 6PL00 | Lighting | 6PL | PIL LIGHTING | 6PL63G | SPORTS AND AREAS | 6PL63G72F | FLOODLIGHTS | 6PL63G72F981 | GUELL
LTF1122DA840 | GUELL 1+ 35 A40/W 840 GR94 DALI | 219.5 | 1 | 1 | 1 | NR | 8018367754032 | 94054210 | 6PL00 | Lighting | 6PL | PIL LIGHTING | 6PL63G | SPORTS AND AREAS | 6PL63G72F | FLOODLIGHTS | 6PL63G72F981 | GUELL
LTF1122DA850 | GUELL 1+ 35 A40/W 850 GR94 DALI | 219.5 | 1 | 1 | 1 | NR | 8018367754049 | 94054210 | 6PL00 | Lighting | 6PL | PIL LIGHTING | 6PL63G | SPORTS AND AREAS | 6PL63G72F | FLOODLIGHTS | 6PL63G72F981 | GUELL
LTF1122DS830 | GUELL 1+ 35 S/W 830 GR94 DALI | 219.5 | 1 | 1 | 1 | NR | 8018367754056 | 94054210 | 6PL00 | Lighting | 6PL | PIL LIGHTING | 6PL63G | SPORTS AND AREAS | 6PL63G72F | FLOODLIGHTS | 6PL63G72F981 | GUELL
LTF1122DS840 | GUELL 1+ 35 S/W 840 GR94 DALI | 219.5 | 1 | 1 | 1 | NR | 8018367754063 | 94054210 | 6PL00 | Lighting | 6PL | PIL LIGHTING | 6PL63G | SPORTS AND AREAS | 6PL63G72F | FLOODLIGHTS | 6PL63G72F981 | GUELL
LTF1122DS850 | GUELL 1+ 35 S/W 850 GR94 DALI | 219.5 | 1 | 1 | 1 | NR | 8018367754070 | 94054210 | 6PL00 | Lighting | 6PL | PIL LIGHTING | 6PL63G | SPORTS AND AREAS | 6PL63G72F | FLOODLIGHTS | 6PL63G72F981 | GUELL
LTF1122FA830 | GUELL 1+ 35 A40/W 830 GR94 | 138.5 | 1 | 1 | 1 | NR | 8018367754087 | 94054210 | 6PL00 | Lighting | 6PL | PIL LIGHTING | 6PL63G | SPORTS AND AREAS | 6PL63G72F | FLOODLIGHTS | 6PL63G72F981 | GUELL
LTF1122FA840 | GUELL 1+ 35 A40/W 840 GR94 | 138.5 | 1 | 1 | 1 | NR | 8018367754094 | 94054210 | 6PL00 | Lighting | 6PL | PIL LIGHTING | 6PL63G | SPORTS AND AREAS | 6PL63G72F | FLOODLIGHTS | 6PL63G72F981 | GUELL
LTF1122FA850 | GUELL 1+ 35 A40/W 850 GR94 | 138.5 | 1 | 1 | 1 | NR | 8018367754100 | 94054210 | 6PL00 | Lighting | 6PL | PIL LIGHTING | 6PL63G | SPORTS AND AREAS | 6PL63G72F | FLOODLIGHTS | 6PL63G72F981 | GUELL
LTF1122FS830 | GUELL 1+ 35 S/W 830 GR94 | 138.5 | 1 | 1 | 1 | NR | 8018367754117 | 94054210 | 6PL00 | Lighting | 6PL | PIL LIGHTING | 6PL63G | SPORTS AND AREAS | 6PL63G72F | FLOODLIGHTS | 6PL63G72F981 | GUELL
LTF1122FS840 | GUELL 1+ 35 S/W 840 GR94 | 138.5 | 1 | 1 | 1 | NR | 8018367754124 | 94054210 | 6PL00 | Lighting | 6PL | PIL LIGHTING | 6PL63G | SPORTS AND AREAS | 6PL63G72F | FLOODLIGHTS | 6PL63G72F981 | GUELL
LTF1122FS850 | GUELL 1+ 35 S/W 850 GR94 | 138.5 | 1 | 1 | 1 | NR | 8018367754131 | 94054210 | 6PL00 | Lighting | 6PL | PIL LIGHTING | 6PL63G | SPORTS AND AREAS | 6PL63G72F | FLOODLIGHTS | 6PL63G72F981 | GUELL
LTF1123DA830 | GUELL 1+ 50 A40/W 830 GR94 DALI | 233.5 | 1 | 1 | 1 | NR | 8018367754148 | 94054210 | 6PL00 | Lighting | 6PL | PIL LIGHTING | 6PL63G | SPORTS AND AREAS | 6PL63G72F | FLOODLIGHTS | 6PL63G72F981 | GUELL
LTF1123DA840 | GUELL 1+ 50 A40/W 840 GR94 DALI | 233.5 | 1 | 1 | 1 | NR | 8018367754155 | 94054210 | 6PL00 | Lighting | 6PL | PIL LIGHTING | 6PL63G | SPORTS AND AREAS | 6PL63G72F | FLOODLIGHTS | 6PL63G72F981 | GUELL
LTF1123DA850 | GUELL 1+ 50 A40/W 850 GR94 DALI | 233.5 | 1 | 1 | 1 | NR | 8018367754162 | 94054210 | 6PL00 | Lighting | 6PL | PIL LIGHTING | 6PL63G | SPORTS AND AREAS | 6PL63G72F | FLOODLIGHTS | 6PL63G72F981 | GUELL
LTF1123DS830 | GUELL 1+ 50 S/W 830 GR94 DALI | 233.5 | 1 | 1 | 1 | NR | 8018367753875 | 94054210 | 6PL00 | Lighting | 6PL | PIL LIGHTING | 6PL63G | SPORTS AND AREAS | 6PL63G72F | FLOODLIGHTS | 6PL63G72F981 | GUELL
LTF1123DS840 | GUELL 1+ 50 S/W 840 GR94 DALI | 233.5 | 1 | 1 | 1 | NR | 8018367753882 | 94054210 | 6PL00 | Lighting | 6PL | PIL LIGHTING | 6PL63G | SPORTS AND AREAS | 6PL63G72F | FLOODLIGHTS | 6PL63G72F981 | GUELL
LTF1123DS850 | GUELL 1+ 50 S/W 850 GR94 DALI | 233.5 | 1 | 1 | 1 | NR | 8018367753899 | 94054210 | 6PL00 | Lighting | 6PL | PIL LIGHTING | 6PL63G | SPORTS AND AREAS | 6PL63G72F | FLOODLIGHTS | 6PL63G72F981 | GUELL
LTF1123FA830 | GUELL 1+ 50 A40/W 830 GR94 | 151.5 | 1 | 1 | 1 | NR | 8018367753905 | 94054210 | 6PL00 | Lighting | 6PL | PIL LIGHTING | 6PL63G | SPORTS AND AREAS | 6PL63G72F | FLOODLIGHTS | 6PL63G72F981 | GUELL
LTF1123FA840 | GUELL 1+ 50 A40/W 840 GR94 | 151.5 | 1 | 1 | 1 | NR | 8018367753912 | 94054210 | 6PL00 | Lighting | 6PL | PIL LIGHTING | 6PL63G | SPORTS AND AREAS | 6PL63G72F | FLOODLIGHTS | 6PL63G72F981 | GUELL
LTF1123FA850 | GUELL 1+ 50 A40/W 850 GR94 | 151.5 | 1 | 1 | 1 | NR | 8018367753929 | 94054210 | 6PL00 | Lighting | 6PL | PIL LIGHTING | 6PL63G | SPORTS AND AREAS | 6PL63G72F | FLOODLIGHTS | 6PL63G72F981 | GUELL
LTF1123FS830 | GUELL 1+ 50 S/W 830 GR94 | 151.5 | 1 | 1 | 1 | NR | 8018367753936 | 94054210 | 6PL00 | Lighting | 6PL | PIL LIGHTING | 6PL63G | SPORTS AND AREAS | 6PL63G72F | FLOODLIGHTS | 6PL63G72F981 | GUELL
LTF1123FS840 | GUELL 1+ 50 S/W 840 GR94 | 151.5 | 1 | 1 | 1 | NR | 8018367753943 | 94054210 | 6PL00 | Lighting | 6PL | PIL LIGHTING | 6PL63G | SPORTS AND AREAS | 6PL63G72F | FLOODLIGHTS | 6PL63G72F981 | GUELL
LTF1123FS850 | GUELL 1+ 50 S/W 850 GR94 | 151.5 | 1 | 1 | 1 | NR | 8018367753950 | 94054210 | 6PL00 | Lighting | 6PL | PIL LIGHTING | 6PL63G | SPORTS AND AREAS | 6PL63G72F | FLOODLIGHTS | 6PL63G72F981 | GUELL
LTF1222DA830 | GUELL 2+ 75 A40/W 830 GR94 DALI | 327 | 1 | 1 | 1 | NR | 8018367753967 | 94054210 | 6PL00 | Lighting | 6PL | PIL LIGHTING | 6PL63G | SPORTS AND AREAS | 6PL63G72F | FLOODLIGHTS | 6PL63G72F981 | GUELL
LTF1222DA840 | GUELL 2+ 75 A40/W 840 GR94 DALI | 327 | 1 | 1 | 1 | NR | 8018367753974 | 94054210 | 6PL00 | Lighting | 6PL | PIL LIGHTING | 6PL63G | SPORTS AND AREAS | 6PL63G72F | FLOODLIGHTS | 6PL63G72F981 | GUELL
LTF1222DA850 | GUELL 2+ 75 A40/W 850 GR94 DALI | 327 | 1 | 1 | 1 | NR | 8018367753981 | 94054210 | 6PL00 | Lighting | 6PL | PIL LIGHTING | 6PL63G | SPORTS AND AREAS | 6PL63G72F | FLOODLIGHTS | 6PL63G72F981 | GUELL
LTF1222DS830 | GUELL 2+ 75 S/W 830 GR94 DALI | 327 | 1 | 1 | 1 | NR | 8018367754001 | 94054210 | 6PL00 | Lighting | 6PL | PIL LIGHTING | 6PL63G | SPORTS AND AREAS | 6PL63G72F | FLOODLIGHTS | 6PL63G72F981 | GUELL
LTF1222DS840 | GUELL 2+ 75 S/W 840 GR94 DALI | 327 | 1 | 1 | 1 | NR | 8018367753998 | 94054210 | 6PL00 | Lighting | 6PL | PIL LIGHTING | 6PL63G | SPORTS AND AREAS | 6PL63G72F | FLOODLIGHTS | 6PL63G72F981 | GUELL
LTF1222DS850 | GUELL 2+ 75 S/W 850 GR94 DALI | 327 | 1 | 1 | 1 | NR | 8018367754018 | 94054210 | 6PL00 | Lighting | 6PL | PIL LIGHTING | 6PL63G | SPORTS AND AREAS | 6PL63G72F | FLOODLIGHTS | 6PL63G72F981 | GUELL
LTF1222FA830 | GUELL 2+ 75 A40/W 830 GR94 | 245 | 1 | 1 | 1 | NR | 8018367753721 | 94054210 | 6PL00 | Lighting | 6PL | PIL LIGHTING | 6PL63G | SPORTS AND AREAS | 6PL63G72F | FLOODLIGHTS | 6PL63G72F981 | GUELL
LTF1222FA840 | GUELL 2+ 75 A40/W 840 GR94 | 245 | 1 | 1 | 1 | NR | 8018367753738 | 94054210 | 6PL00 | Lighting | 6PL | PIL LIGHTING | 6PL63G | SPORTS AND AREAS | 6PL63G72F | FLOODLIGHTS | 6PL63G72F981 | GUELL
LTF1222FA850 | GUELL 2+ 75 A40/W 850 GR94 | 245 | 1 | 1 | 1 | NR | 8018367753745 | 94054210 | 6PL00 | Lighting | 6PL | PIL LIGHTING | 6PL63G | SPORTS AND AREAS | 6PL63G72F | FLOODLIGHTS | 6PL63G72F981 | GUELL
LTF1222FS830 | GUELL 2+ 75 S/W 830 GR94 | 245 | 1 | 1 | 1 | NR | 8018367753752 | 94054210 | 6PL00 | Lighting | 6PL | PIL LIGHTING | 6PL63G | SPORTS AND AREAS | 6PL63G72F | FLOODLIGHTS | 6PL63G72F981 | GUELL
LTF1222FS840 | GUELL 2+ 75 S/W 840 GR94 | 245 | 1 | 1 | 1 | NR | 8018367753769 | 94054210 | 6PL00 | Lighting | 6PL | PIL LIGHTING | 6PL63G | SPORTS AND AREAS | 6PL63G72F | FLOODLIGHTS | 6PL63G72F981 | GUELL
LTF1222FS850 | GUELL 2+ 75 S/W 850 GR94 | 245 | 1 | 1 | 1 | NR | 8018367753776 | 94054210 | 6PL00 | Lighting | 6PL | PIL LIGHTING | 6PL63G | SPORTS AND AREAS | 6PL63G72F | FLOODLIGHTS | 6PL63G72F981 | GUELL
LTF1223DA830 | GUELL 2+ 100 A40/W 830 GR94 DALI | 349.5 | 1 | 1 | 1 | NR | 8018367753783 | 94054210 | 6PL00 | Lighting | 6PL | PIL LIGHTING | 6PL63G | SPORTS AND AREAS | 6PL63G72F | FLOODLIGHTS | 6PL63G72F981 | GUELL
LTF1223DA840 | GUELL 2+ 100 A40/W 840 GR94 DALI | 349.5 | 1 | 1 | 1 | NR | 8018367753790 | 94054210 | 6PL00 | Lighting | 6PL | PIL LIGHTING | 6PL63G | SPORTS AND AREAS | 6PL63G72F | FLOODLIGHTS | 6PL63G72F981 | GUELL
LTF1223DA850 | GUELL 2+ 100 A40/W 850 GR94 DALI | 349.5 | 1 | 1 | 1 | NR | 8018367753806 | 94054210 | 6PL00 | Lighting | 6PL | PIL LIGHTING | 6PL63G | SPORTS AND AREAS | 6PL63G72F | FLOODLIGHTS | 6PL63G72F981 | GUELL
LTF1223DS830 | GUELL 2+ 100 S/W 830 GR94 DALI | 349.5 | 1 | 1 | 1 | NR | 8018367753813 | 94054210 | 6PL00 | Lighting | 6PL | PIL LIGHTING | 6PL63G | SPORTS AND AREAS | 6PL63G72F | FLOODLIGHTS | 6PL63G72F981 | GUELL
LTF1223DS840 | GUELL 2+ 100 S/W 840 GR94 DALI | 349.5 | 1 | 1 | 1 | NR | 8018367753820 | 94054210 | 6PL00 | Lighting | 6PL | PIL LIGHTING | 6PL63G | SPORTS AND AREAS | 6PL63G72F | FLOODLIGHTS | 6PL63G72F981 | GUELL
LTF1223DS850 | GUELL 2+ 100 S/W 850 GR94 DALI | 349.5 | 1 | 1 | 1 | NR | 8018367753837 | 94054210 | 6PL00 | Lighting | 6PL | PIL LIGHTING | 6PL63G | SPORTS AND AREAS | 6PL63G72F | FLOODLIGHTS | 6PL63G72F981 | GUELL
LTF1223FA830 | GUELL 2+ 100 A40/W 830 GR94 | 268.5 | 1 | 1 | 1 | NR | 8018367753844 | 94054210 | 6PL00 | Lighting | 6PL | PIL LIGHTING | 6PL63G | SPORTS AND AREAS | 6PL63G72F | FLOODLIGHTS | 6PL63G72F981 | GUELL
LTF1223FA840 | GUELL 2+ 100 A40/W 840 GR94 | 268.5 | 1 | 1 | 1 | NR | 8018367753851 | 94054210 | 6PL00 | Lighting | 6PL | PIL LIGHTING | 6PL63G | SPORTS AND AREAS | 6PL63G72F | FLOODLIGHTS | 6PL63G72F981 | GUELL
LTF1223FA850 | GUELL 2+ 100 A40/W 850 GR94 | 268.5 | 1 | 1 | 1 | NR | 8018367753868 | 94054210 | 6PL00 | Lighting | 6PL | PIL LIGHTING | 6PL63G | SPORTS AND AREAS | 6PL63G72F | FLOODLIGHTS | 6PL63G72F981 | GUELL
LTF1223FS830 | GUELL 2+ 100 S/W 830 GR94 | 268.5 | 1 | 1 | 1 | NR | 8018367753578 | 94054210 | 6PL00 | Lighting | 6PL | PIL LIGHTING | 6PL63G | SPORTS AND AREAS | 6PL63G72F | FLOODLIGHTS | 6PL63G72F981 | GUELL
LTF1223FS840 | GUELL 2+ 100 S/W 840 GR94 | 268.5 | 1 | 1 | 1 | NR | 8018367753585 | 94054210 | 6PL00 | Lighting | 6PL | PIL LIGHTING | 6PL63G | SPORTS AND AREAS | 6PL63G72F | FLOODLIGHTS | 6PL63G72F981 | GUELL
LTF1223FS850 | GUELL 2+ 100 S/W 850 GR94 | 268.5 | 1 | 1 | 1 | NR | 8018367753592 | 94054210 | 6PL00 | Lighting | 6PL | PIL LIGHTING | 6PL63G | SPORTS AND AREAS | 6PL63G72F | FLOODLIGHTS | 6PL63G72F981 | GUELL
LTF1224DA830 | GUELL 2+ 125 A40/W 830 GR94 DALI | 358.5 | 1 | 1 | 1 | NR | 8018367753608 | 94054210 | 6PL00 | Lighting | 6PL | PIL LIGHTING | 6PL63G | SPORTS AND AREAS | 6PL63G72F | FLOODLIGHTS | 6PL63G72F981 | GUELL
LTF1224DA840 | GUELL 2+ 125 A40/W 840 GR94 DALI | 358.5 | 1 | 1 | 1 | NR | 8018367753615 | 94054210 | 6PL00 | Lighting | 6PL | PIL LIGHTING | 6PL63G | SPORTS AND AREAS | 6PL63G72F | FLOODLIGHTS | 6PL63G72F981 | GUELL
LTF1224DA850 | GUELL 2+ 125 A40/W 850 GR94 DALI | 358.5 | 1 | 1 | 1 | NR | 8018367753622 | 94054210 | 6PL00 | Lighting | 6PL | PIL LIGHTING | 6PL63G | SPORTS AND AREAS | 6PL63G72F | FLOODLIGHTS | 6PL63G72F981 | GUELL
LTF1224DS830 | GUELL 2+ 125 S/W 830 GR94 DALI | 358.5 | 1 | 1 | 1 | NR | 8018367753639 | 94054210 | 6PL00 | Lighting | 6PL | PIL LIGHTING | 6PL63G | SPORTS AND AREAS | 6PL63G72F | FLOODLIGHTS | 6PL63G72F981 | GUELL
LTF1224DS840 | GUELL 2+ 125 S/W 840 GR94 DALI | 358.5 | 1 | 1 | 1 | NR | 8018367753646 | 94054210 | 6PL00 | Lighting | 6PL | PIL LIGHTING | 6PL63G | SPORTS AND AREAS | 6PL63G72F | FLOODLIGHTS | 6PL63G72F981 | GUELL
LTF1224DS850 | GUELL 2+ 125 S/W 850 GR94 DALI | 358.5 | 1 | 1 | 1 | NR | 8018367753653 | 94054210 | 6PL00 | Lighting | 6PL | PIL LIGHTING | 6PL63G | SPORTS AND AREAS | 6PL63G72F | FLOODLIGHTS | 6PL63G72F981 | GUELL
LTF1224FA830 | GUELL 2+ 125 A40/W 830 GR94 | 278 | 1 | 1 | 1 | NR | 8018367753660 | 94054210 | 6PL00 | Lighting | 6PL | PIL LIGHTING | 6PL63G | SPORTS AND AREAS | 6PL63G72F | FLOODLIGHTS | 6PL63G72F981 | GUELL
LTF1224FA840 | GUELL 2+ 125 A40/W 840 GR94 | 278 | 1 | 1 | 1 | NR | 8018367753677 | 94054210 | 6PL00 | Lighting | 6PL | PIL LIGHTING | 6PL63G | SPORTS AND AREAS | 6PL63G72F | FLOODLIGHTS | 6PL63G72F981 | GUELL
LTF1224FA850 | GUELL 2+ 125 A40/W 850 GR94 | 278 | 1 | 1 | 1 | NR | 8018367753684 | 94054210 | 6PL00 | Lighting | 6PL | PIL LIGHTING | 6PL63G | SPORTS AND AREAS | 6PL63G72F | FLOODLIGHTS | 6PL63G72F981 | GUELL
LTF1224FS830 | GUELL 2+ 125 S/W 830 GR94 | 278 | 1 | 1 | 1 | NR | 8018367753691 | 94054210 | 6PL00 | Lighting | 6PL | PIL LIGHTING | 6PL63G | SPORTS AND AREAS | 6PL63G72F | FLOODLIGHTS | 6PL63G72F981 | GUELL
LTF1224FS840 | GUELL 2+ 125 S/W 840 GR94 | 278 | 1 | 1 | 1 | NR | 8018367753707 | 94054210 | 6PL00 | Lighting | 6PL | PIL LIGHTING | 6PL63G | SPORTS AND AREAS | 6PL63G72F | FLOODLIGHTS | 6PL63G72F981 | GUELL
LTF1224FS850 | GUELL 2+ 125 S/W 850 GR94 | 278 | 1 | 1 | 1 | NR | 8018367753714 | 94054210 | 6PL00 | Lighting | 6PL | PIL LIGHTING | 6PL63G | SPORTS AND AREAS | 6PL63G72F | FLOODLIGHTS | 6PL63G72F981 | GUELL
LTF1225DA830 | GUELL 2+ 150 A40/W 830 GR94 DALI | 382.5 | 1 | 1 | 1 | NR | 8018367753424 | 94054210 | 6PL00 | Lighting | 6PL | PIL LIGHTING | 6PL63G | SPORTS AND AREAS | 6PL63G72F | FLOODLIGHTS | 6PL63G72F981 | GUELL
LTF1225DA840 | GUELL 2+ 150 A40/W 840 GR94 DALI | 382.5 | 1 | 1 | 1 | NR | 8018367753431 | 94054210 | 6PL00 | Lighting | 6PL | PIL LIGHTING | 6PL63G | SPORTS AND AREAS | 6PL63G72F | FLOODLIGHTS | 6PL63G72F981 | GUELL
LTF1225DA850 | GUELL 2+ 150 A40/W 850 GR94 DALI | 382.5 | 1 | 1 | 1 | NR | 8018367753448 | 94054210 | 6PL00 | Lighting | 6PL | PIL LIGHTING | 6PL63G | SPORTS AND AREAS | 6PL63G72F | FLOODLIGHTS | 6PL63G72F981 | GUELL
LTF1225DS830 | GUELL 2+ 150 S/W 830 GR94 DALI | 382.5 | 1 | 1 | 1 | NR | 8018367753455 | 94054210 | 6PL00 | Lighting | 6PL | PIL LIGHTING | 6PL63G | SPORTS AND AREAS | 6PL63G72F | FLOODLIGHTS | 6PL63G72F981 | GUELL
LTF1225DS840 | GUELL 2+ 150 S/W 840 GR94 DALI | 382.5 | 1 | 1 | 1 | NR | 8018367753462 | 94054210 | 6PL00 | Lighting | 6PL | PIL LIGHTING | 6PL63G | SPORTS AND AREAS | 6PL63G72F | FLOODLIGHTS | 6PL63G72F981 | GUELL
LTF1225DS850 | GUELL 2+ 150 S/W 850 GR94 DALI | 382.5 | 1 | 1 | 1 | NR | 8018367753479 | 94054210 | 6PL00 | Lighting | 6PL | PIL LIGHTING | 6PL63G | SPORTS AND AREAS | 6PL63G72F | FLOODLIGHTS | 6PL63G72F981 | GUELL
LTF1225FA830 | GUELL 2+ 150 A40/W 830 GR94 | 301.5 | 1 | 1 | 1 | NR | 8018367753486 | 94054210 | 6PL00 | Lighting | 6PL | PIL LIGHTING | 6PL63G | SPORTS AND AREAS | 6PL63G72F | FLOODLIGHTS | 6PL63G72F981 | GUELL
LTF1225FA840 | GUELL 2+ 150 A40/W 840 GR94 | 301.5 | 1 | 1 | 1 | NR | 8018367753493 | 94054210 | 6PL00 | Lighting | 6PL | PIL LIGHTING | 6PL63G | SPORTS AND AREAS | 6PL63G72F | FLOODLIGHTS | 6PL63G72F981 | GUELL
LTF1225FA850 | GUELL 2+ 150 A40/W 850 GR94 | 301.5 | 1 | 1 | 1 | NR | 8018367753509 | 94054210 | 6PL00 | Lighting | 6PL | PIL LIGHTING | 6PL63G | SPORTS AND AREAS | 6PL63G72F | FLOODLIGHTS | 6PL63G72F981 | GUELL
LTF1225FS830 | GUELL 2+ 150 S/W 830 GR94 | 301.5 | 1 | 1 | 1 | NR | 8018367753516 | 94054210 | 6PL00 | Lighting | 6PL | PIL LIGHTING | 6PL63G | SPORTS AND AREAS | 6PL63G72F | FLOODLIGHTS | 6PL63G72F981 | GUELL
LTF1225FS840 | GUELL 2+ 150 S/W 840 GR94 | 301.5 | 1 | 1 | 1 | NR | 8018367753523 | 94054210 | 6PL00 | Lighting | 6PL | PIL LIGHTING | 6PL63G | SPORTS AND AREAS | 6PL63G72F | FLOODLIGHTS | 6PL63G72F981 | GUELL
LTF1225FS850 | GUELL 2+ 150 S/W 850 GR94 | 301.5 | 1 | 1 | 1 | NR | 8018367753530 | 94054210 | 6PL00 | Lighting | 6PL | PIL LIGHTING | 6PL63G | SPORTS AND AREAS | 6PL63G72F | FLOODLIGHTS | 6PL63G72F981 | GUELL
LTF1622DA830 | GUELL 2.5+ 155 A40/W 830 GR94 DALI | 417 | 1 | 1 | 1 | NR | 8018367753547 | 94054210 | 6PL00 | Lighting | 6PL | PIL LIGHTING | 6PL63G | SPORTS AND AREAS | 6PL63G72F | FLOODLIGHTS | 6PL63G72F981 | GUELL
LTF1622DA840 | GUELL 2.5+ 155 A40/W 840 GR94 DALI | 417 | 1 | 1 | 1 | NR | 8018367753554 | 94054210 | 6PL00 | Lighting | 6PL | PIL LIGHTING | 6PL63G | SPORTS AND AREAS | 6PL63G72F | FLOODLIGHTS | 6PL63G72F981 | GUELL
LTF1622DA850 | GUELL 2.5+ 155 A40/W 850 GR94 DALI | 417 | 1 | 1 | 1 | NR | 8018367753561 | 94054210 | 6PL00 | Lighting | 6PL | PIL LIGHTING | 6PL63G | SPORTS AND AREAS | 6PL63G72F | FLOODLIGHTS | 6PL63G72F981 | GUELL
LTF1622DS830 | GUELL 2.5+ 155 S/W 830 GR94 DALI | 417 | 1 | 1 | 1 | NR | 8018367753271 | 94054210 | 6PL00 | Lighting | 6PL | PIL LIGHTING | 6PL63G | SPORTS AND AREAS | 6PL63G72F | FLOODLIGHTS | 6PL63G72F981 | GUELL
LTF1622DS840 | GUELL 2.5+ 155 S/W 840 GR94 DALI | 417 | 1 | 1 | 1 | NR | 8018367753288 | 94054210 | 6PL00 | Lighting | 6PL | PIL LIGHTING | 6PL63G | SPORTS AND AREAS | 6PL63G72F | FLOODLIGHTS | 6PL63G72F981 | GUELL
LTF1622DS850 | GUELL 2.5+ 155 S/W 850 GR94 DALI | 417 | 1 | 1 | 1 | NR | 8018367753295 | 94054210 | 6PL00 | Lighting | 6PL | PIL LIGHTING | 6PL63G | SPORTS AND AREAS | 6PL63G72F | FLOODLIGHTS | 6PL63G72F981 | GUELL
LTF1622FA830 | GUELL 2.5+ 155 A40/W 830 GR94 | 336 | 1 | 1 | 1 | NR | 8018367753301 | 94054210 | 6PL00 | Lighting | 6PL | PIL LIGHTING | 6PL63G | SPORTS AND AREAS | 6PL63G72F | FLOODLIGHTS | 6PL63G72F981 | GUELL
LTF1622FA840 | GUELL 2.5+ 155 A40/W 840 GR94 | 336 | 1 | 1 | 1 | NR | 8018367753318 | 94054210 | 6PL00 | Lighting | 6PL | PIL LIGHTING | 6PL63G | SPORTS AND AREAS | 6PL63G72F | FLOODLIGHTS | 6PL63G72F981 | GUELL
LTF1622FA850 | GUELL 2.5+ 155 A40/W 850 GR94 | 336 | 1 | 1 | 1 | NR | 8018367753325 | 94054210 | 6PL00 | Lighting | 6PL | PIL LIGHTING | 6PL63G | SPORTS AND AREAS | 6PL63G72F | FLOODLIGHTS | 6PL63G72F981 | GUELL
LTF1622FS830 | GUELL 2.5+ 155 S/W 830 GR94 | 336 | 1 | 1 | 1 | NR | 8018367753332 | 94054210 | 6PL00 | Lighting | 6PL | PIL LIGHTING | 6PL63G | SPORTS AND AREAS | 6PL63G72F | FLOODLIGHTS | 6PL63G72F981 | GUELL
LTF1622FS840 | GUELL 2.5+ 155 S/W 840 GR94 | 336 | 1 | 1 | 1 | NR | 8018367753349 | 94054210 | 6PL00 | Lighting | 6PL | PIL LIGHTING | 6PL63G | SPORTS AND AREAS | 6PL63G72F | FLOODLIGHTS | 6PL63G72F981 | GUELL
LTF1622FS850 | GUELL 2.5+ 155 S/W 850 GR94 | 336 | 1 | 1 | 1 | NR | 8018367753356 | 94054210 | 6PL00 | Lighting | 6PL | PIL LIGHTING | 6PL63G | SPORTS AND AREAS | 6PL63G72F | FLOODLIGHTS | 6PL63G72F981 | GUELL
LTF1623DA830 | GUELL 2.5+ 175 A40/W 830 GR94 DALI | 438.5 | 1 | 1 | 1 | NR | 8018367753363 | 94054210 | 6PL00 | Lighting | 6PL | PIL LIGHTING | 6PL63G | SPORTS AND AREAS | 6PL63G72F | FLOODLIGHTS | 6PL63G72F981 | GUELL
LTF1623DA840 | GUELL 2.5+ 175 A40/W 840 GR94 DALI | 438.5 | 1 | 1 | 1 | NR | 8018367753370 | 94054210 | 6PL00 | Lighting | 6PL | PIL LIGHTING | 6PL63G | SPORTS AND AREAS | 6PL63G72F | FLOODLIGHTS | 6PL63G72F981 | GUELL
LTF1623DA850 | GUELL 2.5+ 175 A40/W 850 GR94 DALI | 438.5 | 1 | 1 | 1 | NR | 8018367753387 | 94054210 | 6PL00 | Lighting | 6PL | PIL LIGHTING | 6PL63G | SPORTS AND AREAS | 6PL63G72F | FLOODLIGHTS | 6PL63G72F981 | GUELL
LTF1623DS830 | GUELL 2.5+ 175 S/W 830 GR94 DALI | 438.5 | 1 | 1 | 1 | NR | 8018367753394 | 94054210 | 6PL00 | Lighting | 6PL | PIL LIGHTING | 6PL63G | SPORTS AND AREAS | 6PL63G72F | FLOODLIGHTS | 6PL63G72F981 | GUELL
LTF1623DS840 | GUELL 2.5+ 175 S/W 840 GR94 DALI | 438.5 | 1 | 1 | 1 | NR | 8018367753400 | 94054210 | 6PL00 | Lighting | 6PL | PIL LIGHTING | 6PL63G | SPORTS AND AREAS | 6PL63G72F | FLOODLIGHTS | 6PL63G72F981 | GUELL
LTF1623DS850 | GUELL 2.5+ 175 S/W 850 GR94 DALI | 438.5 | 1 | 1 | 1 | NR | 8018367753417 | 94054210 | 6PL00 | Lighting | 6PL | PIL LIGHTING | 6PL63G | SPORTS AND AREAS | 6PL63G72F | FLOODLIGHTS | 6PL63G72F981 | GUELL
LTF1623FA830 | GUELL 2.5+ 175 A40/W 830 GR94 | 356.5 | 1 | 1 | 1 | NR | 8018367753127 | 94054210 | 6PL00 | Lighting | 6PL | PIL LIGHTING | 6PL63G | SPORTS AND AREAS | 6PL63G72F | FLOODLIGHTS | 6PL63G72F981 | GUELL
LTF1623FA840 | GUELL 2.5+ 175 A40/W 840 GR94 | 356.5 | 1 | 1 | 1 | NR | 8018367753134 | 94054210 | 6PL00 | Lighting | 6PL | PIL LIGHTING | 6PL63G | SPORTS AND AREAS | 6PL63G72F | FLOODLIGHTS | 6PL63G72F981 | GUELL
LTF1623FA850 | GUELL 2.5+ 175 A40/W 850 GR94 | 356.5 | 1 | 1 | 1 | NR | 8018367753141 | 94054210 | 6PL00 | Lighting | 6PL | PIL LIGHTING | 6PL63G | SPORTS AND AREAS | 6PL63G72F | FLOODLIGHTS | 6PL63G72F981 | GUELL
LTF1623FS830 | GUELL 2.5+ 175 S/W 830 GR94 | 356.5 | 1 | 1 | 1 | NR | 8018367753158 | 94054210 | 6PL00 | Lighting | 6PL | PIL LIGHTING | 6PL63G | SPORTS AND AREAS | 6PL63G72F | FLOODLIGHTS | 6PL63G72F981 | GUELL
LTF1623FS840 | GUELL 2.5+ 175 S/W 840 GR94 | 356.5 | 1 | 1 | 1 | NR | 8018367753165 | 94054210 | 6PL00 | Lighting | 6PL | PIL LIGHTING | 6PL63G | SPORTS AND AREAS | 6PL63G72F | FLOODLIGHTS | 6PL63G72F981 | GUELL
LTF1623FS850 | GUELL 2.5+ 175 S/W 850 GR94 | 356.5 | 1 | 1 | 1 | NR | 8018367753172 | 94054210 | 6PL00 | Lighting | 6PL | PIL LIGHTING | 6PL63G | SPORTS AND AREAS | 6PL63G72F | FLOODLIGHTS | 6PL63G72F981 | GUELL
LTF1624DA830 | GUELL 2.5+ 200 A40/W 830 GR94 DALI | 459 | 1 | 1 | 1 | NR | 8018367753189 | 94054210 | 6PL00 | Lighting | 6PL | PIL LIGHTING | 6PL63G | SPORTS AND AREAS | 6PL63G72F | FLOODLIGHTS | 6PL63G72F981 | GUELL
LTF1624DA840 | GUELL 2.5+ 200 A40/W 840 GR94 DALI | 459 | 1 | 1 | 1 | NR | 8018367753196 | 94054210 | 6PL00 | Lighting | 6PL | PIL LIGHTING | 6PL63G | SPORTS AND AREAS | 6PL63G72F | FLOODLIGHTS | 6PL63G72F981 | GUELL
LTF1624DA850 | GUELL 2.5+ 200 A40/W 850 GR94 DALI | 459 | 1 | 1 | 1 | NR | 8018367753202 | 94054210 | 6PL00 | Lighting | 6PL | PIL LIGHTING | 6PL63G | SPORTS AND AREAS | 6PL63G72F | FLOODLIGHTS | 6PL63G72F981 | GUELL
LTF1624DS830 | GUELL 2.5+ 200 S/W 830 GR94 DALI | 459 | 1 | 1 | 1 | NR | 8018367753219 | 94054210 | 6PL00 | Lighting | 6PL | PIL LIGHTING | 6PL63G | SPORTS AND AREAS | 6PL63G72F | FLOODLIGHTS | 6PL63G72F981 | GUELL
LTF1624DS840 | GUELL 2.5+ 200 S/W 840 GR94 DALI | 459 | 1 | 1 | 1 | NR | 8018367753226 | 94054210 | 6PL00 | Lighting | 6PL | PIL LIGHTING | 6PL63G | SPORTS AND AREAS | 6PL63G72F | FLOODLIGHTS | 6PL63G72F981 | GUELL
LTF1624DS850 | GUELL 2.5+ 200 S/W 850 GR94 DALI | 459 | 1 | 1 | 1 | NR | 8018367753233 | 94054210 | 6PL00 | Lighting | 6PL | PIL LIGHTING | 6PL63G | SPORTS AND AREAS | 6PL63G72F | FLOODLIGHTS | 6PL63G72F981 | GUELL
LTF1624FA830 | GUELL 2.5+ 200 A40/W 830 GR94 | 378 | 1 | 1 | 1 | NR | 8018367753240 | 94054210 | 6PL00 | Lighting | 6PL | PIL LIGHTING | 6PL63G | SPORTS AND AREAS | 6PL63G72F | FLOODLIGHTS | 6PL63G72F981 | GUELL
LTF1624FA840 | GUELL 2.5+ 200 A40/W 840 GR94 | 378 | 1 | 1 | 1 | NR | 8018367753257 | 94054210 | 6PL00 | Lighting | 6PL | PIL LIGHTING | 6PL63G | SPORTS AND AREAS | 6PL63G72F | FLOODLIGHTS | 6PL63G72F981 | GUELL
LTF1624FA850 | GUELL 2.5+ 200 A40/W 850 GR94 | 378 | 1 | 1 | 1 | NR | 8018367753264 | 94054210 | 6PL00 | Lighting | 6PL | PIL LIGHTING | 6PL63G | SPORTS AND AREAS | 6PL63G72F | FLOODLIGHTS | 6PL63G72F981 | GUELL
LTF1624FS830 | GUELL 2.5+ 200 S/W 830 GR94 | 378 | 1 | 1 | 1 | NR | 8018367752977 | 94054210 | 6PL00 | Lighting | 6PL | PIL LIGHTING | 6PL63G | SPORTS AND AREAS | 6PL63G72F | FLOODLIGHTS | 6PL63G72F981 | GUELL
LTF1624FS840 | GUELL 2.5+ 200 S/W 840 GR94 | 378 | 1 | 1 | 1 | NR | 8018367752984 | 94054210 | 6PL00 | Lighting | 6PL | PIL LIGHTING | 6PL63G | SPORTS AND AREAS | 6PL63G72F | FLOODLIGHTS | 6PL63G72F981 | GUELL
LTF1624FS850 | GUELL 2.5+ 200 S/W 850 GR94 | 378 | 1 | 1 | 1 | NR | 8018367752991 | 94054210 | 6PL00 | Lighting | 6PL | PIL LIGHTING | 6PL63G | SPORTS AND AREAS | 6PL63G72F | FLOODLIGHTS | 6PL63G72F981 | GUELL
LTF1625DA830 | GUELL 2.5+ 225 A40/W 830 GR94 DALI | 501 | 1 | 1 | 1 | NR | 8018367753004 | 94054210 | 6PL00 | Lighting | 6PL | PIL LIGHTING | 6PL63G | SPORTS AND AREAS | 6PL63G72F | FLOODLIGHTS | 6PL63G72F981 | GUELL
LTF1625DA840 | GUELL 2.5+ 225 A40/W 840 GR94 DALI | 501 | 1 | 1 | 1 | NR | 8018367753011 | 94054210 | 6PL00 | Lighting | 6PL | PIL LIGHTING | 6PL63G | SPORTS AND AREAS | 6PL63G72F | FLOODLIGHTS | 6PL63G72F981 | GUELL
LTF1625DA850 | GUELL 2.5+ 225 A40/W 850 GR94 DALI | 501 | 1 | 1 | 1 | NR | 8018367753028 | 94054210 | 6PL00 | Lighting | 6PL | PIL LIGHTING | 6PL63G | SPORTS AND AREAS | 6PL63G72F | FLOODLIGHTS | 6PL63G72F981 | GUELL
LTF1625DS830 | GUELL 2.5+ 225 S/W 830 GR94 DALI | 501 | 1 | 1 | 1 | NR | 8018367753035 | 94054210 | 6PL00 | Lighting | 6PL | PIL LIGHTING | 6PL63G | SPORTS AND AREAS | 6PL63G72F | FLOODLIGHTS | 6PL63G72F981 | GUELL
LTF1625DS840 | GUELL 2.5+ 225 S/W 840 GR94 DALI | 501 | 1 | 1 | 1 | NR | 8018367753042 | 94054210 | 6PL00 | Lighting | 6PL | PIL LIGHTING | 6PL63G | SPORTS AND AREAS | 6PL63G72F | FLOODLIGHTS | 6PL63G72F981 | GUELL
LTF1625DS850 | GUELL 2.5+ 225 S/W 850 GR94 DALI | 501 | 1 | 1 | 1 | NR | 8018367753059 | 94054210 | 6PL00 | Lighting | 6PL | PIL LIGHTING | 6PL63G | SPORTS AND AREAS | 6PL63G72F | FLOODLIGHTS | 6PL63G72F981 | GUELL
LTF1625FA830 | GUELL 2.5+ 225 A40/W 830 GR94 | 420 | 1 | 1 | 1 | NR | 8018367753066 | 94054210 | 6PL00 | Lighting | 6PL | PIL LIGHTING | 6PL63G | SPORTS AND AREAS | 6PL63G72F | FLOODLIGHTS | 6PL63G72F981 | GUELL
LTF1625FA840 | GUELL 2.5+ 225 A40/W 840 GR94 | 420 | 1 | 1 | 1 | NR | 8018367753073 | 94054210 | 6PL00 | Lighting | 6PL | PIL LIGHTING | 6PL63G | SPORTS AND AREAS | 6PL63G72F | FLOODLIGHTS | 6PL63G72F981 | GUELL
LTF1625FA850 | GUELL 2.5+ 225 A40/W 850 GR94 | 420 | 1 | 1 | 1 | NR | 8018367753080 | 94054210 | 6PL00 | Lighting | 6PL | PIL LIGHTING | 6PL63G | SPORTS AND AREAS | 6PL63G72F | FLOODLIGHTS | 6PL63G72F981 | GUELL
LTF1625FS830 | GUELL 2.5+ 225 S/W 830 GR94 | 420 | 1 | 1 | 1 | NR | 8018367753097 | 94054210 | 6PL00 | Lighting | 6PL | PIL LIGHTING | 6PL63G | SPORTS AND AREAS | 6PL63G72F | FLOODLIGHTS | 6PL63G72F981 | GUELL
LTF1625FS840 | GUELL 2.5+ 225 S/W 840 GR94 | 420 | 1 | 1 | 1 | NR | 8018367753103 | 94054210 | 6PL00 | Lighting | 6PL | PIL LIGHTING | 6PL63G | SPORTS AND AREAS | 6PL63G72F | FLOODLIGHTS | 6PL63G72F981 | GUELL
LTF1625FS850 | GUELL 2.5+ 225 S/W 850 GR94 | 420 | 1 | 1 | 1 | NR | 8018367753110 | 94054210 | 6PL00 | Lighting | 6PL | PIL LIGHTING | 6PL63G | SPORTS AND AREAS | 6PL63G72F | FLOODLIGHTS | 6PL63G72F981 | GUELL
LTF1A2112 | GUELL 1+ SINGLE POLE TOP SUPPORT | 89 | 1 | 1 | 1 | NR | 8018367752892 | 94059900 | 6PL00 | Lighting | 6PL | PIL LIGHTING | 6PL63G | SPORTS AND AREAS | 6PL63G72F | FLOODLIGHTS | 6PL63G72F981 | GUELL
LTF1A2122 | GUELL 1+ DOUBLE POLE TOP SUPPORT | 107.5 | 1 | 1 | 1 | NR | 8018367752885 | 94059900 | 6PL00 | Lighting | 6PL | PIL LIGHTING | 6PL63G | SPORTS AND AREAS | 6PL63G72F | FLOODLIGHTS | 6PL63G72F981 | GUELL
LTF1A2212 | GUELL 2+ SINGLE POLE TOP SUPPORT | 82 | 1 | 1 | 1 | NR | 8018367752908 | 94059900 | 6PL00 | Lighting | 6PL | PIL LIGHTING | 6PL63G | SPORTS AND AREAS | 6PL63G72F | FLOODLIGHTS | 6PL63G72F981 | GUELL
LTF1A2222 | GUELL 2+ DOUBLE POLE TOP SUPPORT | 135.5 | 1 | 1 | 1 | NR | 8018367752922 | 94059900 | 6PL00 | Lighting | 6PL | PIL LIGHTING | 6PL63G | SPORTS AND AREAS | 6PL63G72F | FLOODLIGHTS | 6PL63G72F981 | GUELL
LTF1A3152 | GUELL 1+ VISERA | 45.1 | 1 | 1 | 2 | NR | 8018367752915 | 94059900 | 6PL00 | Lighting | 6PL | PIL LIGHTING | 6PL63G | SPORTS AND AREAS | 6PL63G72F | FLOODLIGHTS | 6PL63G72F981 | GUELL
LTF1A3252 | GUELL 2+ VISOR | 58.5 | 1 | 1 | 2 | NR | 8018367752939 | 94059900 | 6PL00 | Lighting | 6PL | PIL LIGHTING | 6PL63G | SPORTS AND AREAS | 6PL63G72F | FLOODLIGHTS | 6PL63G72F981 | GUELL
LTF1A3652 | GUELL 2.5+ VISERA | 73 | 1 | 1 | 2 | NR | 8018367752946 | 94059900 | 6PL00 | Lighting | 6PL | PIL LIGHTING | 6PL63G | SPORTS AND AREAS | 6PL63G72F | FLOODLIGHTS | 6PL63G72F981 | GUELL
LTF1A5203 | GUELL 2+ PROTECTIVE GRID | 47.15 | 1 | 1 | 2 | NR | 8018367752953 | 94059900 | 6PL00 | Lighting | 6PL | PIL LIGHTING | 6PL63G | SPORTS AND AREAS | 6PL63G72F | FLOODLIGHTS | 6PL63G72F981 | GUELL
LTF1A5603 | GUELL 2.5+ REJILLA PROTECCION | 49.2 | 1 | 1 | 2 | NR | 8018367752960 | 94059900 | 6PL00 | Lighting | 6PL | PIL LIGHTING | 6PL63G | SPORTS AND AREAS | 6PL63G72F | FLOODLIGHTS | 6PL63G72F981 | GUELL
LTF6323RA730 | WIN PRO L3 1400 A32/M 730 GR94 | a consultar | 1 | 1 | 1 | NR | 8018367752731 | 94054210 | 6PL00 | Lighting | 6PL | PIL LIGHTING | 6PL63G | SPORTS AND AREAS | 6PL63G72F | FLOODLIGHTS | 6PL63G72F795 | WIN PRO L
LTF6323RA740 | WIN PRO L3 1400 A32/M 740 GR94 | a consultar | 1 | 1 | 1 | NR | 8018367752748 | 94054210 | 6PL00 | Lighting | 6PL | PIL LIGHTING | 6PL63G | SPORTS AND AREAS | 6PL63G72F | FLOODLIGHTS | 6PL63G72F795 | WIN PRO L
LTF6323RA757 | WIN PRO L3 1400 A32/M 757 GR94 | a consultar | 1 | 1 | 1 | NR | 8018367752755 | 94054210 | 6PL00 | Lighting | 6PL | PIL LIGHTING | 6PL63G | SPORTS AND AREAS | 6PL63G72F | FLOODLIGHTS | 6PL63G72F795 | WIN PRO L
LTF6323RA857 | WIN PRO L3 1400 A32/M 857 GR94 | a consultar | 1 | 1 | 1 | NR | 8018367752762 | 94054210 | 6PL00 | Lighting | 6PL | PIL LIGHTING | 6PL63G | SPORTS AND AREAS | 6PL63G72F | FLOODLIGHTS | 6PL63G72F795 | WIN PRO L
LTF6323RB730 | WIN PRO L3 1400 A35/W 730 GR94 | a consultar | 1 | 1 | 1 | NR | 8018367752779 | 94054210 | 6PL00 | Lighting | 6PL | PIL LIGHTING | 6PL63G | SPORTS AND AREAS | 6PL63G72F | FLOODLIGHTS | 6PL63G72F795 | WIN PRO L
LTF6323RB740 | WIN PRO L3 1400 A35/W 740 GR94 | a consultar | 1 | 1 | 1 | NR | 8018367752786 | 94054210 | 6PL00 | Lighting | 6PL | PIL LIGHTING | 6PL63G | SPORTS AND AREAS | 6PL63G72F | FLOODLIGHTS | 6PL63G72F795 | WIN PRO L
LTF6323RB757 | WIN PRO L3 1400 A35/W 757 GR94 | a consultar | 1 | 1 | 1 | NR | 8018367752793 | 94054210 | 6PL00 | Lighting | 6PL | PIL LIGHTING | 6PL63G | SPORTS AND AREAS | 6PL63G72F | FLOODLIGHTS | 6PL63G72F795 | WIN PRO L
LTF6323RB857 | WIN PRO L3 1400 A35/W 857 GR94 | a consultar | 1 | 1 | 1 | NR | 8018367752809 | 94054210 | 6PL00 | Lighting | 6PL | PIL LIGHTING | 6PL63G | SPORTS AND AREAS | 6PL63G72F | FLOODLIGHTS | 6PL63G72F795 | WIN PRO L
LTF6323RC730 | WIN PRO L3 1400 A55/M 730 GR94 | a consultar | 1 | 1 | 1 | NR | 8018367752816 | 94054210 | 6PL00 | Lighting | 6PL | PIL LIGHTING | 6PL63G | SPORTS AND AREAS | 6PL63G72F | FLOODLIGHTS | 6PL63G72F795 | WIN PRO L
LTF6323RC740 | WIN PRO L3 1400 A55/M 740 GR94 | a consultar | 1 | 1 | 1 | NR | 8018367752823 | 94054210 | 6PL00 | Lighting | 6PL | PIL LIGHTING | 6PL63G | SPORTS AND AREAS | 6PL63G72F | FLOODLIGHTS | 6PL63G72F795 | WIN PRO L
LTF6323RC757 | WIN PRO L3 1400 A55/M 757 GR94 | a consultar | 1 | 1 | 1 | NR | 8018367752830 | 94054210 | 6PL00 | Lighting | 6PL | PIL LIGHTING | 6PL63G | SPORTS AND AREAS | 6PL63G72F | FLOODLIGHTS | 6PL63G72F795 | WIN PRO L
LTF6323RC857 | WIN PRO L3 1400 A55/M 857 GR94 | a consultar | 1 | 1 | 1 | NR | 8018367752847 | 94054210 | 6PL00 | Lighting | 6PL | PIL LIGHTING | 6PL63G | SPORTS AND AREAS | 6PL63G72F | FLOODLIGHTS | 6PL63G72F795 | WIN PRO L
LTF6324RA730 | WIN PRO L3 1600 A32/M 730 GR94 | a consultar | 1 | 1 | 1 | NR | 8018367755862 | 94054210 | 6PL00 | Lighting | 6PL | PIL LIGHTING | 6PL63G | SPORTS AND AREAS | 6PL63G72F | FLOODLIGHTS | 6PL63G72F795 | WIN PRO L
LTF6324RA740 | WIN PRO L3 1600 A32/M 740 GR94 | a consultar | 1 | 1 | 1 | NR | 8018367755879 | 94054210 | 6PL00 | Lighting | 6PL | PIL LIGHTING | 6PL63G | SPORTS AND AREAS | 6PL63G72F | FLOODLIGHTS | 6PL63G72F795 | WIN PRO L
LTF6324RA757 | WIN PRO L3 1600 A32/M 757 GR94 | a consultar | 1 | 1 | 1 | NR | 8018367755893 | 94054210 | 6PL00 | Lighting | 6PL | PIL LIGHTING | 6PL63G | SPORTS AND AREAS | 6PL63G72F | FLOODLIGHTS | 6PL63G72F795 | WIN PRO L
LTF6324RA857 | WIN PRO L3 1600 A32/M 857 GR94 | a consultar | 1 | 1 | 1 | NR | 8018367755886 | 94054210 | 6PL00 | Lighting | 6PL | PIL LIGHTING | 6PL63G | SPORTS AND AREAS | 6PL63G72F | FLOODLIGHTS | 6PL63G72F795 | WIN PRO L
LTF6324RB730 | WIN PRO L3 1600 A35/W 730 GR94 | a consultar | 1 | 1 | 1 | NR | 8018367755909 | 94054210 | 6PL00 | Lighting | 6PL | PIL LIGHTING | 6PL63G | SPORTS AND AREAS | 6PL63G72F | FLOODLIGHTS | 6PL63G72F795 | WIN PRO L
LTF6324RB740 | WIN PRO L3 1600 A35/W 740 GR94 | a consultar | 1 | 1 | 1 | NR | 8018367755916 | 94054210 | 6PL00 | Lighting | 6PL | PIL LIGHTING | 6PL63G | SPORTS AND AREAS | 6PL63G72F | FLOODLIGHTS | 6PL63G72F795 | WIN PRO L
LTF6324RB757 | WIN PRO L3 1600 A35/W 757 GR94 | a consultar | 1 | 1 | 1 | NR | 8018367755923 | 94054210 | 6PL00 | Lighting | 6PL | PIL LIGHTING | 6PL63G | SPORTS AND AREAS | 6PL63G72F | FLOODLIGHTS | 6PL63G72F795 | WIN PRO L
LTF6324RB857 | WIN PRO L3 1600 A35/W 857 GR94 | a consultar | 1 | 1 | 1 | NR | 8018367755930 | 94054210 | 6PL00 | Lighting | 6PL | PIL LIGHTING | 6PL63G | SPORTS AND AREAS | 6PL63G72F | FLOODLIGHTS | 6PL63G72F795 | WIN PRO L
LTF6324RC730 | WIN PRO L3 1600 A55/M 730 GR94 | a consultar | 1 | 1 | 1 | NR | 8018367755947 | 94054210 | 6PL00 | Lighting | 6PL | PIL LIGHTING | 6PL63G | SPORTS AND AREAS | 6PL63G72F | FLOODLIGHTS | 6PL63G72F795 | WIN PRO L
LTF6324RC740 | WIN PRO L3 1600 A55/M 740 GR94 | a consultar | 1 | 1 | 1 | NR | 8018367755954 | 94054210 | 6PL00 | Lighting | 6PL | PIL LIGHTING | 6PL63G | SPORTS AND AREAS | 6PL63G72F | FLOODLIGHTS | 6PL63G72F795 | WIN PRO L
LTF6324RC757 | WIN PRO L3 1600 A55/M 757 GR94 | a consultar | 1 | 1 | 1 | NR | 8018367755961 | 94054210 | 6PL00 | Lighting | 6PL | PIL LIGHTING | 6PL63G | SPORTS AND AREAS | 6PL63G72F | FLOODLIGHTS | 6PL63G72F795 | WIN PRO L
LTF6324RC857 | WIN PRO L3 1600 A55/M 857 GR94 | a consultar | 1 | 1 | 1 | NR | 8018367755978 | 94054210 | 6PL00 | Lighting | 6PL | PIL LIGHTING | 6PL63G | SPORTS AND AREAS | 6PL63G72F | FLOODLIGHTS | 6PL63G72F795 | WIN PRO L
LTF6A0305 | DRIVER BOX 3CH DALI 1,05A | a consultar | 1 | 1 | 1 | NR | 8018367755985 | 85044095 | 6PL00 | Lighting | 6PL | PIL LIGHTING | 6PL63G | SPORTS AND AREAS | 6PL63G72F | FLOODLIGHTS | 6PL63G72F795 | WIN PRO L
LTF6A0306 | DRIVER BOX 3CH DMX 1,05A | a consultar | 1 | 1 | 1 | NR | 8018367755992 | 85044095 | 6PL00 | Lighting | 6PL | PIL LIGHTING | 6PL63G | SPORTS AND AREAS | 6PL63G72F | FLOODLIGHTS | 6PL63G72F795 | WIN PRO L
LTF6A0307 | DRIVER BOX 3CH DALI 1,2A | a consultar | 1 | 1 | 1 | NR | 8018367752854 | 85044095 | 6PL00 | Lighting | 6PL | PIL LIGHTING | 6PL63G | SPORTS AND AREAS | 6PL63G72F | FLOODLIGHTS | 6PL63G72F795 | WIN PRO L
LTF6A0308 | DRIVER BOX 3CH DMX 1,2A | a consultar | 1 | 1 | 1 | NR | 8018367752861 | 85044095 | 6PL00 | Lighting | 6PL | PIL LIGHTING | 6PL63G | SPORTS AND AREAS | 6PL63G72F | FLOODLIGHTS | 6PL63G72F795 | WIN PRO L
LTF6A2043 | WIN PRO L BRACKETS SUPPORTS FOR DRIVER | a consultar | 1 | 1 | 2 | NR | 8018367752878 | 94059900 | 6PL00 | Lighting | 6PL | PIL LIGHTING | 6PL63G | SPORTS AND AREAS | 6PL63G72F | FLOODLIGHTS | 6PL63G72F795 | WIN PRO L
LTF6A3312 | WIN PRO L3 VISOR 5° | a consultar | 1 | 1 | 4 | NR | 8018367752717 | 94059900 | 6PL00 | Lighting | 6PL | PIL LIGHTING | 6PL63G | SPORTS AND AREAS | 6PL63G72F | FLOODLIGHTS | 6PL63G72F795 | WIN PRO L
LTF6A3322 | WIN PRO L3 VISOR 10° | a consultar | 1 | 1 | 4 | NR | 8018367752700 | 94059900 | 6PL00 | Lighting | 6PL | PIL LIGHTING | 6PL63G | SPORTS AND AREAS | 6PL63G72F | FLOODLIGHTS | 6PL63G72F795 | WIN PRO L
LTF6A6033 | WIN PRO L AIMING DEVICE | a consultar | 1 | 1 | 2 | NR | 8018367752724 | 94059900 | 6PL00 | Lighting | 6PL | PIL LIGHTING | 6PL63G | SPORTS AND AREAS | 6PL63G72F | FLOODLIGHTS | 6PL63G72F795 | WIN PRO L
LTH3152AH840 | LAMA+ 70 840 S/W WH87 | 362 | 1 | 1 | 1 | NR | 8018367755039 | 94051190 | 6PL00 | Lighting | 6PL | PIL LIGHTING | 6PL57G | INDUSTRIAL SPACES | 6PL57G67F | HIGH BAY AND LOW BAY | 6PL57G67F918 | LAMA+ GEN. 2
LTH3152AH857 | LAMA+ 70 857 S/W WH87 | 362 | 1 | 1 | 1 | NR | 8018367755046 | 94051190 | 6PL00 | Lighting | 6PL | PIL LIGHTING | 6PL57G | INDUSTRIAL SPACES | 6PL57G67F | HIGH BAY AND LOW BAY | 6PL57G67F918 | LAMA+ GEN. 2
LTH3152AP840 | LAMA+ 70 840 S/EW WH87 | 362 | 1 | 1 | 1 | NR | 8018367755053 | 94051190 | 6PL00 | Lighting | 6PL | PIL LIGHTING | 6PL57G | INDUSTRIAL SPACES | 6PL57G67F | HIGH BAY AND LOW BAY | 6PL57G67F918 | LAMA+ GEN. 2
LTH3152AP857 | LAMA+ 70 857 S/EW WH87 | 362 | 1 | 1 | 1 | NR | 8018367755060 | 94051190 | 6PL00 | Lighting | 6PL | PIL LIGHTING | 6PL57G | INDUSTRIAL SPACES | 6PL57G67F | HIGH BAY AND LOW BAY | 6PL57G67F918 | LAMA+ GEN. 2
LTH3152AQ840 | LAMA+ 70 840 ELL WH87 | 362 | 1 | 1 | 1 | NR | 8018367755077 | 94051190 | 6PL00 | Lighting | 6PL | PIL LIGHTING | 6PL57G | INDUSTRIAL SPACES | 6PL57G67F | HIGH BAY AND LOW BAY | 6PL57G67F918 | LAMA+ GEN. 2
LTH3152AQ857 | LAMA+ 70 857 ELL WH87 | 362 | 1 | 1 | 1 | NR | 8018367755084 | 94051190 | 6PL00 | Lighting | 6PL | PIL LIGHTING | 6PL57G | INDUSTRIAL SPACES | 6PL57G67F | HIGH BAY AND LOW BAY | 6PL57G67F918 | LAMA+ GEN. 2
LTH3152AR840 | LAMA+ 70 840 S/EW SOFT WH87 | 362 | 1 | 1 | 1 | NR | 8018367755091 | 94051190 | 6PL00 | Lighting | 6PL | PIL LIGHTING | 6PL57G | INDUSTRIAL SPACES | 6PL57G67F | HIGH BAY AND LOW BAY | 6PL57G67F918 | LAMA+ GEN. 2
LTH3152AR857 | LAMA+ 70 857 S/EW SOFT WH87 | 362 | 1 | 1 | 1 | NR | 8018367755107 | 94051190 | 6PL00 | Lighting | 6PL | PIL LIGHTING | 6PL57G | INDUSTRIAL SPACES | 6PL57G67F | HIGH BAY AND LOW BAY | 6PL57G67F918 | LAMA+ GEN. 2
LTH3152DH840 | LAMA+ 70 840 S/W WH87 DALI | 455 | 1 | 1 | 1 | NR | 8018367755114 | 94051190 | 6PL00 | Lighting | 6PL | PIL LIGHTING | 6PL57G | INDUSTRIAL SPACES | 6PL57G67F | HIGH BAY AND LOW BAY | 6PL57G67F918 | LAMA+ GEN. 2
LTH3152DH857 | LAMA+ 70 857 S/W WH87 DALI | 455 | 1 | 1 | 1 | NR | 8018367755121 | 94051190 | 6PL00 | Lighting | 6PL | PIL LIGHTING | 6PL57G | INDUSTRIAL SPACES | 6PL57G67F | HIGH BAY AND LOW BAY | 6PL57G67F918 | LAMA+ GEN. 2
LTH3152DP840 | LAMA+ 70 840 S/EW WH87 DALI | 455 | 1 | 1 | 1 | NR | 8018367755138 | 94051190 | 6PL00 | Lighting | 6PL | PIL LIGHTING | 6PL57G | INDUSTRIAL SPACES | 6PL57G67F | HIGH BAY AND LOW BAY | 6PL57G67F918 | LAMA+ GEN. 2
LTH3152DP857 | LAMA+ 70 857 S/EW WH87 DALI | 455 | 1 | 1 | 1 | NR | 8018367755145 | 94051190 | 6PL00 | Lighting | 6PL | PIL LIGHTING | 6PL57G | INDUSTRIAL SPACES | 6PL57G67F | HIGH BAY AND LOW BAY | 6PL57G67F918 | LAMA+ GEN. 2
LTH3152DQ840 | LAMA+ 70 840 ELL WH87 DALI | 455 | 1 | 1 | 1 | NR | 8018367755152 | 94051190 | 6PL00 | Lighting | 6PL | PIL LIGHTING | 6PL57G | INDUSTRIAL SPACES | 6PL57G67F | HIGH BAY AND LOW BAY | 6PL57G67F918 | LAMA+ GEN. 2
LTH3152DQ857 | LAMA+ 70 857 ELL WH87 DALI | 455 | 1 | 1 | 1 | NR | 8018367755169 | 94051190 | 6PL00 | Lighting | 6PL | PIL LIGHTING | 6PL57G | INDUSTRIAL SPACES | 6PL57G67F | HIGH BAY AND LOW BAY | 6PL57G67F918 | LAMA+ GEN. 2
LTH3152DR840 | LAMA+ 70 840 S/EW SOFT WH87 DALI | 455 | 1 | 1 | 1 | NR | 8018367755176 | 94051190 | 6PL00 | Lighting | 6PL | PIL LIGHTING | 6PL57G | INDUSTRIAL SPACES | 6PL57G67F | HIGH BAY AND LOW BAY | 6PL57G67F918 | LAMA+ GEN. 2
LTH3152DR857 | LAMA+ 70 857 S/EW SOFT WH87 DALI | 455 | 1 | 1 | 1 | NR | 8018367754889 | 94051190 | 6PL00 | Lighting | 6PL | PIL LIGHTING | 6PL57G | INDUSTRIAL SPACES | 6PL57G67F | HIGH BAY AND LOW BAY | 6PL57G67F918 | LAMA+ GEN. 2
LTH3152EH840 | LAMA+ 70 840 S/W WH87 EM3H | 548.5 | 1 | 1 | 1 | NR | 8018367754896 | 94051190 | 6PL00 | Lighting | 6PL | PIL LIGHTING | 6PL57G | INDUSTRIAL SPACES | 6PL57G67F | HIGH BAY AND LOW BAY | 6PL57G67F918 | LAMA+ GEN. 2
LTH3152EH857 | LAMA+ 70 857 S/W WH87 EM3H | 548.5 | 1 | 1 | 1 | NR | 8018367754902 | 94051190 | 6PL00 | Lighting | 6PL | PIL LIGHTING | 6PL57G | INDUSTRIAL SPACES | 6PL57G67F | HIGH BAY AND LOW BAY | 6PL57G67F918 | LAMA+ GEN. 2
LTH3152EP840 | LAMA+ 70 840 S/EW WH87 EM3H | 548.5 | 1 | 1 | 1 | NR | 8018367754919 | 94051190 | 6PL00 | Lighting | 6PL | PIL LIGHTING | 6PL57G | INDUSTRIAL SPACES | 6PL57G67F | HIGH BAY AND LOW BAY | 6PL57G67F918 | LAMA+ GEN. 2
LTH3152EP857 | LAMA+ 70 857 S/EW WH87 EM3H | 548.5 | 1 | 1 | 1 | NR | 8018367754926 | 94051190 | 6PL00 | Lighting | 6PL | PIL LIGHTING | 6PL57G | INDUSTRIAL SPACES | 6PL57G67F | HIGH BAY AND LOW BAY | 6PL57G67F918 | LAMA+ GEN. 2
LTH3152EQ840 | LAMA+ 70 840 ELL WH87 EM3H | 548.5 | 1 | 1 | 1 | NR | 8018367754933 | 94051190 | 6PL00 | Lighting | 6PL | PIL LIGHTING | 6PL57G | INDUSTRIAL SPACES | 6PL57G67F | HIGH BAY AND LOW BAY | 6PL57G67F918 | LAMA+ GEN. 2
LTH3152EQ857 | LAMA+ 70 857 ELL WH87 EM3H | 548.5 | 1 | 1 | 1 | NR | 8018367754940 | 94051190 | 6PL00 | Lighting | 6PL | PIL LIGHTING | 6PL57G | INDUSTRIAL SPACES | 6PL57G67F | HIGH BAY AND LOW BAY | 6PL57G67F918 | LAMA+ GEN. 2
LTH3152ER840 | LAMA+ 70 840 S/EW SOFT WH87 EM3H | 548.5 | 1 | 1 | 1 | NR | 8018367754957 | 94051190 | 6PL00 | Lighting | 6PL | PIL LIGHTING | 6PL57G | INDUSTRIAL SPACES | 6PL57G67F | HIGH BAY AND LOW BAY | 6PL57G67F918 | LAMA+ GEN. 2
LTH3152ER857 | LAMA+ 70 857 S/EW SOFT WH87 EM3H | 548.5 | 1 | 1 | 1 | NR | 8018367754964 | 94051190 | 6PL00 | Lighting | 6PL | PIL LIGHTING | 6PL57G | INDUSTRIAL SPACES | 6PL57G67F | HIGH BAY AND LOW BAY | 6PL57G67F918 | LAMA+ GEN. 2
LTH3153AH840 | LAMA+ 100 840 S/W WH87 | 384.5 | 1 | 1 | 1 | NR | 8018367754971 | 94051190 | 6PL00 | Lighting | 6PL | PIL LIGHTING | 6PL57G | INDUSTRIAL SPACES | 6PL57G67F | HIGH BAY AND LOW BAY | 6PL57G67F918 | LAMA+ GEN. 2
LTH3153AH857 | LAMA+ 100 857 S/W WH87 | 384.5 | 1 | 1 | 1 | NR | 8018367754988 | 94051190 | 6PL00 | Lighting | 6PL | PIL LIGHTING | 6PL57G | INDUSTRIAL SPACES | 6PL57G67F | HIGH BAY AND LOW BAY | 6PL57G67F918 | LAMA+ GEN. 2
LTH3153AP840 | LAMA+ 100 840 S/EW WH87 | 384.5 | 1 | 1 | 1 | NR | 8018367754995 | 94051190 | 6PL00 | Lighting | 6PL | PIL LIGHTING | 6PL57G | INDUSTRIAL SPACES | 6PL57G67F | HIGH BAY AND LOW BAY | 6PL57G67F918 | LAMA+ GEN. 2
LTH3153AP857 | LAMA+ 100 857 S/EW WH87 | 384.5 | 1 | 1 | 1 | NR | 8018367755008 | 94051190 | 6PL00 | Lighting | 6PL | PIL LIGHTING | 6PL57G | INDUSTRIAL SPACES | 6PL57G67F | HIGH BAY AND LOW BAY | 6PL57G67F918 | LAMA+ GEN. 2
LTH3153AQ840 | LAMA+ 100 840 ELL WH87 | 384.5 | 1 | 1 | 1 | NR | 8018367755015 | 94051190 | 6PL00 | Lighting | 6PL | PIL LIGHTING | 6PL57G | INDUSTRIAL SPACES | 6PL57G67F | HIGH BAY AND LOW BAY | 6PL57G67F918 | LAMA+ GEN. 2
LTH3153AQ857 | LAMA+ 100 857 ELL WH87 | 384.5 | 1 | 1 | 1 | NR | 8018367755022 | 94051190 | 6PL00 | Lighting | 6PL | PIL LIGHTING | 6PL57G | INDUSTRIAL SPACES | 6PL57G67F | HIGH BAY AND LOW BAY | 6PL57G67F918 | LAMA+ GEN. 2
LTH3153AR840 | LAMA+ 100 840 S/EW SOFT WH87 | 384.5 | 1 | 1 | 1 | NR | 8018367754735 | 94051190 | 6PL00 | Lighting | 6PL | PIL LIGHTING | 6PL57G | INDUSTRIAL SPACES | 6PL57G67F | HIGH BAY AND LOW BAY | 6PL57G67F918 | LAMA+ GEN. 2
LTH3153AR857 | LAMA+ 100 857 S/EW SOFT WH87 | 384.5 | 1 | 1 | 1 | NR | 8018367754742 | 94051190 | 6PL00 | Lighting | 6PL | PIL LIGHTING | 6PL57G | INDUSTRIAL SPACES | 6PL57G67F | HIGH BAY AND LOW BAY | 6PL57G67F918 | LAMA+ GEN. 2
LTH3153DH840 | LAMA+ 100 840 S/W WH87 DALI | 477.5 | 1 | 1 | 1 | NR | 8018367754759 | 94051190 | 6PL00 | Lighting | 6PL | PIL LIGHTING | 6PL57G | INDUSTRIAL SPACES | 6PL57G67F | HIGH BAY AND LOW BAY | 6PL57G67F918 | LAMA+ GEN. 2
LTH3153DH857 | LAMA+ 100 857 S/W WH87 DALI | 477.5 | 1 | 1 | 1 | NR | 8018367754766 | 94051190 | 6PL00 | Lighting | 6PL | PIL LIGHTING | 6PL57G | INDUSTRIAL SPACES | 6PL57G67F | HIGH BAY AND LOW BAY | 6PL57G67F918 | LAMA+ GEN. 2
LTH3153DP840 | LAMA+ 100 840 S/EW WH87 DALI | 477.5 | 1 | 1 | 1 | NR | 8018367754773 | 94051190 | 6PL00 | Lighting | 6PL | PIL LIGHTING | 6PL57G | INDUSTRIAL SPACES | 6PL57G67F | HIGH BAY AND LOW BAY | 6PL57G67F918 | LAMA+ GEN. 2
LTH3153DP857 | LAMA+ 100 857 S/EW WH87 DALI | 477.5 | 1 | 1 | 1 | NR | 8018367754780 | 94051190 | 6PL00 | Lighting | 6PL | PIL LIGHTING | 6PL57G | INDUSTRIAL SPACES | 6PL57G67F | HIGH BAY AND LOW BAY | 6PL57G67F918 | LAMA+ GEN. 2
LTH3153DQ840 | LAMA+ 100 840 ELL WH87 DALI | 477.5 | 1 | 1 | 1 | NR | 8018367754797 | 94051190 | 6PL00 | Lighting | 6PL | PIL LIGHTING | 6PL57G | INDUSTRIAL SPACES | 6PL57G67F | HIGH BAY AND LOW BAY | 6PL57G67F918 | LAMA+ GEN. 2
LTH3153DQ857 | LAMA+ 100 857 ELL WH87 DALI | 477.5 | 1 | 1 | 1 | NR | 8018367754803 | 94051190 | 6PL00 | Lighting | 6PL | PIL LIGHTING | 6PL57G | INDUSTRIAL SPACES | 6PL57G67F | HIGH BAY AND LOW BAY | 6PL57G67F918 | LAMA+ GEN. 2
LTH3153DR840 | LAMA+ 100 840 S/EW SOFT WH87 DALI | 477.5 | 1 | 1 | 1 | NR | 8018367754810 | 94051190 | 6PL00 | Lighting | 6PL | PIL LIGHTING | 6PL57G | INDUSTRIAL SPACES | 6PL57G67F | HIGH BAY AND LOW BAY | 6PL57G67F918 | LAMA+ GEN. 2
LTH3153DR857 | LAMA+ 100 857 S/EW SOFT WH87 DALI | 477.5 | 1 | 1 | 1 | NR | 8018367754827 | 94051190 | 6PL00 | Lighting | 6PL | PIL LIGHTING | 6PL57G | INDUSTRIAL SPACES | 6PL57G67F | HIGH BAY AND LOW BAY | 6PL57G67F918 | LAMA+ GEN. 2
LTH3153EH840 | LAMA+ 100 840 S/W WH87 EM3H | 571 | 1 | 1 | 1 | NR | 8018367754834 | 94051190 | 6PL00 | Lighting | 6PL | PIL LIGHTING | 6PL57G | INDUSTRIAL SPACES | 6PL57G67F | HIGH BAY AND LOW BAY | 6PL57G67F918 | LAMA+ GEN. 2
LTH3153EH857 | LAMA+ 100 857 S/W WH87 EM3H | 571 | 1 | 1 | 1 | NR | 8018367754841 | 94051190 | 6PL00 | Lighting | 6PL | PIL LIGHTING | 6PL57G | INDUSTRIAL SPACES | 6PL57G67F | HIGH BAY AND LOW BAY | 6PL57G67F918 | LAMA+ GEN. 2
LTH3153EP840 | LAMA+ 100 840 S/EW WH87 EM3H | 571 | 1 | 1 | 1 | NR | 8018367754858 | 94051190 | 6PL00 | Lighting | 6PL | PIL LIGHTING | 6PL57G | INDUSTRIAL SPACES | 6PL57G67F | HIGH BAY AND LOW BAY | 6PL57G67F918 | LAMA+ GEN. 2
LTH3153EP857 | LAMA+ 100 857 S/EW WH87 EM3H | 571 | 1 | 1 | 1 | NR | 8018367754865 | 94051190 | 6PL00 | Lighting | 6PL | PIL LIGHTING | 6PL57G | INDUSTRIAL SPACES | 6PL57G67F | HIGH BAY AND LOW BAY | 6PL57G67F918 | LAMA+ GEN. 2
LTH3153EQ840 | LAMA+ 100 840 ELL WH87 EM3H | 571 | 1 | 1 | 1 | NR | 8018367754872 | 94051190 | 6PL00 | Lighting | 6PL | PIL LIGHTING | 6PL57G | INDUSTRIAL SPACES | 6PL57G67F | HIGH BAY AND LOW BAY | 6PL57G67F918 | LAMA+ GEN. 2
LTH3153EQ857 | LAMA+ 100 857 ELL WH87 EM3H | 571 | 1 | 1 | 1 | NR | 8018367754582 | 94051190 | 6PL00 | Lighting | 6PL | PIL LIGHTING | 6PL57G | INDUSTRIAL SPACES | 6PL57G67F | HIGH BAY AND LOW BAY | 6PL57G67F918 | LAMA+ GEN. 2
LTH3153ER840 | LAMA+ 100 840 S/EW SOFT WH87 EM3H | 571 | 1 | 1 | 1 | NR | 8018367754599 | 94051190 | 6PL00 | Lighting | 6PL | PIL LIGHTING | 6PL57G | INDUSTRIAL SPACES | 6PL57G67F | HIGH BAY AND LOW BAY | 6PL57G67F918 | LAMA+ GEN. 2
LTH3153ER857 | LAMA+ 100 857 S/EW SOFT WH87 EM3H | 571 | 1 | 1 | 1 | NR | 8018367754605 | 94051190 | 6PL00 | Lighting | 6PL | PIL LIGHTING | 6PL57G | INDUSTRIAL SPACES | 6PL57G67F | HIGH BAY AND LOW BAY | 6PL57G67F918 | LAMA+ GEN. 2
LTH3154AH840 | LAMA+ 150 840 S/W WH87 | 443 | 1 | 1 | 1 | NR | 8018367754612 | 94051190 | 6PL00 | Lighting | 6PL | PIL LIGHTING | 6PL57G | INDUSTRIAL SPACES | 6PL57G67F | HIGH BAY AND LOW BAY | 6PL57G67F918 | LAMA+ GEN. 2
LTH3154AH857 | LAMA+ 150 857 S/W WH87 | 443 | 1 | 1 | 1 | NR | 8018367754629 | 94051190 | 6PL00 | Lighting | 6PL | PIL LIGHTING | 6PL57G | INDUSTRIAL SPACES | 6PL57G67F | HIGH BAY AND LOW BAY | 6PL57G67F918 | LAMA+ GEN. 2
LTH3154AP840 | LAMA+ 150 840 S/EW WH87 | 443 | 1 | 1 | 1 | NR | 8018367754636 | 94051190 | 6PL00 | Lighting | 6PL | PIL LIGHTING | 6PL57G | INDUSTRIAL SPACES | 6PL57G67F | HIGH BAY AND LOW BAY | 6PL57G67F918 | LAMA+ GEN. 2
LTH3154AP857 | LAMA+ 150 857 S/EW WH87 | 443 | 1 | 1 | 1 | NR | 8018367754643 | 94051190 | 6PL00 | Lighting | 6PL | PIL LIGHTING | 6PL57G | INDUSTRIAL SPACES | 6PL57G67F | HIGH BAY AND LOW BAY | 6PL57G67F918 | LAMA+ GEN. 2
LTH3154AQ840 | LAMA+ 150 840 ELL WH87 | 443 | 1 | 1 | 1 | NR | 8018367754650 | 94051190 | 6PL00 | Lighting | 6PL | PIL LIGHTING | 6PL57G | INDUSTRIAL SPACES | 6PL57G67F | HIGH BAY AND LOW BAY | 6PL57G67F918 | LAMA+ GEN. 2
LTH3154AQ857 | LAMA+ 150 857 ELL WH87 | 443 | 1 | 1 | 1 | NR | 8018367754667 | 94051190 | 6PL00 | Lighting | 6PL | PIL LIGHTING | 6PL57G | INDUSTRIAL SPACES | 6PL57G67F | HIGH BAY AND LOW BAY | 6PL57G67F918 | LAMA+ GEN. 2
LTH3154AR840 | LAMA+ 150 840 S/EW SOFT WH87 | 443 | 1 | 1 | 1 | NR | 8018367754674 | 94051190 | 6PL00 | Lighting | 6PL | PIL LIGHTING | 6PL57G | INDUSTRIAL SPACES | 6PL57G67F | HIGH BAY AND LOW BAY | 6PL57G67F918 | LAMA+ GEN. 2
LTH3154AR857 | LAMA+ 150 857 S/EW SOFT WH87 | 443 | 1 | 1 | 1 | NR | 8018367754681 | 94051190 | 6PL00 | Lighting | 6PL | PIL LIGHTING | 6PL57G | INDUSTRIAL SPACES | 6PL57G67F | HIGH BAY AND LOW BAY | 6PL57G67F918 | LAMA+ GEN. 2
LTH3154DH840 | LAMA+ 150 840 S/W WH87 DALI | 536 | 1 | 1 | 1 | NR | 8018367754698 | 94051190 | 6PL00 | Lighting | 6PL | PIL LIGHTING | 6PL57G | INDUSTRIAL SPACES | 6PL57G67F | HIGH BAY AND LOW BAY | 6PL57G67F918 | LAMA+ GEN. 2
LTH3154DH857 | LAMA+ 150 857 S/W WH87 DALI | 536 | 1 | 1 | 1 | NR | 8018367754704 | 94051190 | 6PL00 | Lighting | 6PL | PIL LIGHTING | 6PL57G | INDUSTRIAL SPACES | 6PL57G67F | HIGH BAY AND LOW BAY | 6PL57G67F918 | LAMA+ GEN. 2
LTH3154DP840 | LAMA+ 150 840 S/EW WH87 DALI | 536 | 1 | 1 | 1 | NR | 8018367754711 | 94051190 | 6PL00 | Lighting | 6PL | PIL LIGHTING | 6PL57G | INDUSTRIAL SPACES | 6PL57G67F | HIGH BAY AND LOW BAY | 6PL57G67F918 | LAMA+ GEN. 2
LTH3154DP857 | LAMA+ 150 857 S/EW WH87 DALI | 536 | 1 | 1 | 1 | NR | 8018367754728 | 94051190 | 6PL00 | Lighting | 6PL | PIL LIGHTING | 6PL57G | INDUSTRIAL SPACES | 6PL57G67F | HIGH BAY AND LOW BAY | 6PL57G67F918 | LAMA+ GEN. 2
LTH3154DQ840 | LAMA+ 150 840 ELL WH87 DALI | 536 | 1 | 1 | 1 | NR | 8018367754438 | 94051190 | 6PL00 | Lighting | 6PL | PIL LIGHTING | 6PL57G | INDUSTRIAL SPACES | 6PL57G67F | HIGH BAY AND LOW BAY | 6PL57G67F918 | LAMA+ GEN. 2
LTH3154DQ857 | LAMA+ 150 857 ELL WH87 DALI | 536 | 1 | 1 | 1 | NR | 8018367754445 | 94051190 | 6PL00 | Lighting | 6PL | PIL LIGHTING | 6PL57G | INDUSTRIAL SPACES | 6PL57G67F | HIGH BAY AND LOW BAY | 6PL57G67F918 | LAMA+ GEN. 2
LTH3154DR840 | LAMA+ 150 840 S/EW SOFT WH87 DALI | 536 | 1 | 1 | 1 | NR | 8018367754452 | 94051190 | 6PL00 | Lighting | 6PL | PIL LIGHTING | 6PL57G | INDUSTRIAL SPACES | 6PL57G67F | HIGH BAY AND LOW BAY | 6PL57G67F918 | LAMA+ GEN. 2
LTH3154DR857 | LAMA+ 150 857 S/EW SOFT WH87 DALI | 536 | 1 | 1 | 1 | NR | 8018367754469 | 94051190 | 6PL00 | Lighting | 6PL | PIL LIGHTING | 6PL57G | INDUSTRIAL SPACES | 6PL57G67F | HIGH BAY AND LOW BAY | 6PL57G67F918 | LAMA+ GEN. 2
LTH3154EH840 | LAMA+ 150 840 S/W WH87 EM3H | 629.5 | 1 | 1 | 1 | NR | 8018367754476 | 94051190 | 6PL00 | Lighting | 6PL | PIL LIGHTING | 6PL57G | INDUSTRIAL SPACES | 6PL57G67F | HIGH BAY AND LOW BAY | 6PL57G67F918 | LAMA+ GEN. 2
LTH3154EH857 | LAMA+ 150 857 S/W WH87 EM3H | 629.5 | 1 | 1 | 1 | NR | 8018367754483 | 94051190 | 6PL00 | Lighting | 6PL | PIL LIGHTING | 6PL57G | INDUSTRIAL SPACES | 6PL57G67F | HIGH BAY AND LOW BAY | 6PL57G67F918 | LAMA+ GEN. 2
LTH3154EP840 | LAMA+ 150 840 S/EW WH87 EM3H | 629.5 | 1 | 1 | 1 | NR | 8018367754490 | 94051190 | 6PL00 | Lighting | 6PL | PIL LIGHTING | 6PL57G | INDUSTRIAL SPACES | 6PL57G67F | HIGH BAY AND LOW BAY | 6PL57G67F918 | LAMA+ GEN. 2
LTH3154EP857 | LAMA+ 150 857 S/EW WH87 EM3H | 629.5 | 1 | 1 | 1 | NR | 8018367754506 | 94051190 | 6PL00 | Lighting | 6PL | PIL LIGHTING | 6PL57G | INDUSTRIAL SPACES | 6PL57G67F | HIGH BAY AND LOW BAY | 6PL57G67F918 | LAMA+ GEN. 2
LTH3154EQ840 | LAMA+ 150 840 ELL WH87 EM3H | 629.5 | 1 | 1 | 1 | NR | 8018367754513 | 94051190 | 6PL00 | Lighting | 6PL | PIL LIGHTING | 6PL57G | INDUSTRIAL SPACES | 6PL57G67F | HIGH BAY AND LOW BAY | 6PL57G67F918 | LAMA+ GEN. 2
LTH3154EQ857 | LAMA+ 150 857 ELL WH87 EM3H | 629.5 | 1 | 1 | 1 | NR | 8018367754520 | 94051190 | 6PL00 | Lighting | 6PL | PIL LIGHTING | 6PL57G | INDUSTRIAL SPACES | 6PL57G67F | HIGH BAY AND LOW BAY | 6PL57G67F918 | LAMA+ GEN. 2
LTH3154ER840 | LAMA+ 150 840 S/EW SOFT WH87 EM3H | 629.5 | 1 | 1 | 1 | NR | 8018367754537 | 94051190 | 6PL00 | Lighting | 6PL | PIL LIGHTING | 6PL57G | INDUSTRIAL SPACES | 6PL57G67F | HIGH BAY AND LOW BAY | 6PL57G67F918 | LAMA+ GEN. 2
LTH3154ER857 | LAMA+ 150 857 S/EW SOFT WH87 EM3H | 629.5 | 1 | 1 | 1 | NR | 8018367754544 | 94051190 | 6PL00 | Lighting | 6PL | PIL LIGHTING | 6PL57G | INDUSTRIAL SPACES | 6PL57G67F | HIGH BAY AND LOW BAY | 6PL57G67F918 | LAMA+ GEN. 2
LTH3155AH840 | AS LAMA+ 200 840 S/W WH87 | 501 | 1 | 1 | 1 | NR | 8018367754551 | 94051190 | 6PL00 | Lighting | 6PL | PIL LIGHTING | 6PL57G | INDUSTRIAL SPACES | 6PL57G67F | HIGH BAY AND LOW BAY | 6PL57G67F918 | LAMA+ GEN. 2
LTH3155AH857 | LAMA+ 200 857 S/W WH87 | 501 | 1 | 1 | 1 | NR | 8018367754568 | 94051190 | 6PL00 | Lighting | 6PL | PIL LIGHTING | 6PL57G | INDUSTRIAL SPACES | 6PL57G67F | HIGH BAY AND LOW BAY | 6PL57G67F918 | LAMA+ GEN. 2
LTH3155AP840 | LAMA+ 200 840 S/EW WH87 | 501 | 1 | 1 | 1 | NR | 8018367754575 | 94051190 | 6PL00 | Lighting | 6PL | PIL LIGHTING | 6PL57G | INDUSTRIAL SPACES | 6PL57G67F | HIGH BAY AND LOW BAY | 6PL57G67F918 | LAMA+ GEN. 2
LTH3155AP857 | LAMA+ 200 857 S/EW WH87 | 501 | 1 | 1 | 1 | NR | 8018367754285 | 94051190 | 6PL00 | Lighting | 6PL | PIL LIGHTING | 6PL57G | INDUSTRIAL SPACES | 6PL57G67F | HIGH BAY AND LOW BAY | 6PL57G67F918 | LAMA+ GEN. 2
LTH3155AQ840 | LAMA+ 200 840 ELL WH87 | 501 | 1 | 1 | 1 | NR | 8018367754292 | 94051190 | 6PL00 | Lighting | 6PL | PIL LIGHTING | 6PL57G | INDUSTRIAL SPACES | 6PL57G67F | HIGH BAY AND LOW BAY | 6PL57G67F918 | LAMA+ GEN. 2
LTH3155AQ857 | LAMA+ 200 857 ELL WH87 | 501 | 1 | 1 | 1 | NR | 8018367754308 | 94051190 | 6PL00 | Lighting | 6PL | PIL LIGHTING | 6PL57G | INDUSTRIAL SPACES | 6PL57G67F | HIGH BAY AND LOW BAY | 6PL57G67F918 | LAMA+ GEN. 2
LTH3155AR840 | LAMA+ 200 840 S/EW SOFT WH87 | 501 | 1 | 1 | 1 | NR | 8018367754315 | 94051190 | 6PL00 | Lighting | 6PL | PIL LIGHTING | 6PL57G | INDUSTRIAL SPACES | 6PL57G67F | HIGH BAY AND LOW BAY | 6PL57G67F918 | LAMA+ GEN. 2
LTH3155AR857 | LAMA+ 200 857 S/EW SOFT WH87 | 501 | 1 | 1 | 1 | NR | 8018367754322 | 94051190 | 6PL00 | Lighting | 6PL | PIL LIGHTING | 6PL57G | INDUSTRIAL SPACES | 6PL57G67F | HIGH BAY AND LOW BAY | 6PL57G67F918 | LAMA+ GEN. 2
LTH3155DH840 | LAMA+ 200 840 S/W WH87 DALI | 594.5 | 1 | 1 | 1 | NR | 8018367754339 | 94051190 | 6PL00 | Lighting | 6PL | PIL LIGHTING | 6PL57G | INDUSTRIAL SPACES | 6PL57G67F | HIGH BAY AND LOW BAY | 6PL57G67F918 | LAMA+ GEN. 2
LTH3155DH857 | LAMA+ 200 857 S/W WH87 DALI | 594.5 | 1 | 1 | 1 | NR | 8018367754346 | 94051190 | 6PL00 | Lighting | 6PL | PIL LIGHTING | 6PL57G | INDUSTRIAL SPACES | 6PL57G67F | HIGH BAY AND LOW BAY | 6PL57G67F918 | LAMA+ GEN. 2
LTH3155DP840 | LAMA+ 200 840 S/EW WH87 DALI | 594.5 | 1 | 1 | 1 | NR | 8018367754353 | 94051190 | 6PL00 | Lighting | 6PL | PIL LIGHTING | 6PL57G | INDUSTRIAL SPACES | 6PL57G67F | HIGH BAY AND LOW BAY | 6PL57G67F918 | LAMA+ GEN. 2
LTH3155DP857 | LAMA+ 200 857 S/EW WH87 DALI | 594.5 | 1 | 1 | 1 | NR | 8018367754360 | 94051190 | 6PL00 | Lighting | 6PL | PIL LIGHTING | 6PL57G | INDUSTRIAL SPACES | 6PL57G67F | HIGH BAY AND LOW BAY | 6PL57G67F918 | LAMA+ GEN. 2
LTH3155DQ840 | LAMA+ 200 840 ELL WH87 DALI | 594.5 | 1 | 1 | 1 | NR | 8018367754377 | 94051190 | 6PL00 | Lighting | 6PL | PIL LIGHTING | 6PL57G | INDUSTRIAL SPACES | 6PL57G67F | HIGH BAY AND LOW BAY | 6PL57G67F918 | LAMA+ GEN. 2
LTH3155DQ857 | LAMA+ 200 857 ELL WH87 DALI | 594.5 | 1 | 1 | 1 | NR | 8018367754384 | 94051190 | 6PL00 | Lighting | 6PL | PIL LIGHTING | 6PL57G | INDUSTRIAL SPACES | 6PL57G67F | HIGH BAY AND LOW BAY | 6PL57G67F918 | LAMA+ GEN. 2
LTH3155DR840 | LAMA+ 200 840 S/EW SOFT WH87 DALI | 594.5 | 1 | 1 | 1 | NR | 8018367754391 | 94051190 | 6PL00 | Lighting | 6PL | PIL LIGHTING | 6PL57G | INDUSTRIAL SPACES | 6PL57G67F | HIGH BAY AND LOW BAY | 6PL57G67F918 | LAMA+ GEN. 2
LTH3155DR857 | LAMA+ 200 857 S/EW SOFT WH87 DALI | 594.5 | 1 | 1 | 1 | NR | 8018367754407 | 94051190 | 6PL00 | Lighting | 6PL | PIL LIGHTING | 6PL57G | INDUSTRIAL SPACES | 6PL57G67F | HIGH BAY AND LOW BAY | 6PL57G67F918 | LAMA+ GEN. 2
LTH3155EH840 | LAMA+ 200 840 S/W WH87 EM3H | 688 | 1 | 1 | 1 | NR | 8018367754414 | 94051190 | 6PL00 | Lighting | 6PL | PIL LIGHTING | 6PL57G | INDUSTRIAL SPACES | 6PL57G67F | HIGH BAY AND LOW BAY | 6PL57G67F918 | LAMA+ GEN. 2
LTH3155EH857 | LAMA+ 200 857 S/W WH87 EM3H | 688 | 1 | 1 | 1 | NR | 8018367754421 | 94051190 | 6PL00 | Lighting | 6PL | PIL LIGHTING | 6PL57G | INDUSTRIAL SPACES | 6PL57G67F | HIGH BAY AND LOW BAY | 6PL57G67F918 | LAMA+ GEN. 2
LTH3155EP840 | LAMA+ 200 840 S/EW WH87 EM3H | 688 | 1 | 1 | 1 | NR | 8018367754179 | 94051190 | 6PL00 | Lighting | 6PL | PIL LIGHTING | 6PL57G | INDUSTRIAL SPACES | 6PL57G67F | HIGH BAY AND LOW BAY | 6PL57G67F918 | LAMA+ GEN. 2
LTH3155EP857 | LAMA+ 200 857 S/EW WH87 EM3H | 688 | 1 | 1 | 1 | NR | 8018367754186 | 94051190 | 6PL00 | Lighting | 6PL | PIL LIGHTING | 6PL57G | INDUSTRIAL SPACES | 6PL57G67F | HIGH BAY AND LOW BAY | 6PL57G67F918 | LAMA+ GEN. 2
LTH3155EQ840 | LAMA+ 200 840 ELL WH87 EM3H | 688 | 1 | 1 | 1 | NR | 8018367754209 | 94051190 | 6PL00 | Lighting | 6PL | PIL LIGHTING | 6PL57G | INDUSTRIAL SPACES | 6PL57G67F | HIGH BAY AND LOW BAY | 6PL57G67F918 | LAMA+ GEN. 2
LTH3155EQ857 | LAMA+ 200 857 ELL WH87 EM3H | 688 | 1 | 1 | 1 | NR | 8018367754193 | 94051190 | 6PL00 | Lighting | 6PL | PIL LIGHTING | 6PL57G | INDUSTRIAL SPACES | 6PL57G67F | HIGH BAY AND LOW BAY | 6PL57G67F918 | LAMA+ GEN. 2
LTH3155ER840 | LAMA+ 200 840 S/EW SOFT WH87 EM3H | 688 | 1 | 1 | 1 | NR | 8018367754216 | 94051190 | 6PL00 | Lighting | 6PL | PIL LIGHTING | 6PL57G | INDUSTRIAL SPACES | 6PL57G67F | HIGH BAY AND LOW BAY | 6PL57G67F918 | LAMA+ GEN. 2
LTH3155ER857 | LAMA+ 200 857 S/EW SOFT WH87 EM3H | 688 | 1 | 1 | 1 | NR | 8018367754230 | 94051190 | 6PL00 | Lighting | 6PL | PIL LIGHTING | 6PL57G | INDUSTRIAL SPACES | 6PL57G67F | HIGH BAY AND LOW BAY | 6PL57G67F918 | LAMA+ GEN. 2
LTH3A2015 | LAMA+ SURFACE MOUNTING BRACKET KIT | 82 | 1 | 1 | 2 | NR | 8018367754247 | 94059900 | 6PL00 | Lighting | 6PL | PIL LIGHTING | 6PL57G | INDUSTRIAL SPACES | 6PL57G67F | HIGH BAY AND LOW BAY | 6PL57G67F918 | LAMA+ GEN. 2
LTH3A2053 | LAMA+ BALL-PROOF SUSPENSION KIT | 19.45 | 1 | 1 | 30 | NR | 8018367756005 | 94059900 | 6PL00 | Lighting | 6PL | PIL LIGHTING | 6PL57G | INDUSTRIAL SPACES | 6PL57G67F | HIGH BAY AND LOW BAY | 6PL57G67F918 | LAMA+ GEN. 2
LTH3A5033 | LAMA+ PROTECTIVE GLASS IK10 | 117 | 1 | 1 | 4 | NR | 8018367754278 | 94059110 | 6PL00 | Lighting | 6PL | PIL LIGHTING | 6PL57G | INDUSTRIAL SPACES | 6PL57G67F | HIGH BAY AND LOW BAY | 6PL57G67F918 | LAMA+ GEN. 2
LTS1603DB830 | TYK+ 15 25 C/I 830 AN96 DALI | 559.5 | 1 | 1 | 1 | NR | 8034035159183 | 94054210 | 6PL00 | Lighting | 6PL | PIL LIGHTING | 6PL70G | FACADE | 6PL70G59F | PROJECTORS | 6PL70G59FB61 | TYK+
LTS1603DB840 | TYK+ 15 25 C/I 840 AN96 DALI | 559.5 | 1 | 1 | 1 | NR | 8034035159190 | 94054210 | 6PL00 | Lighting | 6PL | PIL LIGHTING | 6PL70G | FACADE | 6PL70G59F | PROJECTORS | 6PL70G59FB61 | TYK+
LTS1603DB927 | TYK+ 15 25 C/I 927 AN96 DALI | 559.5 | 1 | 1 | 1 | NR | 8034035159206 | 94054210 | 6PL00 | Lighting | 6PL | PIL LIGHTING | 6PL70G | FACADE | 6PL70G59F | PROJECTORS | 6PL70G59FB61 | TYK+
LTS1603DF830 | TYK+ 15 25 C/M 830 AN96 DALI | 559.5 | 1 | 1 | 1 | NR | 8034035159213 | 94054210 | 6PL00 | Lighting | 6PL | PIL LIGHTING | 6PL70G | FACADE | 6PL70G59F | PROJECTORS | 6PL70G59FB61 | TYK+
LTS1603DF840 | TYK+ 15 25 C/M 840 AN96 DALI | 559.5 | 1 | 1 | 1 | NR | 8034035159220 | 94054210 | 6PL00 | Lighting | 6PL | PIL LIGHTING | 6PL70G | FACADE | 6PL70G59F | PROJECTORS | 6PL70G59FB61 | TYK+
LTS1603DF927 | TYK+ 15 25 C/M 927 AN96 DALI | 559.5 | 1 | 1 | 1 | NR | 8034035159237 | 94054210 | 6PL00 | Lighting | 6PL | PIL LIGHTING | 6PL70G | FACADE | 6PL70G59F | PROJECTORS | 6PL70G59FB61 | TYK+
LTS1603DJ830 | TYK+ 15 25 C/IW 830 AN96 DALI | 559.5 | 1 | 1 | 1 | NR | 8034035159244 | 94054210 | 6PL00 | Lighting | 6PL | PIL LIGHTING | 6PL70G | FACADE | 6PL70G59F | PROJECTORS | 6PL70G59FB61 | TYK+
LTS1603DJ840 | TYK+ 15 25 C/IW 840 AN96 DALI | 559.5 | 1 | 1 | 1 | NR | 8034035159251 | 94054210 | 6PL00 | Lighting | 6PL | PIL LIGHTING | 6PL70G | FACADE | 6PL70G59F | PROJECTORS | 6PL70G59FB61 | TYK+
LTS1603DJ927 | TYK+ 15 25 C/IW 927 AN96 DALI | 559.5 | 1 | 1 | 1 | NR | 8034035159268 | 94054210 | 6PL00 | Lighting | 6PL | PIL LIGHTING | 6PL70G | FACADE | 6PL70G59F | PROJECTORS | 6PL70G59FB61 | TYK+
LTS1603DK830 | TYK+ 15 25 ELL 35X65 830 AN96 DALI | 559.5 | 1 | 1 | 1 | NR | 8034035159275 | 94054210 | 6PL00 | Lighting | 6PL | PIL LIGHTING | 6PL70G | FACADE | 6PL70G59F | PROJECTORS | 6PL70G59FB61 | TYK+
LTS1603DK840 | TYK+ 15 25 ELL 35X65 840 AN96 DALI | 559.5 | 1 | 1 | 1 | NR | 8034035159282 | 94054210 | 6PL00 | Lighting | 6PL | PIL LIGHTING | 6PL70G | FACADE | 6PL70G59F | PROJECTORS | 6PL70G59FB61 | TYK+
LTS1603DK927 | TYK+ 15 25 ELL 35X65 927 AN96 DALI | 559.5 | 1 | 1 | 1 | NR | 8034035159299 | 94054210 | 6PL00 | Lighting | 6PL | PIL LIGHTING | 6PL70G | FACADE | 6PL70G59F | PROJECTORS | 6PL70G59FB61 | TYK+
LTS1603DL830 | TYK+ 15 25 ELL 65X35 830 AN96 DALI | 559.5 | 1 | 1 | 1 | NR | 8034035159305 | 94054210 | 6PL00 | Lighting | 6PL | PIL LIGHTING | 6PL70G | FACADE | 6PL70G59F | PROJECTORS | 6PL70G59FB61 | TYK+
LTS1603DL840 | TYK+ 15 25 ELL 65X35 840 AN96 DALI | 559.5 | 1 | 1 | 1 | NR | 8034035159312 | 94054210 | 6PL00 | Lighting | 6PL | PIL LIGHTING | 6PL70G | FACADE | 6PL70G59F | PROJECTORS | 6PL70G59FB61 | TYK+
LTS1603DL927 | TYK+ 15 25 ELL 65X35 927 AN96 DALI | 559.5 | 1 | 1 | 1 | NR | 8034035159329 | 94054210 | 6PL00 | Lighting | 6PL | PIL LIGHTING | 6PL70G | FACADE | 6PL70G59F | PROJECTORS | 6PL70G59FB61 | TYK+
LTS1603FB830 | TYK+ 15 25 C/I 830 AN96 | 512.5 | 1 | 1 | 1 | NR | 8034035159336 | 94054210 | 6PL00 | Lighting | 6PL | PIL LIGHTING | 6PL70G | FACADE | 6PL70G59F | PROJECTORS | 6PL70G59FB61 | TYK+
LTS1603FB840 | TYK+ 15 25 C/I 840 AN96 | 512.5 | 1 | 1 | 1 | NR | 8034035159343 | 94054210 | 6PL00 | Lighting | 6PL | PIL LIGHTING | 6PL70G | FACADE | 6PL70G59F | PROJECTORS | 6PL70G59FB61 | TYK+
LTS1603FB927 | TYK+ 15 25 C/I 927 AN96 | 512.5 | 1 | 1 | 1 | NR | 8034035159350 | 94054210 | 6PL00 | Lighting | 6PL | PIL LIGHTING | 6PL70G | FACADE | 6PL70G59F | PROJECTORS | 6PL70G59FB61 | TYK+
LTS1603FF830 | TYK+ 15 25 C/M 830 AN96 | 512.5 | 1 | 1 | 1 | NR | 8034035159367 | 94054210 | 6PL00 | Lighting | 6PL | PIL LIGHTING | 6PL70G | FACADE | 6PL70G59F | PROJECTORS | 6PL70G59FB61 | TYK+
LTS1603FF840 | TYK+ 15 25 C/M 840 AN96 | 512.5 | 1 | 1 | 1 | NR | 8034035159374 | 94054210 | 6PL00 | Lighting | 6PL | PIL LIGHTING | 6PL70G | FACADE | 6PL70G59F | PROJECTORS | 6PL70G59FB61 | TYK+
LTS1603FF927 | TYK+ 15 25 C/M 927 AN96 | 512.5 | 1 | 1 | 1 | NR | 8034035159381 | 94054210 | 6PL00 | Lighting | 6PL | PIL LIGHTING | 6PL70G | FACADE | 6PL70G59F | PROJECTORS | 6PL70G59FB61 | TYK+
LTS1603FJ830 | TYK+ 15 25 C/IW 830 AN96 | 512.5 | 1 | 1 | 1 | NR | 8034035159398 | 94054210 | 6PL00 | Lighting | 6PL | PIL LIGHTING | 6PL70G | FACADE | 6PL70G59F | PROJECTORS | 6PL70G59FB61 | TYK+
LTS1603FJ840 | TYK+ 15 25 C/IW 840 AN96 | 512.5 | 1 | 1 | 1 | NR | 8034035159404 | 94054210 | 6PL00 | Lighting | 6PL | PIL LIGHTING | 6PL70G | FACADE | 6PL70G59F | PROJECTORS | 6PL70G59FB61 | TYK+
LTS1603FJ927 | TYK+ 15 25 C/IW 927 AN96 | 512.5 | 1 | 1 | 1 | NR | 8034035159411 | 94054210 | 6PL00 | Lighting | 6PL | PIL LIGHTING | 6PL70G | FACADE | 6PL70G59F | PROJECTORS | 6PL70G59FB61 | TYK+
LTS1603FK830 | TYK+ 15 25 ELL 35X65 830 AN96 | 512.5 | 1 | 1 | 1 | NR | 8034035159428 | 94054210 | 6PL00 | Lighting | 6PL | PIL LIGHTING | 6PL70G | FACADE | 6PL70G59F | PROJECTORS | 6PL70G59FB61 | TYK+
LTS1603FK840 | TYK+ 15 25 ELL 35X65 840 AN96 | 512.5 | 1 | 1 | 1 | NR | 8034035159435 | 94054210 | 6PL00 | Lighting | 6PL | PIL LIGHTING | 6PL70G | FACADE | 6PL70G59F | PROJECTORS | 6PL70G59FB61 | TYK+
LTS1603FK927 | TYK+ 15 25 ELL 35X65 927 AN96 | 512.5 | 1 | 1 | 1 | NR | 8034035159442 | 94054210 | 6PL00 | Lighting | 6PL | PIL LIGHTING | 6PL70G | FACADE | 6PL70G59F | PROJECTORS | 6PL70G59FB61 | TYK+
LTS1603FL830 | TYK+ 15 25 ELL 65X35 830 AN96 | 512.5 | 1 | 1 | 1 | NR | 8034035159459 | 94054210 | 6PL00 | Lighting | 6PL | PIL LIGHTING | 6PL70G | FACADE | 6PL70G59F | PROJECTORS | 6PL70G59FB61 | TYK+
LTS1603FL840 | TYK+ 15 25 ELL 65X35 840 AN96 | 512.5 | 1 | 1 | 1 | NR | 8034035159466 | 94054210 | 6PL00 | Lighting | 6PL | PIL LIGHTING | 6PL70G | FACADE | 6PL70G59F | PROJECTORS | 6PL70G59FB61 | TYK+
LTS1603FL927 | TYK+ 15 25 ELL 65X35 927 AN96 | 512.5 | 1 | 1 | 1 | NR | 8034035159473 | 94054210 | 6PL00 | Lighting | 6PL | PIL LIGHTING | 6PL70G | FACADE | 6PL70G59F | PROJECTORS | 6PL70G59FB61 | TYK+
LTS1A2533 | TYK+ 15 KIT BRACKET EXTRA ROTATION | 56.5 | 1 | 1 | 1 | NR | 8034035159480 | 94059900 | 6PL00 | Lighting | 6PL | PIL LIGHTING | 6PL70G | FACADE | 6PL70G59F | PROJECTORS | 6PL70G59FB61 | TYK+
LTS1A3561 | TYK+ 15 KIT BARNDOOR BK81 | 51 | 1 | 1 | 2 | NR | 8034035159497 | 94059900 | 6PL00 | Lighting | 6PL | PIL LIGHTING | 6PL70G | FACADE | 6PL70G59F | PROJECTORS | 6PL70G59FB61 | TYK+
LTS1A3571 | TYK+ 15 KIT SNOOT BK81 | 32.8 | 1 | 1 | 2 | NR | 8034035159503 | 94059900 | 6PL00 | Lighting | 6PL | PIL LIGHTING | 6PL70G | FACADE | 6PL70G59F | PROJECTORS | 6PL70G59FB61 | TYK+
LTY1111DA930 | EB+ 431 10 930 C/I DALI BK-RAL9005 | 79 | 1 | 1 | 6 | NR | 8018367758054 | 94051190 | 6PL00 | Lighting | 6PL | PIL LIGHTING | 6PL59G | WORK & COMM. SPACES | 6PL59G68F | DOWNLIGHT/SPOTLIGHTS | 6PL59G68F948 | EB+
LTY1111DA940 | EB+ 431 10 940 C/I DALI BK-RAL9005 | 79 | 1 | 1 | 6 | NR | 8018367758061 | 94051190 | 6PL00 | Lighting | 6PL | PIL LIGHTING | 6PL59G | WORK & COMM. SPACES | 6PL59G68F | DOWNLIGHT/SPOTLIGHTS | 6PL59G68F948 | EB+
LTY1111DB930 | EB+ 431 10 930 C/M DALI BK-RAL9005 | 79 | 1 | 1 | 6 | NR | 8018367758078 | 94051190 | 6PL00 | Lighting | 6PL | PIL LIGHTING | 6PL59G | WORK & COMM. SPACES | 6PL59G68F | DOWNLIGHT/SPOTLIGHTS | 6PL59G68F948 | EB+
LTY1111DB940 | EB+ 431 10 940 C/M DALI BK-RAL9005 | 79 | 1 | 1 | 6 | NR | 8018367758085 | 94051190 | 6PL00 | Lighting | 6PL | PIL LIGHTING | 6PL59G | WORK & COMM. SPACES | 6PL59G68F | DOWNLIGHT/SPOTLIGHTS | 6PL59G68F948 | EB+
LTY1111DC930 | EB+ 431 10 930 C/IW DALI BK-RAL9005 | 79 | 1 | 1 | 6 | NR | 8018367758108 | 94051190 | 6PL00 | Lighting | 6PL | PIL LIGHTING | 6PL59G | WORK & COMM. SPACES | 6PL59G68F | DOWNLIGHT/SPOTLIGHTS | 6PL59G68F948 | EB+
LTY1111DC940 | EB+ 431 10 940 C/IW DALI BK-RAL9005 | 79 | 1 | 1 | 6 | NR | 8018367758092 | 94051190 | 6PL00 | Lighting | 6PL | PIL LIGHTING | 6PL59G | WORK & COMM. SPACES | 6PL59G68F | DOWNLIGHT/SPOTLIGHTS | 6PL59G68F948 | EB+
LTY1111FA930 | EB+ 431 10 930 C/I BK-RAL9005 | 56 | 1 | 1 | 6 | NR | 8018367758115 | 94051190 | 6PL00 | Lighting | 6PL | PIL LIGHTING | 6PL59G | WORK & COMM. SPACES | 6PL59G68F | DOWNLIGHT/SPOTLIGHTS | 6PL59G68F948 | EB+
LTY1111FA940 | EB+ 431 10 940 C/I BK-RAL9005 | 56 | 1 | 1 | 6 | NR | 8018367758122 | 94051190 | 6PL00 | Lighting | 6PL | PIL LIGHTING | 6PL59G | WORK & COMM. SPACES | 6PL59G68F | DOWNLIGHT/SPOTLIGHTS | 6PL59G68F948 | EB+
LTY1111FB930 | EB+ 431 10 930 C/M BK-RAL9005 | 56 | 1 | 1 | 6 | NR | 8018367758139 | 94051190 | 6PL00 | Lighting | 6PL | PIL LIGHTING | 6PL59G | WORK & COMM. SPACES | 6PL59G68F | DOWNLIGHT/SPOTLIGHTS | 6PL59G68F948 | EB+
LTY1111FB940 | EB+ 431 10 940 C/M BK-RAL9005 | 56 | 1 | 1 | 6 | NR | 8018367758146 | 94051190 | 6PL00 | Lighting | 6PL | PIL LIGHTING | 6PL59G | WORK & COMM. SPACES | 6PL59G68F | DOWNLIGHT/SPOTLIGHTS | 6PL59G68F948 | EB+
LTY1111FC930 | EB+ 431 10 930 C/IW BK-RAL9005 | 56 | 1 | 1 | 6 | NR | 8018367758153 | 94051190 | 6PL00 | Lighting | 6PL | PIL LIGHTING | 6PL59G | WORK & COMM. SPACES | 6PL59G68F | DOWNLIGHT/SPOTLIGHTS | 6PL59G68F948 | EB+
LTY1111FC940 | EB+ 431 10 940 C/IW BK-RAL9005 | 56 | 1 | 1 | 6 | NR | 8018367758160 | 94051190 | 6PL00 | Lighting | 6PL | PIL LIGHTING | 6PL59G | WORK & COMM. SPACES | 6PL59G68F | DOWNLIGHT/SPOTLIGHTS | 6PL59G68F948 | EB+
LTY1151DA930 | EB+ 431 10 930 C/I DALI WH-RAL9010 | 79 | 1 | 1 | 6 | NR | 8018367758177 | 94051190 | 6PL00 | Lighting | 6PL | PIL LIGHTING | 6PL59G | WORK & COMM. SPACES | 6PL59G68F | DOWNLIGHT/SPOTLIGHTS | 6PL59G68F948 | EB+
LTY1151DA940 | EB+ 431 10 940 C/I DALI WH-RAL9010 | 79 | 1 | 1 | 6 | NR | 8018367758184 | 94051190 | 6PL00 | Lighting | 6PL | PIL LIGHTING | 6PL59G | WORK & COMM. SPACES | 6PL59G68F | DOWNLIGHT/SPOTLIGHTS | 6PL59G68F948 | EB+
LTY1151DB930 | EB+ 431 10 930 C/M DALI WH-RAL9010 | 79 | 1 | 1 | 6 | NR | 8018367758191 | 94051190 | 6PL00 | Lighting | 6PL | PIL LIGHTING | 6PL59G | WORK & COMM. SPACES | 6PL59G68F | DOWNLIGHT/SPOTLIGHTS | 6PL59G68F948 | EB+
LTY1151DB940 | EB+ 431 10 940 C/M DALI WH-RAL9010 | 79 | 1 | 1 | 6 | NR | 8018367758214 | 94051190 | 6PL00 | Lighting | 6PL | PIL LIGHTING | 6PL59G | WORK & COMM. SPACES | 6PL59G68F | DOWNLIGHT/SPOTLIGHTS | 6PL59G68F948 | EB+
LTY1151DC930 | EB+ 431 10 930 C/IW DALI WH-RAL9010 | 79 | 1 | 1 | 6 | NR | 8018367758207 | 94051190 | 6PL00 | Lighting | 6PL | PIL LIGHTING | 6PL59G | WORK & COMM. SPACES | 6PL59G68F | DOWNLIGHT/SPOTLIGHTS | 6PL59G68F948 | EB+
LTY1151DC940 | EB+ 431 10 940 C/IW DALI WH-RAL9010 | 79 | 1 | 1 | 6 | NR | 8018367758238 | 94051190 | 6PL00 | Lighting | 6PL | PIL LIGHTING | 6PL59G | WORK & COMM. SPACES | 6PL59G68F | DOWNLIGHT/SPOTLIGHTS | 6PL59G68F948 | EB+
LTY1151FA930 | EB+ 431 10 930 C/I WH-RAL9010 | 56 | 1 | 1 | 6 | NR | 8018367758221 | 94051190 | 6PL00 | Lighting | 6PL | PIL LIGHTING | 6PL59G | WORK & COMM. SPACES | 6PL59G68F | DOWNLIGHT/SPOTLIGHTS | 6PL59G68F948 | EB+
LTY1151FA940 | EB+ 431 10 940 C/I WH-RAL9010 | 56 | 1 | 1 | 6 | NR | 8018367758245 | 94051190 | 6PL00 | Lighting | 6PL | PIL LIGHTING | 6PL59G | WORK & COMM. SPACES | 6PL59G68F | DOWNLIGHT/SPOTLIGHTS | 6PL59G68F948 | EB+
LTY1151FB930 | EB+ 431 10 930 C/M WH-RAL9010 | 56 | 1 | 1 | 6 | NR | 8018367758252 | 94051190 | 6PL00 | Lighting | 6PL | PIL LIGHTING | 6PL59G | WORK & COMM. SPACES | 6PL59G68F | DOWNLIGHT/SPOTLIGHTS | 6PL59G68F948 | EB+
LTY1151FB940 | EB+ 431 10 940 C/M WH-RAL9010 | 56 | 1 | 1 | 6 | NR | 8018367758269 | 94051190 | 6PL00 | Lighting | 6PL | PIL LIGHTING | 6PL59G | WORK & COMM. SPACES | 6PL59G68F | DOWNLIGHT/SPOTLIGHTS | 6PL59G68F948 | EB+
LTY1151FC930 | EB+ 431 10 930 C/IW WH-RAL9010 | 56 | 1 | 1 | 6 | NR | 8018367758276 | 94051190 | 6PL00 | Lighting | 6PL | PIL LIGHTING | 6PL59G | WORK & COMM. SPACES | 6PL59G68F | DOWNLIGHT/SPOTLIGHTS | 6PL59G68F948 | EB+
LTY1151FC940 | EB+ 431 10 940 C/IW WH-RAL9010 | 56 | 1 | 1 | 6 | NR | 8018367758283 | 94051190 | 6PL00 | Lighting | 6PL | PIL LIGHTING | 6PL59G | WORK & COMM. SPACES | 6PL59G68F | DOWNLIGHT/SPOTLIGHTS | 6PL59G68F948 | EB+
LTY1212DA930 | EB+ 432 15 930 C/I DALI BK-RAL9005 | 105 | 1 | 1 | 6 | NR | 8018367758290 | 94051190 | 6PL00 | Lighting | 6PL | PIL LIGHTING | 6PL59G | WORK & COMM. SPACES | 6PL59G68F | DOWNLIGHT/SPOTLIGHTS | 6PL59G68F948 | EB+
LTY1212DA940 | EB+ 432 15 940 C/I DALI BK-RAL9005 | 105 | 1 | 1 | 6 | NR | 8018367758306 | 94051190 | 6PL00 | Lighting | 6PL | PIL LIGHTING | 6PL59G | WORK & COMM. SPACES | 6PL59G68F | DOWNLIGHT/SPOTLIGHTS | 6PL59G68F948 | EB+
LTY1212DB930 | EB+ 432 15 930 C/M DALI BK-RAL9005 | 105 | 1 | 1 | 6 | NR | 8018367758313 | 94051190 | 6PL00 | Lighting | 6PL | PIL LIGHTING | 6PL59G | WORK & COMM. SPACES | 6PL59G68F | DOWNLIGHT/SPOTLIGHTS | 6PL59G68F948 | EB+
LTY1212DB940 | EB+ 432 15 940 C/M DALI BK-RAL9005 | 105 | 1 | 1 | 6 | NR | 8018367758320 | 94051190 | 6PL00 | Lighting | 6PL | PIL LIGHTING | 6PL59G | WORK & COMM. SPACES | 6PL59G68F | DOWNLIGHT/SPOTLIGHTS | 6PL59G68F948 | EB+
LTY1212DC930 | EB+ 432 15 930 C/IW DALI BK-RAL9005 | 105 | 1 | 1 | 6 | NR | 8018367758337 | 94051190 | 6PL00 | Lighting | 6PL | PIL LIGHTING | 6PL59G | WORK & COMM. SPACES | 6PL59G68F | DOWNLIGHT/SPOTLIGHTS | 6PL59G68F948 | EB+
LTY1212DC940 | EB+ 432 15 940 C/IW DALI BK-RAL9005 | 105 | 1 | 1 | 6 | NR | 8018367758344 | 94051190 | 6PL00 | Lighting | 6PL | PIL LIGHTING | 6PL59G | WORK & COMM. SPACES | 6PL59G68F | DOWNLIGHT/SPOTLIGHTS | 6PL59G68F948 | EB+
LTY1212FA930 | EB+ 432 15 930 C/I BK-RAL9005 | 81.5 | 1 | 1 | 6 | NR | 8018367758368 | 94051190 | 6PL00 | Lighting | 6PL | PIL LIGHTING | 6PL59G | WORK & COMM. SPACES | 6PL59G68F | DOWNLIGHT/SPOTLIGHTS | 6PL59G68F948 | EB+
LTY1212FA940 | EB+ 432 15 940 C/I BK-RAL9005 | 81.5 | 1 | 1 | 6 | NR | 8018367758351 | 94051190 | 6PL00 | Lighting | 6PL | PIL LIGHTING | 6PL59G | WORK & COMM. SPACES | 6PL59G68F | DOWNLIGHT/SPOTLIGHTS | 6PL59G68F948 | EB+
LTY1212FB930 | EB+ 432 15 930 C/M BK-RAL9005 | 81.5 | 1 | 1 | 6 | NR | 8018367758375 | 94051190 | 6PL00 | Lighting | 6PL | PIL LIGHTING | 6PL59G | WORK & COMM. SPACES | 6PL59G68F | DOWNLIGHT/SPOTLIGHTS | 6PL59G68F948 | EB+
LTY1212FB940 | EB+ 432 15 940 C/M BK-RAL9005 | 81.5 | 1 | 1 | 6 | NR | 8018367758382 | 94051190 | 6PL00 | Lighting | 6PL | PIL LIGHTING | 6PL59G | WORK & COMM. SPACES | 6PL59G68F | DOWNLIGHT/SPOTLIGHTS | 6PL59G68F948 | EB+
LTY1212FC930 | EB+ 432 15 930 C/IW BK-RAL9005 | 81.5 | 1 | 1 | 6 | NR | 8018367758399 | 94051190 | 6PL00 | Lighting | 6PL | PIL LIGHTING | 6PL59G | WORK & COMM. SPACES | 6PL59G68F | DOWNLIGHT/SPOTLIGHTS | 6PL59G68F948 | EB+
LTY1212FC940 | EB+ 432 15 940 C/IW BK-RAL9005 | 81.5 | 1 | 1 | 6 | NR | 8018367758405 | 94051190 | 6PL00 | Lighting | 6PL | PIL LIGHTING | 6PL59G | WORK & COMM. SPACES | 6PL59G68F | DOWNLIGHT/SPOTLIGHTS | 6PL59G68F948 | EB+
LTY1252DA930 | EB+ 432 15 930 C/I DALI WH-RAL9010 | 105 | 1 | 1 | 6 | NR | 8018367758412 | 94051190 | 6PL00 | Lighting | 6PL | PIL LIGHTING | 6PL59G | WORK & COMM. SPACES | 6PL59G68F | DOWNLIGHT/SPOTLIGHTS | 6PL59G68F948 | EB+
LTY1252DA940 | EB+ 432 15 940 C/I DALI WH-RAL9010 | 105 | 1 | 1 | 6 | NR | 8018367758429 | 94051190 | 6PL00 | Lighting | 6PL | PIL LIGHTING | 6PL59G | WORK & COMM. SPACES | 6PL59G68F | DOWNLIGHT/SPOTLIGHTS | 6PL59G68F948 | EB+
LTY1252DB930 | EB+ 432 15 930 C/M DALI WH-RAL9010 | 105 | 1 | 1 | 6 | NR | 8018367758443 | 94051190 | 6PL00 | Lighting | 6PL | PIL LIGHTING | 6PL59G | WORK & COMM. SPACES | 6PL59G68F | DOWNLIGHT/SPOTLIGHTS | 6PL59G68F948 | EB+
LTY1252DB940 | EB+ 432 15 940 C/M DALI WH-RAL9010 | 105 | 1 | 1 | 6 | NR | 8018367758436 | 94051190 | 6PL00 | Lighting | 6PL | PIL LIGHTING | 6PL59G | WORK & COMM. SPACES | 6PL59G68F | DOWNLIGHT/SPOTLIGHTS | 6PL59G68F948 | EB+
LTY1252DC930 | EB+ 432 15 930 C/IW DALI WH-RAL9010 | 105 | 1 | 1 | 6 | NR | 8018367758450 | 94051190 | 6PL00 | Lighting | 6PL | PIL LIGHTING | 6PL59G | WORK & COMM. SPACES | 6PL59G68F | DOWNLIGHT/SPOTLIGHTS | 6PL59G68F948 | EB+
LTY1252DC940 | EB+ 432 15 940 C/IW DALI WH-RAL9010 | 105 | 1 | 1 | 6 | NR | 8018367758467 | 94051190 | 6PL00 | Lighting | 6PL | PIL LIGHTING | 6PL59G | WORK & COMM. SPACES | 6PL59G68F | DOWNLIGHT/SPOTLIGHTS | 6PL59G68F948 | EB+
LTY1252FA930 | EB+ 432 15 930 C/I WH-RAL9010 | 81.5 | 1 | 1 | 6 | NR | 8018367758474 | 94051190 | 6PL00 | Lighting | 6PL | PIL LIGHTING | 6PL59G | WORK & COMM. SPACES | 6PL59G68F | DOWNLIGHT/SPOTLIGHTS | 6PL59G68F948 | EB+
LTY1252FA940 | EB+ 432 15 940 C/I WH-RAL9010 | 81.5 | 1 | 1 | 6 | NR | 8018367758481 | 94051190 | 6PL00 | Lighting | 6PL | PIL LIGHTING | 6PL59G | WORK & COMM. SPACES | 6PL59G68F | DOWNLIGHT/SPOTLIGHTS | 6PL59G68F948 | EB+
LTY1252FB930 | EB+ 432 15 930 C/M WH-RAL9010 | 81.5 | 1 | 1 | 6 | NR | 8018367758498 | 94051190 | 6PL00 | Lighting | 6PL | PIL LIGHTING | 6PL59G | WORK & COMM. SPACES | 6PL59G68F | DOWNLIGHT/SPOTLIGHTS | 6PL59G68F948 | EB+
LTY1252FB940 | EB+ 432 15 940 C/M WH-RAL9010 | 81.5 | 1 | 1 | 6 | NR | 8018367758504 | 94051190 | 6PL00 | Lighting | 6PL | PIL LIGHTING | 6PL59G | WORK & COMM. SPACES | 6PL59G68F | DOWNLIGHT/SPOTLIGHTS | 6PL59G68F948 | EB+
LTY1252FC930 | EB+ 432 15 930 C/IW WH-RAL9010 | 81.5 | 1 | 1 | 6 | NR | 8018367758511 | 94051190 | 6PL00 | Lighting | 6PL | PIL LIGHTING | 6PL59G | WORK & COMM. SPACES | 6PL59G68F | DOWNLIGHT/SPOTLIGHTS | 6PL59G68F948 | EB+
LTY1252FC940 | EB+ 432 15 940 C/IW WH-RAL9010 | 81.5 | 1 | 1 | 6 | NR | 8018367758528 | 94051190 | 6PL00 | Lighting | 6PL | PIL LIGHTING | 6PL59G | WORK & COMM. SPACES | 6PL59G68F | DOWNLIGHT/SPOTLIGHTS | 6PL59G68F948 | EB+
LTY1313DA930 | EB+ 433 20 930 C/I DALI BK-RAL9005 | 116.5 | 1 | 1 | 8 | NR | 8018367758535 | 94051190 | 6PL00 | Lighting | 6PL | PIL LIGHTING | 6PL59G | WORK & COMM. SPACES | 6PL59G68F | DOWNLIGHT/SPOTLIGHTS | 6PL59G68F948 | EB+
LTY1313DA940 | EB+ 433 20 940 C/I DALI BK-RAL9005 | 116.5 | 1 | 1 | 8 | NR | 8018367758542 | 94051190 | 6PL00 | Lighting | 6PL | PIL LIGHTING | 6PL59G | WORK & COMM. SPACES | 6PL59G68F | DOWNLIGHT/SPOTLIGHTS | 6PL59G68F948 | EB+
LTY1313DB930 | EB+ 433 20 930 C/M DALI BK-RAL9005 | 116.5 | 1 | 1 | 8 | NR | 8018367758559 | 94051190 | 6PL00 | Lighting | 6PL | PIL LIGHTING | 6PL59G | WORK & COMM. SPACES | 6PL59G68F | DOWNLIGHT/SPOTLIGHTS | 6PL59G68F948 | EB+
LTY1313DB940 | EB+ 433 20 940 C/M DALI BK-RAL9005 | 116.5 | 1 | 1 | 8 | NR | 8018367758566 | 94051190 | 6PL00 | Lighting | 6PL | PIL LIGHTING | 6PL59G | WORK & COMM. SPACES | 6PL59G68F | DOWNLIGHT/SPOTLIGHTS | 6PL59G68F948 | EB+
LTY1313DC930 | EB+ 433 20 930 C/IW DALI BK-RAL9005 | 116.5 | 1 | 1 | 8 | NR | 8018367758573 | 94051190 | 6PL00 | Lighting | 6PL | PIL LIGHTING | 6PL59G | WORK & COMM. SPACES | 6PL59G68F | DOWNLIGHT/SPOTLIGHTS | 6PL59G68F948 | EB+
LTY1313DC940 | EB+ 433 20 940 C/IW DALI BK-RAL9005 | 116.5 | 1 | 1 | 8 | NR | 8018367758580 | 94051190 | 6PL00 | Lighting | 6PL | PIL LIGHTING | 6PL59G | WORK & COMM. SPACES | 6PL59G68F | DOWNLIGHT/SPOTLIGHTS | 6PL59G68F948 | EB+
LTY1313DD930 | EB+ 433 20 930 C/MW DALI BK-RAL9005 | 116.5 | 1 | 1 | 8 | NR | 8018367758597 | 94051190 | 6PL00 | Lighting | 6PL | PIL LIGHTING | 6PL59G | WORK & COMM. SPACES | 6PL59G68F | DOWNLIGHT/SPOTLIGHTS | 6PL59G68F948 | EB+
LTY1313DD940 | EB+ 433 20 940 C/MW DALI BK-RAL9005 | 116.5 | 1 | 1 | 8 | NR | 8018367758603 | 94051190 | 6PL00 | Lighting | 6PL | PIL LIGHTING | 6PL59G | WORK & COMM. SPACES | 6PL59G68F | DOWNLIGHT/SPOTLIGHTS | 6PL59G68F948 | EB+
LTY1313FA930 | EB+ 433 20 930 C/I BK-RAL9005 | 93 | 1 | 1 | 8 | NR | 8018367758610 | 94051190 | 6PL00 | Lighting | 6PL | PIL LIGHTING | 6PL59G | WORK & COMM. SPACES | 6PL59G68F | DOWNLIGHT/SPOTLIGHTS | 6PL59G68F948 | EB+
LTY1313FA940 | EB+ 433 20 940 C/I BK-RAL9005 | 93 | 1 | 1 | 8 | NR | 8018367758627 | 94051190 | 6PL00 | Lighting | 6PL | PIL LIGHTING | 6PL59G | WORK & COMM. SPACES | 6PL59G68F | DOWNLIGHT/SPOTLIGHTS | 6PL59G68F948 | EB+
LTY1313FB930 | EB+ 433 20 930 C/M BK-RAL9005 | 93 | 1 | 1 | 8 | NR | 8018367758634 | 94051190 | 6PL00 | Lighting | 6PL | PIL LIGHTING | 6PL59G | WORK & COMM. SPACES | 6PL59G68F | DOWNLIGHT/SPOTLIGHTS | 6PL59G68F948 | EB+
LTY1313FB940 | EB+ 433 20 940 C/M BK-RAL9005 | 93 | 1 | 1 | 8 | NR | 8018367758641 | 94051190 | 6PL00 | Lighting | 6PL | PIL LIGHTING | 6PL59G | WORK & COMM. SPACES | 6PL59G68F | DOWNLIGHT/SPOTLIGHTS | 6PL59G68F948 | EB+
LTY1313FC930 | EB+ 433 20 930 C/IW BK-RAL9005 | 93 | 1 | 1 | 8 | NR | 8018367758658 | 94051190 | 6PL00 | Lighting | 6PL | PIL LIGHTING | 6PL59G | WORK & COMM. SPACES | 6PL59G68F | DOWNLIGHT/SPOTLIGHTS | 6PL59G68F948 | EB+
LTY1313FC940 | EB+ 433 20 940 C/IW BK-RAL9005 | 93 | 1 | 1 | 8 | NR | 8018367758665 | 94051190 | 6PL00 | Lighting | 6PL | PIL LIGHTING | 6PL59G | WORK & COMM. SPACES | 6PL59G68F | DOWNLIGHT/SPOTLIGHTS | 6PL59G68F948 | EB+
LTY1313FD930 | EB+ 433 20 930 C/MW BK-RAL9005 | 93 | 1 | 1 | 8 | NR | 8018367758672 | 94051190 | 6PL00 | Lighting | 6PL | PIL LIGHTING | 6PL59G | WORK & COMM. SPACES | 6PL59G68F | DOWNLIGHT/SPOTLIGHTS | 6PL59G68F948 | EB+
LTY1313FD940 | EB+ 433 20 940 C/MW BK-RAL9005 | 93 | 1 | 1 | 8 | NR | 8018367758771 | 94051190 | 6PL00 | Lighting | 6PL | PIL LIGHTING | 6PL59G | WORK & COMM. SPACES | 6PL59G68F | DOWNLIGHT/SPOTLIGHTS | 6PL59G68F948 | EB+
LTY1353DA930 | EB+ 433 20 930 C/I DALI WH-RAL9010 | 116.5 | 1 | 1 | 8 | NR | 8018367758764 | 94051190 | 6PL00 | Lighting | 6PL | PIL LIGHTING | 6PL59G | WORK & COMM. SPACES | 6PL59G68F | DOWNLIGHT/SPOTLIGHTS | 6PL59G68F948 | EB+
LTY1353DA940 | EB+ 433 20 940 C/I DALI WH-RAL9010 | 116.5 | 1 | 1 | 8 | NR | 8018367758757 | 94051190 | 6PL00 | Lighting | 6PL | PIL LIGHTING | 6PL59G | WORK & COMM. SPACES | 6PL59G68F | DOWNLIGHT/SPOTLIGHTS | 6PL59G68F948 | EB+
LTY1353DB930 | EB+ 433 20 930 C/M DALI WH-RAL9010 | 116.5 | 1 | 1 | 8 | NR | 8018367758740 | 94051190 | 6PL00 | Lighting | 6PL | PIL LIGHTING | 6PL59G | WORK & COMM. SPACES | 6PL59G68F | DOWNLIGHT/SPOTLIGHTS | 6PL59G68F948 | EB+
LTY1353DB940 | EB+ 433 20 940 C/M DALI WH-RAL9010 | 116.5 | 1 | 1 | 8 | NR | 8018367758733 | 94051190 | 6PL00 | Lighting | 6PL | PIL LIGHTING | 6PL59G | WORK & COMM. SPACES | 6PL59G68F | DOWNLIGHT/SPOTLIGHTS | 6PL59G68F948 | EB+
LTY1353DC930 | EB+ 433 20 930 C/IW DALI WH-RAL9010 | 116.5 | 1 | 1 | 8 | NR | 8018367758726 | 94051190 | 6PL00 | Lighting | 6PL | PIL LIGHTING | 6PL59G | WORK & COMM. SPACES | 6PL59G68F | DOWNLIGHT/SPOTLIGHTS | 6PL59G68F948 | EB+
LTY1353DC940 | EB+ 433 20 940 C/IW DALI WH-RAL9010 | 116.5 | 1 | 1 | 8 | NR | 8018367758719 | 94051190 | 6PL00 | Lighting | 6PL | PIL LIGHTING | 6PL59G | WORK & COMM. SPACES | 6PL59G68F | DOWNLIGHT/SPOTLIGHTS | 6PL59G68F948 | EB+
LTY1353DD930 | EB+ 433 20 930 C/MW DALI WH-RAL9010 | 116.5 | 1 | 1 | 8 | NR | 8018367758702 | 94051190 | 6PL00 | Lighting | 6PL | PIL LIGHTING | 6PL59G | WORK & COMM. SPACES | 6PL59G68F | DOWNLIGHT/SPOTLIGHTS | 6PL59G68F948 | EB+
LTY1353DD940 | EB+ 433 20 940 C/MW DALI WH-RAL9010 | 116.5 | 1 | 1 | 8 | NR | 8018367758696 | 94051190 | 6PL00 | Lighting | 6PL | PIL LIGHTING | 6PL59G | WORK & COMM. SPACES | 6PL59G68F | DOWNLIGHT/SPOTLIGHTS | 6PL59G68F948 | EB+
LTY1353FA930 | EB+ 433 20 930 C/I WH-RAL9010 | 93 | 1 | 1 | 8 | NR | 8018367758689 | 94051190 | 6PL00 | Lighting | 6PL | PIL LIGHTING | 6PL59G | WORK & COMM. SPACES | 6PL59G68F | DOWNLIGHT/SPOTLIGHTS | 6PL59G68F948 | EB+
LTY1353FA940 | EB+ 433 20 940 C/I WH-RAL9010 | 93 | 1 | 1 | 8 | NR | 8018367758788 | 94051190 | 6PL00 | Lighting | 6PL | PIL LIGHTING | 6PL59G | WORK & COMM. SPACES | 6PL59G68F | DOWNLIGHT/SPOTLIGHTS | 6PL59G68F948 | EB+
LTY1353FB930 | EB+ 433 20 930 C/M WH-RAL9010 | 93 | 1 | 1 | 8 | NR | 8018367758795 | 94051190 | 6PL00 | Lighting | 6PL | PIL LIGHTING | 6PL59G | WORK & COMM. SPACES | 6PL59G68F | DOWNLIGHT/SPOTLIGHTS | 6PL59G68F948 | EB+
LTY1353FB940 | EB+ 433 20 940 C/M WH-RAL9010 | 93 | 1 | 1 | 8 | NR | 8018367758801 | 94051190 | 6PL00 | Lighting | 6PL | PIL LIGHTING | 6PL59G | WORK & COMM. SPACES | 6PL59G68F | DOWNLIGHT/SPOTLIGHTS | 6PL59G68F948 | EB+
LTY1353FC930 | EB+ 433 20 930 C/IW WH-RAL9010 | 93 | 1 | 1 | 8 | NR | 8018367758818 | 94051190 | 6PL00 | Lighting | 6PL | PIL LIGHTING | 6PL59G | WORK & COMM. SPACES | 6PL59G68F | DOWNLIGHT/SPOTLIGHTS | 6PL59G68F948 | EB+
LTY1353FC940 | EB+ 433 20 940 C/IW WH-RAL9010 | 93 | 1 | 1 | 8 | NR | 8018367758825 | 94051190 | 6PL00 | Lighting | 6PL | PIL LIGHTING | 6PL59G | WORK & COMM. SPACES | 6PL59G68F | DOWNLIGHT/SPOTLIGHTS | 6PL59G68F948 | EB+
LTY1353FD930 | EB+ 433 20 930 C/MW WH-RAL9010 | 93 | 1 | 1 | 8 | NR | 8018367758832 | 94051190 | 6PL00 | Lighting | 6PL | PIL LIGHTING | 6PL59G | WORK & COMM. SPACES | 6PL59G68F | DOWNLIGHT/SPOTLIGHTS | 6PL59G68F948 | EB+
LTY1353FD940 | EB+ 433 20 940 C/MW WH-RAL9010 | 93 | 1 | 1 | 8 | NR | 8018367758856 | 94051190 | 6PL00 | Lighting | 6PL | PIL LIGHTING | 6PL59G | WORK & COMM. SPACES | 6PL59G68F | DOWNLIGHT/SPOTLIGHTS | 6PL59G68F948 | EB+
LTY1414DA930 | EB+ 434 25 930 C/I DALI BK-RAL9005 | 121 | 1 | 1 | 16 | NR | 8018367758979 | 94051190 | 6PL00 | Lighting | 6PL | PIL LIGHTING | 6PL59G | WORK & COMM. SPACES | 6PL59G68F | DOWNLIGHT/SPOTLIGHTS | 6PL59G68F948 | EB+
LTY1414DA940 | EB+ 434 25 940 C/I DALI BK-RAL9005 | 121 | 1 | 1 | 16 | NR | 8018367758962 | 94051190 | 6PL00 | Lighting | 6PL | PIL LIGHTING | 6PL59G | WORK & COMM. SPACES | 6PL59G68F | DOWNLIGHT/SPOTLIGHTS | 6PL59G68F948 | EB+
LTY1414DB930 | EB+ 434 25 930 C/M DALI BK-RAL9005 | 121 | 1 | 1 | 16 | NR | 8018367758955 | 94051190 | 6PL00 | Lighting | 6PL | PIL LIGHTING | 6PL59G | WORK & COMM. SPACES | 6PL59G68F | DOWNLIGHT/SPOTLIGHTS | 6PL59G68F948 | EB+
LTY1414DB940 | EB+ 434 25 940 C/M DALI BK-RAL9005 | 121 | 1 | 1 | 16 | NR | 8018367758948 | 94051190 | 6PL00 | Lighting | 6PL | PIL LIGHTING | 6PL59G | WORK & COMM. SPACES | 6PL59G68F | DOWNLIGHT/SPOTLIGHTS | 6PL59G68F948 | EB+
LTY1414DC930 | EB+ 434 25 930 C/IW DALI BK-RAL9005 | 121 | 1 | 1 | 16 | NR | 8018367758931 | 94051190 | 6PL00 | Lighting | 6PL | PIL LIGHTING | 6PL59G | WORK & COMM. SPACES | 6PL59G68F | DOWNLIGHT/SPOTLIGHTS | 6PL59G68F948 | EB+
LTY1414DC940 | EB+ 434 25 940 C/IW DALI BK-RAL9005 | 121 | 1 | 1 | 16 | NR | 8018367758924 | 94051190 | 6PL00 | Lighting | 6PL | PIL LIGHTING | 6PL59G | WORK & COMM. SPACES | 6PL59G68F | DOWNLIGHT/SPOTLIGHTS | 6PL59G68F948 | EB+
LTY1414DD930 | EB+ 434 25 930 C/MW DALI BK-RAL9005 | 121 | 1 | 1 | 16 | NR | 8018367758917 | 94051190 | 6PL00 | Lighting | 6PL | PIL LIGHTING | 6PL59G | WORK & COMM. SPACES | 6PL59G68F | DOWNLIGHT/SPOTLIGHTS | 6PL59G68F948 | EB+
LTY1414DD940 | EB+ 434 25 940 C/MW DALI BK-RAL9005 | 121 | 1 | 1 | 16 | NR | 8018367758900 | 94051190 | 6PL00 | Lighting | 6PL | PIL LIGHTING | 6PL59G | WORK & COMM. SPACES | 6PL59G68F | DOWNLIGHT/SPOTLIGHTS | 6PL59G68F948 | EB+
LTY1414FA930 | EB+ 434 25 930 C/I BK-RAL9005 | 98 | 1 | 1 | 16 | NR | 8018367758894 | 94051190 | 6PL00 | Lighting | 6PL | PIL LIGHTING | 6PL59G | WORK & COMM. SPACES | 6PL59G68F | DOWNLIGHT/SPOTLIGHTS | 6PL59G68F948 | EB+
LTY1414FA940 | EB+ 434 25 940 C/I BK-RAL9005 | 98 | 1 | 1 | 16 | NR | 8018367758887 | 94051190 | 6PL00 | Lighting | 6PL | PIL LIGHTING | 6PL59G | WORK & COMM. SPACES | 6PL59G68F | DOWNLIGHT/SPOTLIGHTS | 6PL59G68F948 | EB+
LTY1414FB930 | EB+ 434 25 930 C/M BK-RAL9005 | 98 | 1 | 1 | 16 | NR | 8018367758870 | 94051190 | 6PL00 | Lighting | 6PL | PIL LIGHTING | 6PL59G | WORK & COMM. SPACES | 6PL59G68F | DOWNLIGHT/SPOTLIGHTS | 6PL59G68F948 | EB+
LTY1414FB940 | EB+ 434 25 940 C/M BK-RAL9005 | 98 | 1 | 1 | 16 | NR | 8018367758849 | 94051190 | 6PL00 | Lighting | 6PL | PIL LIGHTING | 6PL59G | WORK & COMM. SPACES | 6PL59G68F | DOWNLIGHT/SPOTLIGHTS | 6PL59G68F948 | EB+
LTY1414FC930 | EB+ 434 25 930 C/IW BK-RAL9005 | 98 | 1 | 1 | 16 | NR | 8018367758863 | 94051190 | 6PL00 | Lighting | 6PL | PIL LIGHTING | 6PL59G | WORK & COMM. SPACES | 6PL59G68F | DOWNLIGHT/SPOTLIGHTS | 6PL59G68F948 | EB+
LTY1414FC940 | EB+ 434 25 940 C/IW BK-RAL9005 | 98 | 1 | 1 | 16 | NR | 8018367758986 | 94051190 | 6PL00 | Lighting | 6PL | PIL LIGHTING | 6PL59G | WORK & COMM. SPACES | 6PL59G68F | DOWNLIGHT/SPOTLIGHTS | 6PL59G68F948 | EB+
LTY1414FD930 | EB+ 434 25 930 C/MW BK-RAL9005 | 98 | 1 | 1 | 16 | NR | 8018367758993 | 94051190 | 6PL00 | Lighting | 6PL | PIL LIGHTING | 6PL59G | WORK & COMM. SPACES | 6PL59G68F | DOWNLIGHT/SPOTLIGHTS | 6PL59G68F948 | EB+
LTY1414FD940 | EB+ 434 25 940 C/MW BK-RAL9005 | 98 | 1 | 1 | 16 | NR | 8018367759006 | 94051190 | 6PL00 | Lighting | 6PL | PIL LIGHTING | 6PL59G | WORK & COMM. SPACES | 6PL59G68F | DOWNLIGHT/SPOTLIGHTS | 6PL59G68F948 | EB+
LTY1454DA930 | EB+ 434 25 930 C/I DALI WH-RAL9010 | 121 | 1 | 1 | 16 | NR | 8018367759013 | 94051190 | 6PL00 | Lighting | 6PL | PIL LIGHTING | 6PL59G | WORK & COMM. SPACES | 6PL59G68F | DOWNLIGHT/SPOTLIGHTS | 6PL59G68F948 | EB+
LTY1454DA940 | EB+ 434 25 940 C/I DALI WH-RAL9010 | 121 | 1 | 1 | 16 | NR | 8018367759020 | 94051190 | 6PL00 | Lighting | 6PL | PIL LIGHTING | 6PL59G | WORK & COMM. SPACES | 6PL59G68F | DOWNLIGHT/SPOTLIGHTS | 6PL59G68F948 | EB+
LTY1454DB930 | EB+ 434 25 930 C/M DALI WH-RAL9010 | 121 | 1 | 1 | 16 | NR | 8018367759044 | 94051190 | 6PL00 | Lighting | 6PL | PIL LIGHTING | 6PL59G | WORK & COMM. SPACES | 6PL59G68F | DOWNLIGHT/SPOTLIGHTS | 6PL59G68F948 | EB+
LTY1454DB940 | EB+ 434 25 940 C/M DALI WH-RAL9010 | 121 | 1 | 1 | 16 | NR | 8018367759037 | 94051190 | 6PL00 | Lighting | 6PL | PIL LIGHTING | 6PL59G | WORK & COMM. SPACES | 6PL59G68F | DOWNLIGHT/SPOTLIGHTS | 6PL59G68F948 | EB+
LTY1454DC930 | EB+ 434 25 930 C/IW DALI WH-RAL9010 | 121 | 1 | 1 | 16 | NR | 8018367759051 | 94051190 | 6PL00 | Lighting | 6PL | PIL LIGHTING | 6PL59G | WORK & COMM. SPACES | 6PL59G68F | DOWNLIGHT/SPOTLIGHTS | 6PL59G68F948 | EB+
LTY1454DC940 | EB+ 434 25 940 C/IW DALI WH-RAL9010 | 121 | 1 | 1 | 16 | NR | 8018367759068 | 94051190 | 6PL00 | Lighting | 6PL | PIL LIGHTING | 6PL59G | WORK & COMM. SPACES | 6PL59G68F | DOWNLIGHT/SPOTLIGHTS | 6PL59G68F948 | EB+
LTY1454DD930 | EB+ 434 25 930 C/MW DALI WH-RAL9010 | 121 | 1 | 1 | 16 | NR | 8018367759075 | 94051190 | 6PL00 | Lighting | 6PL | PIL LIGHTING | 6PL59G | WORK & COMM. SPACES | 6PL59G68F | DOWNLIGHT/SPOTLIGHTS | 6PL59G68F948 | EB+
LTY1454DD940 | EB+ 434 25 940 C/MW DALI WH-RAL9010 | 121 | 1 | 1 | 16 | NR | 8018367759082 | 94051190 | 6PL00 | Lighting | 6PL | PIL LIGHTING | 6PL59G | WORK & COMM. SPACES | 6PL59G68F | DOWNLIGHT/SPOTLIGHTS | 6PL59G68F948 | EB+
LTY1454FA930 | EB+ 434 25 930 C/I WH-RAL9010 | 98 | 1 | 1 | 16 | NR | 8018367759099 | 94051190 | 6PL00 | Lighting | 6PL | PIL LIGHTING | 6PL59G | WORK & COMM. SPACES | 6PL59G68F | DOWNLIGHT/SPOTLIGHTS | 6PL59G68F948 | EB+
LTY1454FA940 | EB+ 434 25 940 C/I WH-RAL9010 | 98 | 1 | 1 | 16 | NR | 8018367759105 | 94051190 | 6PL00 | Lighting | 6PL | PIL LIGHTING | 6PL59G | WORK & COMM. SPACES | 6PL59G68F | DOWNLIGHT/SPOTLIGHTS | 6PL59G68F948 | EB+
LTY1454FB930 | EB+ 434 25 930 C/M WH-RAL9010 | 98 | 1 | 1 | 16 | NR | 8018367759112 | 94051190 | 6PL00 | Lighting | 6PL | PIL LIGHTING | 6PL59G | WORK & COMM. SPACES | 6PL59G68F | DOWNLIGHT/SPOTLIGHTS | 6PL59G68F948 | EB+
LTY1454FB940 | EB+ 434 25 940 C/M WH-RAL9010 | 98 | 1 | 1 | 16 | NR | 8018367759129 | 94051190 | 6PL00 | Lighting | 6PL | PIL LIGHTING | 6PL59G | WORK & COMM. SPACES | 6PL59G68F | DOWNLIGHT/SPOTLIGHTS | 6PL59G68F948 | EB+
LTY1454FC930 | EB+ 434 25 930 C/IW WH-RAL9010 | 98 | 1 | 1 | 16 | NR | 8018367759273 | 94051190 | 6PL00 | Lighting | 6PL | PIL LIGHTING | 6PL59G | WORK & COMM. SPACES | 6PL59G68F | DOWNLIGHT/SPOTLIGHTS | 6PL59G68F948 | EB+
LTY1454FC940 | EB+ 434 25 940 C/IW WH-RAL9010 | 98 | 1 | 1 | 16 | NR | 8018367759266 | 94051190 | 6PL00 | Lighting | 6PL | PIL LIGHTING | 6PL59G | WORK & COMM. SPACES | 6PL59G68F | DOWNLIGHT/SPOTLIGHTS | 6PL59G68F948 | EB+
LTY1454FD930 | EB+ 434 25 930 C/MW WH-RAL9010 | 98 | 1 | 1 | 16 | NR | 8018367759259 | 94051190 | 6PL00 | Lighting | 6PL | PIL LIGHTING | 6PL59G | WORK & COMM. SPACES | 6PL59G68F | DOWNLIGHT/SPOTLIGHTS | 6PL59G68F948 | EB+
LTY1454FD940 | EB+ 434 25 940 C/MW WH-RAL9010 | 98 | 1 | 1 | 16 | NR | 8018367759242 | 94051190 | 6PL00 | Lighting | 6PL | PIL LIGHTING | 6PL59G | WORK & COMM. SPACES | 6PL59G68F | DOWNLIGHT/SPOTLIGHTS | 6PL59G68F948 | EB+
LTY1515DA930 | EB+ 435 35 930 C/I DALI BK-RAL9005 | 140 | 1 | 1 | 6 | NR | 8018367759235 | 94051190 | 6PL00 | Lighting | 6PL | PIL LIGHTING | 6PL59G | WORK & COMM. SPACES | 6PL59G68F | DOWNLIGHT/SPOTLIGHTS | 6PL59G68F948 | EB+
LTY1515DA940 | EB+ 435 35 940 C/I DALI BK-RAL9005 | 140 | 1 | 1 | 6 | NR | 8018367759228 | 94051190 | 6PL00 | Lighting | 6PL | PIL LIGHTING | 6PL59G | WORK & COMM. SPACES | 6PL59G68F | DOWNLIGHT/SPOTLIGHTS | 6PL59G68F948 | EB+
LTY1515DB930 | EB+ 435 35 930 C/M DALI BK-RAL9005 | 140 | 1 | 1 | 6 | NR | 8018367759211 | 94051190 | 6PL00 | Lighting | 6PL | PIL LIGHTING | 6PL59G | WORK & COMM. SPACES | 6PL59G68F | DOWNLIGHT/SPOTLIGHTS | 6PL59G68F948 | EB+
LTY1515DB940 | EB+ 435 35 940 C/M DALI BK-RAL9005 | 140 | 1 | 1 | 6 | NR | 8018367759204 | 94051190 | 6PL00 | Lighting | 6PL | PIL LIGHTING | 6PL59G | WORK & COMM. SPACES | 6PL59G68F | DOWNLIGHT/SPOTLIGHTS | 6PL59G68F948 | EB+
LTY1515DC930 | EB+ 435 35 930 C/IW DALI BK-RAL9005 | 140 | 1 | 1 | 6 | NR | 8018367759198 | 94051190 | 6PL00 | Lighting | 6PL | PIL LIGHTING | 6PL59G | WORK & COMM. SPACES | 6PL59G68F | DOWNLIGHT/SPOTLIGHTS | 6PL59G68F948 | EB+
LTY1515DC940 | EB+ 435 35 940 C/IW DALI BK-RAL9005 | 140 | 1 | 1 | 6 | NR | 8018367759181 | 94051190 | 6PL00 | Lighting | 6PL | PIL LIGHTING | 6PL59G | WORK & COMM. SPACES | 6PL59G68F | DOWNLIGHT/SPOTLIGHTS | 6PL59G68F948 | EB+
LTY1515DD930 | EB+ 435 35 930 C/MW DALI BK-RAL9005 | 140 | 1 | 1 | 6 | NR | 8018367759174 | 94051190 | 6PL00 | Lighting | 6PL | PIL LIGHTING | 6PL59G | WORK & COMM. SPACES | 6PL59G68F | DOWNLIGHT/SPOTLIGHTS | 6PL59G68F948 | EB+
LTY1515DD940 | EB+ 435 35 940 C/MW DALI BK-RAL9005 | 140 | 1 | 1 | 6 | NR | 8018367759167 | 94051190 | 6PL00 | Lighting | 6PL | PIL LIGHTING | 6PL59G | WORK & COMM. SPACES | 6PL59G68F | DOWNLIGHT/SPOTLIGHTS | 6PL59G68F948 | EB+
LTY1515FA930 | EB+ 435 35 930 C/I BK-RAL9005 | 116.5 | 1 | 1 | 6 | NR | 8018367759150 | 94051190 | 6PL00 | Lighting | 6PL | PIL LIGHTING | 6PL59G | WORK & COMM. SPACES | 6PL59G68F | DOWNLIGHT/SPOTLIGHTS | 6PL59G68F948 | EB+
LTY1515FA940 | EB+ 435 35 940 C/I BK-RAL9005 | 116.5 | 1 | 1 | 6 | NR | 8018367759143 | 94051190 | 6PL00 | Lighting | 6PL | PIL LIGHTING | 6PL59G | WORK & COMM. SPACES | 6PL59G68F | DOWNLIGHT/SPOTLIGHTS | 6PL59G68F948 | EB+
LTY1515FB930 | EB+ 435 35 930 C/M BK-RAL9005 | 116.5 | 1 | 1 | 6 | NR | 8018367759136 | 94051190 | 6PL00 | Lighting | 6PL | PIL LIGHTING | 6PL59G | WORK & COMM. SPACES | 6PL59G68F | DOWNLIGHT/SPOTLIGHTS | 6PL59G68F948 | EB+
LTY1515FB940 | EB+ 435 35 940 C/M BK-RAL9005 | 116.5 | 1 | 1 | 6 | NR | 8018367759280 | 94051190 | 6PL00 | Lighting | 6PL | PIL LIGHTING | 6PL59G | WORK & COMM. SPACES | 6PL59G68F | DOWNLIGHT/SPOTLIGHTS | 6PL59G68F948 | EB+
LTY1515FC930 | EB+ 435 35 930 C/IW BK-RAL9005 | 116.5 | 1 | 1 | 6 | NR | 8018367759303 | 94051190 | 6PL00 | Lighting | 6PL | PIL LIGHTING | 6PL59G | WORK & COMM. SPACES | 6PL59G68F | DOWNLIGHT/SPOTLIGHTS | 6PL59G68F948 | EB+
LTY1515FC940 | EB+ 435 35 940 C/IW BK-RAL9005 | 116.5 | 1 | 1 | 6 | NR | 8018367759297 | 94051190 | 6PL00 | Lighting | 6PL | PIL LIGHTING | 6PL59G | WORK & COMM. SPACES | 6PL59G68F | DOWNLIGHT/SPOTLIGHTS | 6PL59G68F948 | EB+
LTY1515FD930 | EB+ 435 35 930 C/MW BK-RAL9005 | 116.5 | 1 | 1 | 6 | NR | 8018367759327 | 94051190 | 6PL00 | Lighting | 6PL | PIL LIGHTING | 6PL59G | WORK & COMM. SPACES | 6PL59G68F | DOWNLIGHT/SPOTLIGHTS | 6PL59G68F948 | EB+
LTY1515FD940 | EB+ 435 35 940 C/MW BK-RAL9005 | 116.5 | 1 | 1 | 6 | NR | 8018367759310 | 94051190 | 6PL00 | Lighting | 6PL | PIL LIGHTING | 6PL59G | WORK & COMM. SPACES | 6PL59G68F | DOWNLIGHT/SPOTLIGHTS | 6PL59G68F948 | EB+
LTY1516DA930 | EB+ 435 40 930 C/I DALI BK-RAL9005 | 147 | 1 | 1 | 6 | NR | 8018367759334 | 94051190 | 6PL00 | Lighting | 6PL | PIL LIGHTING | 6PL59G | WORK & COMM. SPACES | 6PL59G68F | DOWNLIGHT/SPOTLIGHTS | 6PL59G68F948 | EB+
LTY1516DA940 | EB+ 435 40 940 C/I DALI BK-RAL9005 | 147 | 1 | 1 | 6 | NR | 8018367759341 | 94051190 | 6PL00 | Lighting | 6PL | PIL LIGHTING | 6PL59G | WORK & COMM. SPACES | 6PL59G68F | DOWNLIGHT/SPOTLIGHTS | 6PL59G68F948 | EB+
LTY1516DB930 | EB+ 435 40 930 C/M DALI BK-RAL9005 | 147 | 1 | 1 | 6 | NR | 8018367759358 | 94051190 | 6PL00 | Lighting | 6PL | PIL LIGHTING | 6PL59G | WORK & COMM. SPACES | 6PL59G68F | DOWNLIGHT/SPOTLIGHTS | 6PL59G68F948 | EB+
LTY1516DB940 | EB+ 435 40 940 C/M DALI BK-RAL9005 | 147 | 1 | 1 | 6 | NR | 8018367759365 | 94051190 | 6PL00 | Lighting | 6PL | PIL LIGHTING | 6PL59G | WORK & COMM. SPACES | 6PL59G68F | DOWNLIGHT/SPOTLIGHTS | 6PL59G68F948 | EB+
LTY1516DC930 | EB+ 435 40 930 C/IW DALI BK-RAL9005 | 147 | 1 | 1 | 6 | NR | 8018367759372 | 94051190 | 6PL00 | Lighting | 6PL | PIL LIGHTING | 6PL59G | WORK & COMM. SPACES | 6PL59G68F | DOWNLIGHT/SPOTLIGHTS | 6PL59G68F948 | EB+
LTY1516DC940 | EB+ 435 40 940 C/IW DALI BK-RAL9005 | 147 | 1 | 1 | 6 | NR | 8018367759389 | 94051190 | 6PL00 | Lighting | 6PL | PIL LIGHTING | 6PL59G | WORK & COMM. SPACES | 6PL59G68F | DOWNLIGHT/SPOTLIGHTS | 6PL59G68F948 | EB+
LTY1516DD930 | EB+ 435 40 930 C/MW DALI BK-RAL9005 | 147 | 1 | 1 | 6 | NR | 8018367759396 | 94051190 | 6PL00 | Lighting | 6PL | PIL LIGHTING | 6PL59G | WORK & COMM. SPACES | 6PL59G68F | DOWNLIGHT/SPOTLIGHTS | 6PL59G68F948 | EB+
LTY1516DD940 | EB+ 435 40 940 C/MW DALI BK-RAL9005 | 147 | 1 | 1 | 6 | NR | 8018367759402 | 94051190 | 6PL00 | Lighting | 6PL | PIL LIGHTING | 6PL59G | WORK & COMM. SPACES | 6PL59G68F | DOWNLIGHT/SPOTLIGHTS | 6PL59G68F948 | EB+
LTY1516FA930 | EB+ 435 40 930 C/I BK-RAL9005 | 123.5 | 1 | 1 | 6 | NR | 8018367759419 | 94051190 | 6PL00 | Lighting | 6PL | PIL LIGHTING | 6PL59G | WORK & COMM. SPACES | 6PL59G68F | DOWNLIGHT/SPOTLIGHTS | 6PL59G68F948 | EB+
LTY1516FA940 | EB+ 435 40 940 C/I BK-RAL9005 | 123.5 | 1 | 1 | 6 | NR | 8018367759426 | 94051190 | 6PL00 | Lighting | 6PL | PIL LIGHTING | 6PL59G | WORK & COMM. SPACES | 6PL59G68F | DOWNLIGHT/SPOTLIGHTS | 6PL59G68F948 | EB+
LTY1516FB930 | EB+ 435 40 930 C/M BK-RAL9005 | 123.5 | 1 | 1 | 6 | NR | 8018367759570 | 94051190 | 6PL00 | Lighting | 6PL | PIL LIGHTING | 6PL59G | WORK & COMM. SPACES | 6PL59G68F | DOWNLIGHT/SPOTLIGHTS | 6PL59G68F948 | EB+
LTY1516FB940 | EB+ 435 40 940 C/M BK-RAL9005 | 123.5 | 1 | 1 | 6 | NR | 8018367759563 | 94051190 | 6PL00 | Lighting | 6PL | PIL LIGHTING | 6PL59G | WORK & COMM. SPACES | 6PL59G68F | DOWNLIGHT/SPOTLIGHTS | 6PL59G68F948 | EB+
LTY1516FC930 | EB+ 435 40 930 C/IW BK-RAL9005 | 123.5 | 1 | 1 | 6 | NR | 8018367759556 | 94051190 | 6PL00 | Lighting | 6PL | PIL LIGHTING | 6PL59G | WORK & COMM. SPACES | 6PL59G68F | DOWNLIGHT/SPOTLIGHTS | 6PL59G68F948 | EB+
LTY1516FC940 | EB+ 435 40 940 C/IW BK-RAL9005 | 123.5 | 1 | 1 | 6 | NR | 8018367759549 | 94051190 | 6PL00 | Lighting | 6PL | PIL LIGHTING | 6PL59G | WORK & COMM. SPACES | 6PL59G68F | DOWNLIGHT/SPOTLIGHTS | 6PL59G68F948 | EB+
LTY1516FD930 | EB+ 435 40 930 C/MW BK-RAL9005 | 123.5 | 1 | 1 | 6 | NR | 8018367759532 | 94051190 | 6PL00 | Lighting | 6PL | PIL LIGHTING | 6PL59G | WORK & COMM. SPACES | 6PL59G68F | DOWNLIGHT/SPOTLIGHTS | 6PL59G68F948 | EB+
LTY1516FD940 | EB+ 435 40 940 C/MW BK-RAL9005 | 123.5 | 1 | 1 | 6 | NR | 8018367759525 | 94051190 | 6PL00 | Lighting | 6PL | PIL LIGHTING | 6PL59G | WORK & COMM. SPACES | 6PL59G68F | DOWNLIGHT/SPOTLIGHTS | 6PL59G68F948 | EB+
LTY1555DA930 | EB+ 435 35 930 C/I DALI WH-RAL9010 | 140 | 1 | 1 | 6 | NR | 8018367759518 | 94051190 | 6PL00 | Lighting | 6PL | PIL LIGHTING | 6PL59G | WORK & COMM. SPACES | 6PL59G68F | DOWNLIGHT/SPOTLIGHTS | 6PL59G68F948 | EB+
LTY1555DA940 | EB+ 435 35 940 C/I DALI WH-RAL9010 | 140 | 1 | 1 | 6 | NR | 8018367759501 | 94051190 | 6PL00 | Lighting | 6PL | PIL LIGHTING | 6PL59G | WORK & COMM. SPACES | 6PL59G68F | DOWNLIGHT/SPOTLIGHTS | 6PL59G68F948 | EB+
LTY1555DB930 | EB+ 435 35 930 C/M DALI WH-RAL9010 | 140 | 1 | 1 | 6 | NR | 8018367759495 | 94051190 | 6PL00 | Lighting | 6PL | PIL LIGHTING | 6PL59G | WORK & COMM. SPACES | 6PL59G68F | DOWNLIGHT/SPOTLIGHTS | 6PL59G68F948 | EB+
LTY1555DB940 | EB+ 435 35 940 C/M DALI WH-RAL9010 | 140 | 1 | 1 | 6 | NR | 8018367759488 | 94051190 | 6PL00 | Lighting | 6PL | PIL LIGHTING | 6PL59G | WORK & COMM. SPACES | 6PL59G68F | DOWNLIGHT/SPOTLIGHTS | 6PL59G68F948 | EB+
LTY1555DC930 | EB+ 435 35 930 C/IW DALI WH-RAL9010 | 140 | 1 | 1 | 6 | NR | 8018367759471 | 94051190 | 6PL00 | Lighting | 6PL | PIL LIGHTING | 6PL59G | WORK & COMM. SPACES | 6PL59G68F | DOWNLIGHT/SPOTLIGHTS | 6PL59G68F948 | EB+
LTY1555DC940 | EB+ 435 35 940 C/IW DALI WH-RAL9010 | 140 | 1 | 1 | 6 | NR | 8018367759464 | 94051190 | 6PL00 | Lighting | 6PL | PIL LIGHTING | 6PL59G | WORK & COMM. SPACES | 6PL59G68F | DOWNLIGHT/SPOTLIGHTS | 6PL59G68F948 | EB+
LTY1555DD930 | EB+ 435 35 930 C/MW DALI WH-RAL9010 | 140 | 1 | 1 | 6 | NR | 8018367759457 | 94051190 | 6PL00 | Lighting | 6PL | PIL LIGHTING | 6PL59G | WORK & COMM. SPACES | 6PL59G68F | DOWNLIGHT/SPOTLIGHTS | 6PL59G68F948 | EB+
LTY1555DD940 | EB+ 435 35 940 C/MW DALI WH-RAL9010 | 140 | 1 | 1 | 6 | NR | 8018367759440 | 94051190 | 6PL00 | Lighting | 6PL | PIL LIGHTING | 6PL59G | WORK & COMM. SPACES | 6PL59G68F | DOWNLIGHT/SPOTLIGHTS | 6PL59G68F948 | EB+
LTY1555FA930 | EB+ 435 35 930 C/I WH-RAL9010 | 116.5 | 1 | 1 | 6 | NR | 8018367759433 | 94051190 | 6PL00 | Lighting | 6PL | PIL LIGHTING | 6PL59G | WORK & COMM. SPACES | 6PL59G68F | DOWNLIGHT/SPOTLIGHTS | 6PL59G68F948 | EB+
LTY1555FA940 | EB+ 435 35 940 C/I WH-RAL9010 | 116.5 | 1 | 1 | 6 | NR | 8018367759723 | 94051190 | 6PL00 | Lighting | 6PL | PIL LIGHTING | 6PL59G | WORK & COMM. SPACES | 6PL59G68F | DOWNLIGHT/SPOTLIGHTS | 6PL59G68F948 | EB+
LTY1555FB930 | EB+ 435 35 930 C/M WH-RAL9010 | 116.5 | 1 | 1 | 6 | NR | 8018367759716 | 94051190 | 6PL00 | Lighting | 6PL | PIL LIGHTING | 6PL59G | WORK & COMM. SPACES | 6PL59G68F | DOWNLIGHT/SPOTLIGHTS | 6PL59G68F948 | EB+
LTY1555FB940 | EB+ 435 35 940 C/M WH-RAL9010 | 116.5 | 1 | 1 | 6 | NR | 8018367759709 | 94051190 | 6PL00 | Lighting | 6PL | PIL LIGHTING | 6PL59G | WORK & COMM. SPACES | 6PL59G68F | DOWNLIGHT/SPOTLIGHTS | 6PL59G68F948 | EB+
LTY1555FC930 | EB+ 435 35 930 C/IW WH-RAL9010 | 116.5 | 1 | 1 | 6 | NR | 8018367759693 | 94051190 | 6PL00 | Lighting | 6PL | PIL LIGHTING | 6PL59G | WORK & COMM. SPACES | 6PL59G68F | DOWNLIGHT/SPOTLIGHTS | 6PL59G68F948 | EB+
LTY1555FC940 | EB+ 435 35 940 C/IW WH-RAL9010 | 116.5 | 1 | 1 | 6 | NR | 8018367759686 | 94051190 | 6PL00 | Lighting | 6PL | PIL LIGHTING | 6PL59G | WORK & COMM. SPACES | 6PL59G68F | DOWNLIGHT/SPOTLIGHTS | 6PL59G68F948 | EB+
LTY1555FD930 | EB+ 435 35 930 C/MW WH-RAL9010 | 116.5 | 1 | 1 | 6 | NR | 8018367759679 | 94051190 | 6PL00 | Lighting | 6PL | PIL LIGHTING | 6PL59G | WORK & COMM. SPACES | 6PL59G68F | DOWNLIGHT/SPOTLIGHTS | 6PL59G68F948 | EB+
LTY1555FD940 | EB+ 435 35 940 C/MW WH-RAL9010 | 116.5 | 1 | 1 | 6 | NR | 8018367759662 | 94051190 | 6PL00 | Lighting | 6PL | PIL LIGHTING | 6PL59G | WORK & COMM. SPACES | 6PL59G68F | DOWNLIGHT/SPOTLIGHTS | 6PL59G68F948 | EB+
LTY1556DA930 | EB+ 435 40 930 C/I DALI WH-RAL9010 | 147 | 1 | 1 | 6 | NR | 8018367759655 | 94051190 | 6PL00 | Lighting | 6PL | PIL LIGHTING | 6PL59G | WORK & COMM. SPACES | 6PL59G68F | DOWNLIGHT/SPOTLIGHTS | 6PL59G68F948 | EB+
LTY1556DA940 | EB+ 435 40 940 C/I DALI WH-RAL9010 | 147 | 1 | 1 | 6 | NR | 8018367759648 | 94051190 | 6PL00 | Lighting | 6PL | PIL LIGHTING | 6PL59G | WORK & COMM. SPACES | 6PL59G68F | DOWNLIGHT/SPOTLIGHTS | 6PL59G68F948 | EB+
LTY1556DB930 | EB+ 435 40 930 C/M DALI WH-RAL9010 | 147 | 1 | 1 | 6 | NR | 8018367759631 | 94051190 | 6PL00 | Lighting | 6PL | PIL LIGHTING | 6PL59G | WORK & COMM. SPACES | 6PL59G68F | DOWNLIGHT/SPOTLIGHTS | 6PL59G68F948 | EB+
LTY1556DB940 | EB+ 435 40 940 C/M DALI WH-RAL9010 | 147 | 1 | 1 | 6 | NR | 8018367759624 | 94051190 | 6PL00 | Lighting | 6PL | PIL LIGHTING | 6PL59G | WORK & COMM. SPACES | 6PL59G68F | DOWNLIGHT/SPOTLIGHTS | 6PL59G68F948 | EB+
LTY1556DC930 | EB+ 435 40 930 C/IW DALI WH-RAL9010 | 147 | 1 | 1 | 6 | NR | 8018367759617 | 94051190 | 6PL00 | Lighting | 6PL | PIL LIGHTING | 6PL59G | WORK & COMM. SPACES | 6PL59G68F | DOWNLIGHT/SPOTLIGHTS | 6PL59G68F948 | EB+
LTY1556DC940 | EB+ 435 40 940 C/IW DALI WH-RAL9010 | 147 | 1 | 1 | 6 | NR | 8018367759600 | 94051190 | 6PL00 | Lighting | 6PL | PIL LIGHTING | 6PL59G | WORK & COMM. SPACES | 6PL59G68F | DOWNLIGHT/SPOTLIGHTS | 6PL59G68F948 | EB+
LTY1556DD930 | EB+ 435 40 930 C/MW DALI WH-RAL9010 | 147 | 1 | 1 | 6 | NR | 8018367759594 | 94051190 | 6PL00 | Lighting | 6PL | PIL LIGHTING | 6PL59G | WORK & COMM. SPACES | 6PL59G68F | DOWNLIGHT/SPOTLIGHTS | 6PL59G68F948 | EB+
LTY1556DD940 | EB+ 435 40 940 C/MW DALI WH-RAL9010 | 147 | 1 | 1 | 6 | NR | 8018367759587 | 94051190 | 6PL00 | Lighting | 6PL | PIL LIGHTING | 6PL59G | WORK & COMM. SPACES | 6PL59G68F | DOWNLIGHT/SPOTLIGHTS | 6PL59G68F948 | EB+
LTY1556FA930 | EB+ 435 40 930 C/I WH-RAL9010 | 123.5 | 1 | 1 | 6 | NR | 8018367759808 | 94051190 | 6PL00 | Lighting | 6PL | PIL LIGHTING | 6PL59G | WORK & COMM. SPACES | 6PL59G68F | DOWNLIGHT/SPOTLIGHTS | 6PL59G68F948 | EB+
LTY1556FA940 | EB+ 435 40 940 C/I WH-RAL9010 | 123.5 | 1 | 1 | 6 | NR | 8018367759792 | 94051190 | 6PL00 | Lighting | 6PL | PIL LIGHTING | 6PL59G | WORK & COMM. SPACES | 6PL59G68F | DOWNLIGHT/SPOTLIGHTS | 6PL59G68F948 | EB+
LTY1556FB930 | EB+ 435 40 930 C/M WH-RAL9010 | 123.5 | 1 | 1 | 6 | NR | 8018367759785 | 94051190 | 6PL00 | Lighting | 6PL | PIL LIGHTING | 6PL59G | WORK & COMM. SPACES | 6PL59G68F | DOWNLIGHT/SPOTLIGHTS | 6PL59G68F948 | EB+
LTY1556FB940 | EB+ 435 40 940 C/M WH-RAL9010 | 123.5 | 1 | 1 | 6 | NR | 8018367759778 | 94051190 | 6PL00 | Lighting | 6PL | PIL LIGHTING | 6PL59G | WORK & COMM. SPACES | 6PL59G68F | DOWNLIGHT/SPOTLIGHTS | 6PL59G68F948 | EB+
LTY1556FC930 | EB+ 435 40 930 C/IW WH-RAL9010 | 123.5 | 1 | 1 | 6 | NR | 8018367759761 | 94051190 | 6PL00 | Lighting | 6PL | PIL LIGHTING | 6PL59G | WORK & COMM. SPACES | 6PL59G68F | DOWNLIGHT/SPOTLIGHTS | 6PL59G68F948 | EB+
LTY1556FC940 | EB+ 435 40 940 C/IW WH-RAL9010 | 123.5 | 1 | 1 | 6 | NR | 8018367759754 | 94051190 | 6PL00 | Lighting | 6PL | PIL LIGHTING | 6PL59G | WORK & COMM. SPACES | 6PL59G68F | DOWNLIGHT/SPOTLIGHTS | 6PL59G68F948 | EB+
LTY1556FD930 | EB+ 435 40 930 C/MW WH-RAL9010 | 123.5 | 1 | 1 | 6 | NR | 8018367759747 | 94051190 | 6PL00 | Lighting | 6PL | PIL LIGHTING | 6PL59G | WORK & COMM. SPACES | 6PL59G68F | DOWNLIGHT/SPOTLIGHTS | 6PL59G68F948 | EB+
LTY1556FD940 | EB+ 435 40 940 C/MW WH-RAL9010 | 123.5 | 1 | 1 | 6 | NR | 8018367759730 | 94051190 | 6PL00 | Lighting | 6PL | PIL LIGHTING | 6PL59G | WORK & COMM. SPACES | 6PL59G68F | DOWNLIGHT/SPOTLIGHTS | 6PL59G68F948 | EB+
P000401 | MENSOLA NIKKO+ 21 GR/MET | 179 | 1 | 1 | 1 | NR | 8018367004014 | 94059900 | 6PL00 | Lighting | 6PL | PIL LIGHTING | 6PL68G | HOUSEHOLD | 6PL68G36F | BULKHEADS | 6PL68G36FB19 | NIKKO
P000402 | MENSOLA NIKKO+ 21 ANTRAC | 179 | 1 | 1 | 1 | NR | 8018367004021 | 94059900 | 6PL00 | Lighting | 6PL | PIL LIGHTING | 6PL68G | HOUSEHOLD | 6PL68G36F | BULKHEADS | 6PL68G36FB19 | NIKKO
P000405 | PALO NIKKO+ 21 H200 GR/MET | 143 | 1 | 1 | 1 | NR | 8018367004052 | 94059900 | 6PL00 | Lighting | 6PL | PIL LIGHTING | 6PL68G | HOUSEHOLD | 6PL68G36F | BULKHEADS | 6PL68G36FB19 | NIKKO
P000406 | PALO NIKKO+ 21 H200 ANTRAC | 143 | 1 | 1 | 1 | NR | 8018367004069 | 94059900 | 6PL00 | Lighting | 6PL | PIL LIGHTING | 6PL68G | HOUSEHOLD | 6PL68G36F | BULKHEADS | 6PL68G36FB19 | NIKKO
P000409 | PALO NIKKO+ 21 H550 GR/MET | 231 | 1 | 1 | 1 | NR | 8018367004090 | 94059900 | 6PL00 | Lighting | 6PL | PIL LIGHTING | 6PL68G | HOUSEHOLD | 6PL68G36F | BULKHEADS | 6PL68G36FB19 | NIKKO
P000410 | PALO NIKKO+ 21 H550 ANTRAC | 231 | 1 | 1 | 1 | NR | 8018367004106 | 94059900 | 6PL00 | Lighting | 6PL | PIL LIGHTING | 6PL68G | HOUSEHOLD | 6PL68G36F | BULKHEADS | 6PL68G36FB19 | NIKKO
P000421 | MENSOLA NIKKO+ 27 GR/MET | 199 | 1 | 1 | 1 | NR | 8018367004212 | 94059900 | 6PL00 | Lighting | 6PL | PIL LIGHTING | 6PL68G | HOUSEHOLD | 6PL68G36F | BULKHEADS | 6PL68G36FB19 | NIKKO
P000422 | MENSOLA NIKKO+ 27 ANTRAC | 199 | 1 | 1 | 1 | NR | 8018367004229 | 94059900 | 6PL00 | Lighting | 6PL | PIL LIGHTING | 6PL68G | HOUSEHOLD | 6PL68G36F | BULKHEADS | 6PL68G36FB19 | NIKKO
P000425 | PALO NIKKO+ 27 H265 GR/MET | 155.5 | 1 | 1 | 1 | NR | 8018367004250 | 94059900 | 6PL00 | Lighting | 6PL | PIL LIGHTING | 6PL68G | HOUSEHOLD | 6PL68G36F | BULKHEADS | 6PL68G36FB19 | NIKKO
P000426 | PALO NIKKO+ 27 H265 ANTRAC | 155.5 | 1 | 1 | 1 | NR | 8018367004267 | 94059900 | 6PL00 | Lighting | 6PL | PIL LIGHTING | 6PL68G | HOUSEHOLD | 6PL68G36F | BULKHEADS | 6PL68G36FB19 | NIKKO
P000429 | PALO NIKKO+ 27 H800 GR/MET | 283.5 | 1 | 1 | 1 | NR | 8018367004298 | 94059900 | 6PL00 | Lighting | 6PL | PIL LIGHTING | 6PL68G | HOUSEHOLD | 6PL68G36F | BULKHEADS | 6PL68G36FB19 | NIKKO
P000430 | PALO NIKKO+ 27 H800 ANTRAC | 283.5 | 1 | 1 | 1 | NR | 8018367004304 | 94059900 | 6PL00 | Lighting | 6PL | PIL LIGHTING | 6PL68G | HOUSEHOLD | 6PL68G36F | BULKHEADS | 6PL68G36FB19 | NIKKO
P000441 | MENSOLA NIKKO+ 45 GR/MET | 219.5 | 1 | 1 | 1 | NR | 8018367004410 | 94059900 | 6PL00 | Lighting | 6PL | PIL LIGHTING | 6PL68G | HOUSEHOLD | 6PL68G36F | BULKHEADS | 6PL68G36FB19 | NIKKO
P000442 | MENSOLA NIKKO+ 45 ANTRAC | 219.5 | 1 | 1 | 1 | NR | 8018367004427 | 94059900 | 6PL00 | Lighting | 6PL | PIL LIGHTING | 6PL68G | HOUSEHOLD | 6PL68G36F | BULKHEADS | 6PL68G36FB19 | NIKKO
P000445 | PALO NIKKO+ 45 H410 GR/MET | 174 | 1 | 1 | 1 | NR | 8018367004458 | 94059900 | 6PL00 | Lighting | 6PL | PIL LIGHTING | 6PL68G | HOUSEHOLD | 6PL68G36F | BULKHEADS | 6PL68G36FB19 | NIKKO
P000446 | PALO NIKKO+ 45 H410 ANTRAC | 174 | 1 | 1 | 1 | NR | 8018367004465 | 94059900 | 6PL00 | Lighting | 6PL | PIL LIGHTING | 6PL68G | HOUSEHOLD | 6PL68G36F | BULKHEADS | 6PL68G36FB19 | NIKKO
P000449 | PALO NIKKO+ 45 H800 GR/MET | 279.5 | 1 | 1 | 1 | NR | 8018367004496 | 94059900 | 6PL00 | Lighting | 6PL | PIL LIGHTING | 6PL68G | HOUSEHOLD | 6PL68G36F | BULKHEADS | 6PL68G36FB19 | NIKKO
P000450 | PALO NIKKO+ 45 H800 ANTRAC | 279.5 | 1 | 1 | 1 | NR | 8018367004502 | 94059900 | 6PL00 | Lighting | 6PL | PIL LIGHTING | 6PL68G | HOUSEHOLD | 6PL68G36F | BULKHEADS | 6PL68G36FB19 | NIKKO
P000453 | PALO NIKKO+ 45 H1200 GR/MET | 346 | 1 | 1 | 1 | NR | 8018367004533 | 94059900 | 6PL00 | Lighting | 6PL | PIL LIGHTING | 6PL68G | HOUSEHOLD | 6PL68G36F | BULKHEADS | 6PL68G36FB19 | NIKKO
P000454 | PALO NIKKO+ 45 H1200 ANTRAC | 346 | 1 | 1 | 1 | NR | 8018367004540 | 94059900 | 6PL00 | Lighting | 6PL | PIL LIGHTING | 6PL68G | HOUSEHOLD | 6PL68G36F | BULKHEADS | 6PL68G36FB19 | NIKKO
P000500 | PALO DOPPIO X TONDI NERO | 233 | 1 | 1 | 1 | NR | 8018367005004 | 94059900 | 6PL00 | Lighting | 6PL | PIL LIGHTING | 6PL68G | HOUSEHOLD | 6PL68G36F | BULKHEADS | 6PL68G36FB29 | POLO
P000502 | MENSOLA CHIP PARETE 40°NERA | 23.85 | 1 | 1 | 10 | NR | 8018367005028 | 94059200 | 6PL00 | Lighting | 6PL | PIL LIGHTING | 6PL68G | HOUSEHOLD | 6PL68G36F | BULKHEADS | 6PL68G36FB25 | CHIP
P000790 | MENS CHIP PARETE VER ANG NR | 30.05 | 1 | 1 | 10 | NR | 8018367007909 | 94059200 | 6PL00 | Lighting | 6PL | PIL LIGHTING | 6PL68G | HOUSEHOLD | 6PL68G36F | BULKHEADS | 6PL68G36FB25 | CHIP
P000792 | MENS CHIP PARETE 40° ANG NR | 37.3 | 1 | 1 | 10 | NR | 8018367007923 | 94059200 | 6PL00 | Lighting | 6PL | PIL LIGHTING | 6PL68G | HOUSEHOLD | 6PL68G36F | BULKHEADS | 6PL68G36FB25 | CHIP
P000800 | MENS CHIP PALO 42 INC/40° NR | 36.25 | 1 | 1 | 10 | NR | 8018367008005 | 94059200 | 6PL00 | Lighting | 6PL | PIL LIGHTING | 6PL68G | HOUSEHOLD | 6PL68G36F | BULKHEADS | 6PL68G36FB25 | CHIP
P000802 | MENS CHIP PALO 60 INC/40° NR | 36.25 | 1 | 1 | 10 | NR | 8018367008029 | 94059200 | 6PL00 | Lighting | 6PL | PIL LIGHTING | 6PL68G | HOUSEHOLD | 6PL68G36F | BULKHEADS | 6PL68G36FB25 | CHIP
P000810 | MENS CHIP PALO 60 40°/DOP NR | 60 | 1 | 1 | 10 | NR | 8018367008104 | 94059200 | 6PL00 | Lighting | 6PL | PIL LIGHTING | 6PL68G | HOUSEHOLD | 6PL68G36F | BULKHEADS | 6PL68G36FB25 | CHIP
P001700 | SUPERDELTA OV BIANCO | 63 | 1 | 1 | 6 | NR | 8018367017007 | 94051940 | 6PL00 | Lighting | 6PL | PIL LIGHTING | 6PL68G | HOUSEHOLD | 6PL68G36F | BULKHEADS | 6PL68G36FB27 | SUPERDELTA
P001704 | SUPERDELTA OV NERO | 63 | 1 | 1 | 6 | NR | 8018367017045 | 94051940 | 6PL00 | Lighting | 6PL | PIL LIGHTING | 6PL68G | HOUSEHOLD | 6PL68G36F | BULKHEADS | 6PL68G36FB27 | SUPERDELTA
P001720 | SUPERDELTA TON BIANCO | 70.5 | 1 | 1 | 6 | NR | 8018367017205 | 94051940 | 6PL00 | Lighting | 6PL | PIL LIGHTING | 6PL68G | HOUSEHOLD | 6PL68G36F | BULKHEADS | 6PL68G36FB27 | SUPERDELTA
P001724 | SUPERDELTA TON NERO | 70.5 | 1 | 1 | 6 | NR | 8018367017243 | 94051940 | 6PL00 | Lighting | 6PL | PIL LIGHTING | 6PL68G | HOUSEHOLD | 6PL68G36F | BULKHEADS | 6PL68G36FB27 | SUPERDELTA
P001800 | SUPERDELTA 33 BIANCO | 94 | 1 | 1 | 6 | NR | 8018367018004 | 94051940 | 6PL00 | Lighting | 6PL | PIL LIGHTING | 6PL68G | HOUSEHOLD | 6PL68G36F | BULKHEADS | 6PL68G36FB27 | SUPERDELTA
P001804 | SUPERDELTA 33 NERO | 94 | 1 | 1 | 6 | NR | 8018367018042 | 94051940 | 6PL00 | Lighting | 6PL | PIL LIGHTING | 6PL68G | HOUSEHOLD | 6PL68G36F | BULKHEADS | 6PL68G36FB27 | SUPERDELTA
P002001 | NIKKO+ 21 1X60W GR/MET | 93 | 1 | 1 | 6 | NR | 8018367020014 | 94051990 | 6PL00 | Lighting | 6PL | PIL LIGHTING | 6PL68G | HOUSEHOLD | 6PL68G36F | BULKHEADS | 6PL68G36FB19 | NIKKO
P002002 | NIKKO+ 21 1X60W ANTRAC | 93 | 1 | 1 | 6 | NR | 8018367020021 | 94051990 | 6PL00 | Lighting | 6PL | PIL LIGHTING | 6PL68G | HOUSEHOLD | 6PL68G36F | BULKHEADS | 6PL68G36FB19 | NIKKO
P002011 | NIKKO+ 21/G 1X60W GR/MET | 98.5 | 1 | 1 | 6 | NR | 8018367020113 | 94051990 | 6PL00 | Lighting | 6PL | PIL LIGHTING | 6PL68G | HOUSEHOLD | 6PL68G36F | BULKHEADS | 6PL68G36FB19 | NIKKO
P002012 | NIKKO+ 21/G 1X60W ANTRAC | 98.5 | 1 | 1 | 6 | NR | 8018367020120 | 94051990 | 6PL00 | Lighting | 6PL | PIL LIGHTING | 6PL68G | HOUSEHOLD | 6PL68G36F | BULKHEADS | 6PL68G36FB19 | NIKKO
P002031 | NIKKO+ 27 1X100W GR/MET | 110 | 1 | 1 | 4 | NR | 8018367020311 | 94051990 | 6PL00 | Lighting | 6PL | PIL LIGHTING | 6PL68G | HOUSEHOLD | 6PL68G36F | BULKHEADS | 6PL68G36FB19 | NIKKO
P002032 | NIKKO+ 27 1X100W ANTRAC | 110 | 1 | 1 | 4 | NR | 8018367020328 | 94051990 | 6PL00 | Lighting | 6PL | PIL LIGHTING | 6PL68G | HOUSEHOLD | 6PL68G36F | BULKHEADS | 6PL68G36FB19 | NIKKO
P002046 | NIKKO+ 27/G 1X100W GR/MET | 116 | 1 | 1 | 4 | NR | 8018367020465 | 94051990 | 6PL00 | Lighting | 6PL | PIL LIGHTING | 6PL68G | HOUSEHOLD | 6PL68G36F | BULKHEADS | 6PL68G36FB19 | NIKKO
P002047 | NIKKO+ 27/G 1X100W ANTRAC | 116 | 1 | 1 | 4 | NR | 8018367020472 | 94051990 | 6PL00 | Lighting | 6PL | PIL LIGHTING | 6PL68G | HOUSEHOLD | 6PL68G36F | BULKHEADS | 6PL68G36FB19 | NIKKO
P002076 | NIKKO+ 45 2X40W GR/MET | 128.5 | 1 | 1 | 4 | NR | 8018367020762 | 94051990 | 6PL00 | Lighting | 6PL | PIL LIGHTING | 6PL68G | HOUSEHOLD | 6PL68G36F | BULKHEADS | 6PL68G36FB19 | NIKKO
P002077 | NIKKO+ 45 2X40W ANTRAC | 128.5 | 1 | 1 | 4 | NR | 8018367020779 | 94051990 | 6PL00 | Lighting | 6PL | PIL LIGHTING | 6PL68G | HOUSEHOLD | 6PL68G36F | BULKHEADS | 6PL68G36FB19 | NIKKO
P002097 | NIKKO+ 45/G 2X40W GR/MET | 137.5 | 1 | 1 | 4 | NR | 8018367020977 | 94051990 | 6PL00 | Lighting | 6PL | PIL LIGHTING | 6PL68G | HOUSEHOLD | 6PL68G36F | BULKHEADS | 6PL68G36FB19 | NIKKO
P002098 | NIKKO+ 45/G 2X40W ANTRAC | 137.5 | 1 | 1 | 4 | NR | 8018367020984 | 94051990 | 6PL00 | Lighting | 6PL | PIL LIGHTING | 6PL68G | HOUSEHOLD | 6PL68G36F | BULKHEADS | 6PL68G36FB19 | NIKKO
P004951 | DROP 28 BIANCO | 60 | 1 | 1 | 5 | NR | 8018367049510 | 94051940 | 6PL00 | Lighting | 6PL | PIL LIGHTING | 6PL68G | HOUSEHOLD | 6PL68G36F | BULKHEADS | 6PL68G36FB21 | DROP
P004960 | DROP 22 ANTRACITE | 53 | 1 | 1 | 6 | NR | 8018367049602 | 94051940 | 6PL00 | Lighting | 6PL | PIL LIGHTING | 6PL68G | HOUSEHOLD | 6PL68G36F | BULKHEADS | 6PL68G36FB21 | DROP
P004961 | DROP 22 BIANCO | 49.7 | 1 | 1 | 6 | NR | 8018367049619 | 94051940 | 6PL00 | Lighting | 6PL | PIL LIGHTING | 6PL68G | HOUSEHOLD | 6PL68G36F | BULKHEADS | 6PL68G36FB21 | DROP
P004962 | DROP 22 GRIGIO | 60 | 1 | 1 | 6 | NR | 8018367049626 | 94051940 | 6PL00 | Lighting | 6PL | PIL LIGHTING | 6PL68G | HOUSEHOLD | 6PL68G36F | BULKHEADS | 6PL68G36FB21 | DROP
P004970 | DROP 28 ANTRACITE | 65 | 1 | 1 | 5 | NR | 8018367049701 | 94051940 | 6PL00 | Lighting | 6PL | PIL LIGHTING | 6PL68G | HOUSEHOLD | 6PL68G36F | BULKHEADS | 6PL68G36FB21 | DROP
P004972 | DROP 28 GRIGIO | 73.5 | 1 | 1 | 5 | NR | 8018367049725 | 94051940 | 6PL00 | Lighting | 6PL | PIL LIGHTING | 6PL68G | HOUSEHOLD | 6PL68G36F | BULKHEADS | 6PL68G36FB21 | DROP
P005000 | DROP 20 BIANCO | 32.15 | 1 | 1 | 5 | NR | 8018367050004 | 94051940 | 6PL00 | Lighting | 6PL | PIL LIGHTING | 6PL68G | HOUSEHOLD | 6PL68G36F | BULKHEADS | 6PL68G36FB21 | DROP
P005010 | DROP 25 BIANCO | 41.4 | 1 | 1 | 5 | NR | 8018367050103 | 94051940 | 6PL00 | Lighting | 6PL | PIL LIGHTING | 6PL68G | HOUSEHOLD | 6PL68G36F | BULKHEADS | 6PL68G36FB21 | DROP
P005700 | CHIP OV 25 BIANCO | 39.35 | 1 | 1 | 6 | NR | 8018367057003 | 94051940 | 6PL00 | Lighting | 6PL | PIL LIGHTING | 6PL68G | HOUSEHOLD | 6PL68G36F | BULKHEADS | 6PL68G36FB25 | CHIP
P005702 | CHIP OV 25 NERO | 39.35 | 1 | 1 | 6 | NR | 8018367057027 | 94051940 | 6PL00 | Lighting | 6PL | PIL LIGHTING | 6PL68G | HOUSEHOLD | 6PL68G36F | BULKHEADS | 6PL68G36FB25 | CHIP
P005706 | CHIP OV 25/GRILL BIANCO | 46.6 | 1 | 1 | 6 | NR | 8018367057065 | 94051940 | 6PL00 | Lighting | 6PL | PIL LIGHTING | 6PL68G | HOUSEHOLD | 6PL68G36F | BULKHEADS | 6PL68G36FB25 | CHIP
P005707 | CHIP OV 25/GRILL NERO | 46.6 | 1 | 1 | 6 | NR | 8018367057072 | 94051940 | 6PL00 | Lighting | 6PL | PIL LIGHTING | 6PL68G | HOUSEHOLD | 6PL68G36F | BULKHEADS | 6PL68G36FB25 | CHIP
P005740 | CHIP TON 25 BIANCO | 49.7 | 1 | 1 | 6 | NR | 8018367057409 | 94051940 | 6PL00 | Lighting | 6PL | PIL LIGHTING | 6PL68G | HOUSEHOLD | 6PL68G36F | BULKHEADS | 6PL68G36FB25 | CHIP
P005742 | CHIP TON 25 NERO | 49.7 | 1 | 1 | 6 | NR | 8018367057423 | 94051940 | 6PL00 | Lighting | 6PL | PIL LIGHTING | 6PL68G | HOUSEHOLD | 6PL68G36F | BULKHEADS | 6PL68G36FB25 | CHIP
P005746 | CHIP TON 25/GRILL BIANCO | 53 | 1 | 1 | 6 | NR | 8018367057461 | 94051940 | 6PL00 | Lighting | 6PL | PIL LIGHTING | 6PL68G | HOUSEHOLD | 6PL68G36F | BULKHEADS | 6PL68G36FB25 | CHIP
P005747 | CHIP TON 25/GRILL NERO | 53 | 1 | 1 | 6 | NR | 8018367057478 | 94051940 | 6PL00 | Lighting | 6PL | PIL LIGHTING | 6PL68G | HOUSEHOLD | 6PL68G36F | BULKHEADS | 6PL68G36FB25 | CHIP
P005780 | CHIP OV 30 BIANCO | 62 | 1 | 1 | 6 | NR | 8018367057805 | 94051940 | 6PL00 | Lighting | 6PL | PIL LIGHTING | 6PL68G | HOUSEHOLD | 6PL68G36F | BULKHEADS | 6PL68G36FB25 | CHIP
P005782 | CHIP OV 30 NERO | 62 | 1 | 1 | 6 | NR | 8018367057829 | 94051940 | 6PL00 | Lighting | 6PL | PIL LIGHTING | 6PL68G | HOUSEHOLD | 6PL68G36F | BULKHEADS | 6PL68G36FB25 | CHIP
P005786 | CHIP OV 30/GRILL BIANCO | 66.5 | 1 | 1 | 6 | NR | 8018367057867 | 94051940 | 6PL00 | Lighting | 6PL | PIL LIGHTING | 6PL68G | HOUSEHOLD | 6PL68G36F | BULKHEADS | 6PL68G36FB25 | CHIP
P005787 | CHIP OV 30/GRILL NERO | 66.5 | 1 | 1 | 6 | NR | 8018367057874 | 94051940 | 6PL00 | Lighting | 6PL | PIL LIGHTING | 6PL68G | HOUSEHOLD | 6PL68G36F | BULKHEADS | 6PL68G36FB25 | CHIP
P005821 | CHIP TON 30 BIANCO | 69.5 | 1 | 1 | 4 | NR | 8018367058215 | 94051940 | 6PL00 | Lighting | 6PL | PIL LIGHTING | 6PL68G | HOUSEHOLD | 6PL68G36F | BULKHEADS | 6PL68G36FB25 | CHIP
P005823 | CHIP TON 30 NERO | 69.5 | 1 | 1 | 4 | NR | 8018367058239 | 94051940 | 6PL00 | Lighting | 6PL | PIL LIGHTING | 6PL68G | HOUSEHOLD | 6PL68G36F | BULKHEADS | 6PL68G36FB25 | CHIP
P005827 | CHIP TON 30/GRILL BIANCO | 73.5 | 1 | 1 | 4 | NR | 8018367058277 | 94051940 | 6PL00 | Lighting | 6PL | PIL LIGHTING | 6PL68G | HOUSEHOLD | 6PL68G36F | BULKHEADS | 6PL68G36FB25 | CHIP
P005828 | CHIP TON 30/GRILL NERO | 73.5 | 1 | 1 | 4 | NR | 8018367058284 | 94051940 | 6PL00 | Lighting | 6PL | PIL LIGHTING | 6PL68G | HOUSEHOLD | 6PL68G36F | BULKHEADS | 6PL68G36FB25 | CHIP
P007705 | POLO 2 BIANCO | 75 | 1 | 1 | 4 | NR | 8018367077056 | 94051940 | 6PL00 | Lighting | 6PL | PIL LIGHTING | 6PL68G | HOUSEHOLD | 6PL68G36F | BULKHEADS | 6PL68G36FB29 | POLO
P007706 | POLO 2 NERO | 75.5 | 1 | 1 | 4 | NR | 8018367077063 | 94051940 | 6PL00 | Lighting | 6PL | PIL LIGHTING | 6PL68G | HOUSEHOLD | 6PL68G36F | BULKHEADS | 6PL68G36FB29 | POLO
P008133 | PALO DELTA 33 D NERO | 259 | 1 | 1 | 1 | NR | 8018367081336 | 94059900 | 6PL00 | Lighting | 6PL | PIL LIGHTING | 6PL68G | HOUSEHOLD | 6PL68G36F | BULKHEADS | 6PL68G36FB27 | SUPERDELTA
P008134 | PALO DELTA 33 M1 NERO | 275.5 | 1 | 1 | 1 | NR | 8018367081343 | 94059900 | 6PL00 | Lighting | 6PL | PIL LIGHTING | 6PL68G | HOUSEHOLD | 6PL68G36F | BULKHEADS | 6PL68G36FB27 | SUPERDELTA
P008135 | PALO DELTA 33 M2 NERO | 291 | 1 | 1 | 1 | NR | 8018367081350 | 94059900 | 6PL00 | Lighting | 6PL | PIL LIGHTING | 6PL68G | HOUSEHOLD | 6PL68G36F | BULKHEADS | 6PL68G36FB27 | SUPERDELTA
P008136 | PALO DELTA 33 MINI D NERO | 182 | 1 | 1 | 1 | NR | 8018367081367 | 94059900 | 6PL00 | Lighting | 6PL | PIL LIGHTING | 6PL68G | HOUSEHOLD | 6PL68G36F | BULKHEADS | 6PL68G36FB27 | SUPERDELTA
P008137 | PALO DELTA 33 MINI M1 NERO | 196.5 | 1 | 1 | 1 | NR | 8018367081374 | 94059900 | 6PL00 | Lighting | 6PL | PIL LIGHTING | 6PL68G | HOUSEHOLD | 6PL68G36F | BULKHEADS | 6PL68G36FB27 | SUPERDELTA
P008138 | PALO DELTA 33 MINI M2 NERO | 212 | 1 | 1 | 1 | NR | 8018367081381 | 94059900 | 6PL00 | Lighting | 6PL | PIL LIGHTING | 6PL68G | HOUSEHOLD | 6PL68G36F | BULKHEADS | 6PL68G36FB27 | SUPERDELTA
P008342 | ADES DROP 22 FLECHA | 13.5 | 1 | 1 | 1 | NR | 8018367083422 | 39199080 | 6PL00 | Lighting | 6PL | PIL LIGHTING | 6PL68G | HOUSEHOLD | 6PL68G36F | BULKHEADS | 6PL68G36FB21 | DROP
P008343 | ADES DROP 22 EXTINTOR | 13.5 | 1 | 1 | 1 | NR | 8018367083439 | 39199080 | 6PL00 | Lighting | 6PL | PIL LIGHTING | 6PL68G | HOUSEHOLD | 6PL68G36F | BULKHEADS | 6PL68G36FB21 | DROP
P008344 | ADES DROP 22 CABALLERO | 13.5 | 1 | 1 | 1 | NR | 8018367083446 | 39199080 | 6PL00 | Lighting | 6PL | PIL LIGHTING | 6PL68G | HOUSEHOLD | 6PL68G36F | BULKHEADS | 6PL68G36FB21 | DROP
P008345 | ADES DROP 22 DAMA | 13.5 | 1 | 1 | 1 | NR | 8018367083453 | 39199080 | 6PL00 | Lighting | 6PL | PIL LIGHTING | 6PL68G | HOUSEHOLD | 6PL68G36F | BULKHEADS | 6PL68G36FB21 | DROP
P008346 | ADES DROP 22 MINUSVALIDO | 13.5 | 1 | 1 | 1 | NR | 8018367083460 | 39199080 | 6PL00 | Lighting | 6PL | PIL LIGHTING | 6PL68G | HOUSEHOLD | 6PL68G36F | BULKHEADS | 6PL68G36FB21 | DROP
P008347 | ADES DROP 22 SERVICIO | 13.5 | 1 | 1 | 1 | NR | 8018367083477 | 39199080 | 6PL00 | Lighting | 6PL | PIL LIGHTING | 6PL68G | HOUSEHOLD | 6PL68G36F | BULKHEADS | 6PL68G36FB21 | DROP
P008350 | ADES DROP 28 SALIDA DX | 16.6 | 1 | 1 | 1 | NR | 8018367083507 | 39199080 | 6PL00 | Lighting | 6PL | PIL LIGHTING | 6PL68G | HOUSEHOLD | 6PL68G36F | BULKHEADS | 6PL68G36FB21 | DROP
P008351 | ADES DROP 28 SALIDA SX | 16.6 | 1 | 1 | 1 | NR | 8018367083514 | 39199080 | 6PL00 | Lighting | 6PL | PIL LIGHTING | 6PL68G | HOUSEHOLD | 6PL68G36F | BULKHEADS | 6PL68G36FB21 | DROP
P008352 | ADES DROP 28 T/D | 16.6 | 1 | 1 | 1 | NR | 8018367083521 | 39199080 | 6PL00 | Lighting | 6PL | PIL LIGHTING | 6PL68G | HOUSEHOLD | 6PL68G36F | BULKHEADS | 6PL68G36FB21 | DROP
P008354 | ADES DROP 28 B/D | 16.6 | 1 | 1 | 1 | NR | 8018367083545 | 39199080 | 6PL00 | Lighting | 6PL | PIL LIGHTING | 6PL68G | HOUSEHOLD | 6PL68G36F | BULKHEADS | 6PL68G36FB21 | DROP
P008355 | ADES DROP 28 B/S | 16.6 | 1 | 1 | 1 | NR | 8018367083552 | 39199080 | 6PL00 | Lighting | 6PL | PIL LIGHTING | 6PL68G | HOUSEHOLD | 6PL68G36F | BULKHEADS | 6PL68G36FB21 | DROP
P008356 | ADES DROP 28 FLECHA | 16.6 | 1 | 1 | 1 | NR | 8018367083569 | 39199080 | 6PL00 | Lighting | 6PL | PIL LIGHTING | 6PL68G | HOUSEHOLD | 6PL68G36F | BULKHEADS | 6PL68G36FB21 | DROP
P008357 | ADES DROP 28 EXIT | 16.6 | 1 | 1 | 1 | NR | 8018367083576 | 39199080 | 6PL00 | Lighting | 6PL | PIL LIGHTING | 6PL68G | HOUSEHOLD | 6PL68G36F | BULKHEADS | 6PL68G36FB21 | DROP
P008943 | MENSOLA DELTA | 18.65 | 1 | 1 | 100 | NR | 8018367089431 | 94059200 | 6PL00 | Lighting | 6PL | PIL LIGHTING | 6PL68G | HOUSEHOLD | 6PL68G36F | BULKHEADS | 6PL68G36FB27 | SUPERDELTA
P008953 | MENSOLA DELTA 33 | 25.9 | 1 | 1 | 50 | NR | 8018367089530 | 94059200 | 6PL00 | Lighting | 6PL | PIL LIGHTING | 6PL68G | HOUSEHOLD | 6PL68G36F | BULKHEADS | 6PL68G36FB27 | SUPERDELTA
P06059781 | KHA 5/AL-LED 1X19W 3K-81-ETRC | 517.5 | 1 | 1 | 1 | NR | 8021944064295 | 94054239 | 6PL00 | Lighting | 6PL | PIL LIGHTING | 6PL65G | URBAN AND STREETS | 6PL65G91F | BOLLARDS AND COLUMNS | 6PL65G91FB99 | KHA
P06059896 | KHA 5/AL-LED 1X19W 3K-96-ETRC | 517.5 | 1 | 1 | 1 | NR | 8021944064301 | 94054239 | 6PL00 | Lighting | 6PL | PIL LIGHTING | 6PL65G | URBAN AND STREETS | 6PL65G91F | BOLLARDS AND COLUMNS | 6PL65G91FB99 | KHA
P06059904 | KHA 5/I-LED 1X19W 3K-04-ETRC | 714.5 | 1 | 1 | 1 | NR | 8021944064332 | 94054239 | 6PL00 | Lighting | 6PL | PIL LIGHTING | 6PL65G | URBAN AND STREETS | 6PL65G91F | BOLLARDS AND COLUMNS | 6PL65G91FB99 | KHA
P06060081 | KHA 5/AL-LED 1X19W 4K-81-ETRC | 517.5 | 1 | 1 | 1 | NR | 8021944064325 | 94054239 | 6PL00 | Lighting | 6PL | PIL LIGHTING | 6PL65G | URBAN AND STREETS | 6PL65G91F | BOLLARDS AND COLUMNS | 6PL65G91FB99 | KHA
P06060196 | KHA 5/AL-LED 1X19W 4K-96-ETRC | 517.5 | 1 | 1 | 1 | NR | 8021944064349 | 94054239 | 6PL00 | Lighting | 6PL | PIL LIGHTING | 6PL65G | URBAN AND STREETS | 6PL65G91F | BOLLARDS AND COLUMNS | 6PL65G91FB99 | KHA
P06060204 | KHA 5/I-LED 1X19W 4K-04-ETRC | 714.5 | 1 | 1 | 1 | NR | 8021944064356 | 94054239 | 6PL00 | Lighting | 6PL | PIL LIGHTING | 6PL65G | URBAN AND STREETS | 6PL65G91F | BOLLARDS AND COLUMNS | 6PL65G91FB99 | KHA
P06060681 | KHA 5/AL-LED CLII 1X19W 3K-81-ETRC | 525 | 1 | 1 | 1 | NR | 8021944064394 | 94054239 | 6PL00 | Lighting | 6PL | PIL LIGHTING | 6PL65G | URBAN AND STREETS | 6PL65G91F | BOLLARDS AND COLUMNS | 6PL65G91FB99 | KHA
P06060796 | KHA 5/AL-LED CLII 1X19W 3K-96-ETRC | 525 | 1 | 1 | 1 | NR | 8021944064400 | 94054239 | 6PL00 | Lighting | 6PL | PIL LIGHTING | 6PL65G | URBAN AND STREETS | 6PL65G91F | BOLLARDS AND COLUMNS | 6PL65G91FB99 | KHA
P06060804 | KHA 5/I-LED CLII 1X19W 3K-04-ETRC | 722.5 | 1 | 1 | 1 | NR | 8021944064417 | 94054239 | 6PL00 | Lighting | 6PL | PIL LIGHTING | 6PL65G | URBAN AND STREETS | 6PL65G91F | BOLLARDS AND COLUMNS | 6PL65G91FB99 | KHA
P06060981 | KHA 5/AL-LED CLII 1X19W 4K-81-ETRC | 525 | 1 | 1 | 1 | NR | 8021944064424 | 94054239 | 6PL00 | Lighting | 6PL | PIL LIGHTING | 6PL65G | URBAN AND STREETS | 6PL65G91F | BOLLARDS AND COLUMNS | 6PL65G91FB99 | KHA
P06061096 | KHA 5/AL-LED CLII 1X19W 4K-96-ETRC | 525 | 1 | 1 | 1 | NR | 8021944064431 | 94054239 | 6PL00 | Lighting | 6PL | PIL LIGHTING | 6PL65G | URBAN AND STREETS | 6PL65G91F | BOLLARDS AND COLUMNS | 6PL65G91FB99 | KHA
P06061104 | KHA 5/I-LED CLII 1X19W 4K-04-ETRC | 722.5 | 1 | 1 | 1 | NR | 8021944064448 | 94054239 | 6PL00 | Lighting | 6PL | PIL LIGHTING | 6PL65G | URBAN AND STREETS | 6PL65G91F | BOLLARDS AND COLUMNS | 6PL65G91FB99 | KHA
P06062581 | KHA 9/AL-LED 1X19W 3K-81-ETRC | 584 | 1 | 1 | 1 | NR | 8021944064691 | 94054239 | 6PL00 | Lighting | 6PL | PIL LIGHTING | 6PL65G | URBAN AND STREETS | 6PL65G91F | BOLLARDS AND COLUMNS | 6PL65G91FB99 | KHA
P06062696 | KHA 9/AL-LED 1X19W 3K-96-ETRC | 584 | 1 | 1 | 1 | NR | 8021944064707 | 94054239 | 6PL00 | Lighting | 6PL | PIL LIGHTING | 6PL65G | URBAN AND STREETS | 6PL65G91F | BOLLARDS AND COLUMNS | 6PL65G91FB99 | KHA
P06062704 | KHA 9/I-LED 1X19W 3K-04-ETRC | 819 | 1 | 1 | 1 | NR | 8021944064714 | 94054239 | 6PL00 | Lighting | 6PL | PIL LIGHTING | 6PL65G | URBAN AND STREETS | 6PL65G91F | BOLLARDS AND COLUMNS | 6PL65G91FB99 | KHA
P06062881 | KHA 9/AL-LED 1X19W 4K-81-ETRC | 584 | 1 | 1 | 1 | NR | 8021944124975 | 94054239 | 6PL00 | Lighting | 6PL | PIL LIGHTING | 6PL65G | URBAN AND STREETS | 6PL65G91F | BOLLARDS AND COLUMNS | 6PL65G91FB99 | KHA
P06062996 | KHA 9/AL-LED 1X19W 4K-96-ETRC | 584 | 1 | 1 | 1 | NR | 8021944064738 | 94054239 | 6PL00 | Lighting | 6PL | PIL LIGHTING | 6PL65G | URBAN AND STREETS | 6PL65G91F | BOLLARDS AND COLUMNS | 6PL65G91FB99 | KHA
P06063004 | KHA 9/I-LED 1X19W 4K-04-ETRC | 819 | 1 | 1 | 1 | NR | 8021944064745 | 94054239 | 6PL00 | Lighting | 6PL | PIL LIGHTING | 6PL65G | URBAN AND STREETS | 6PL65G91F | BOLLARDS AND COLUMNS | 6PL65G91FB99 | KHA
P06063481 | KHA 9/AL-LED CLII 1X19W 3K-81-ETRC | 590 | 1 | 1 | 1 | NR | 8021944064783 | 94054239 | 6PL00 | Lighting | 6PL | PIL LIGHTING | 6PL65G | URBAN AND STREETS | 6PL65G91F | BOLLARDS AND COLUMNS | 6PL65G91FB99 | KHA
P06063596 | KHA 9/AL-LED CLII 1X19W 3K-96-ETRC | 590 | 1 | 1 | 1 | NR | 8021944064790 | 94054239 | 6PL00 | Lighting | 6PL | PIL LIGHTING | 6PL65G | URBAN AND STREETS | 6PL65G91F | BOLLARDS AND COLUMNS | 6PL65G91FB99 | KHA
P06063604 | KHA 9/I-LED CLII 1X19W 3K-04-ETRC | 827 | 1 | 1 | 1 | NR | 8021944064806 | 94054239 | 6PL00 | Lighting | 6PL | PIL LIGHTING | 6PL65G | URBAN AND STREETS | 6PL65G91F | BOLLARDS AND COLUMNS | 6PL65G91FB99 | KHA
P06063781 | KHA 9/AL-LED CLII 1X19W 4K-81-ETRC | 590 | 1 | 1 | 1 | NR | 8021944064820 | 94054239 | 6PL00 | Lighting | 6PL | PIL LIGHTING | 6PL65G | URBAN AND STREETS | 6PL65G91F | BOLLARDS AND COLUMNS | 6PL65G91FB99 | KHA
P06063896 | KHA 9/AL-LED CLII 1X19W 4K-96-ETRC | 590 | 1 | 1 | 1 | NR | 8021944064837 | 94054239 | 6PL00 | Lighting | 6PL | PIL LIGHTING | 6PL65G | URBAN AND STREETS | 6PL65G91F | BOLLARDS AND COLUMNS | 6PL65G91FB99 | KHA
P06063904 | KHA 9/I-LED CLII 1X19W 4K-04-ETRC | 827 | 1 | 1 | 1 | NR | 8021944064844 | 94054239 | 6PL00 | Lighting | 6PL | PIL LIGHTING | 6PL65G | URBAN AND STREETS | 6PL65G91F | BOLLARDS AND COLUMNS | 6PL65G91FB99 | KHA
P06080981 | KHA SLIM LED 220/AL 13W 3K/81-DIM1-10V | 779.5 | 1 | 1 | 1 | NR | 8021944069238 | 94054239 | 6PL00 | Lighting | 6PL | PIL LIGHTING | 6PL65G | URBAN AND STREETS | 6PL65G91F | BOLLARDS AND COLUMNS | 6PL65G91FB99 | KHA
P06081096 | KHA SLIM LED 220/AL 13W 3K/96-DIM1-10V | 779.5 | 1 | 1 | 1 | NR | 8021944069245 | 94054239 | 6PL00 | Lighting | 6PL | PIL LIGHTING | 6PL65G | URBAN AND STREETS | 6PL65G91F | BOLLARDS AND COLUMNS | 6PL65G91FB99 | KHA
P06081281 | KHA SLIM LED 220/AL 13W 4K/81-DIM1-10V | 779.5 | 1 | 1 | 1 | NR | 8021944069269 | 94054239 | 6PL00 | Lighting | 6PL | PIL LIGHTING | 6PL65G | URBAN AND STREETS | 6PL65G91F | BOLLARDS AND COLUMNS | 6PL65G91FB99 | KHA
P06081396 | KHA SLIM LED 220/AL 13W 4K/96-DIM1-10V | 779.5 | 1 | 1 | 1 | NR | 8021944069276 | 94054239 | 6PL00 | Lighting | 6PL | PIL LIGHTING | 6PL65G | URBAN AND STREETS | 6PL65G91F | BOLLARDS AND COLUMNS | 6PL65G91FB99 | KHA
P06083381 | KHA SLIM LED 93/AL 13W 3K-81-ETRC | 584 | 1 | 1 | 1 | NR | 8021944069900 | 94054239 | 6PL00 | Lighting | 6PL | PIL LIGHTING | 6PL65G | URBAN AND STREETS | 6PL65G91F | BOLLARDS AND COLUMNS | 6PL65G91FB99 | KHA
P06083496 | KHA SLIM LED 93/AL 13W 3K-96-ETRC | 584 | 1 | 1 | 1 | NR | 8021944069917 | 94054239 | 6PL00 | Lighting | 6PL | PIL LIGHTING | 6PL65G | URBAN AND STREETS | 6PL65G91F | BOLLARDS AND COLUMNS | 6PL65G91FB99 | KHA
P06083681 | KHA SLIM LED 93/AL 13W 4K-81-ETRC | 584 | 1 | 1 | 1 | NR | 8021944069931 | 94054239 | 6PL00 | Lighting | 6PL | PIL LIGHTING | 6PL65G | URBAN AND STREETS | 6PL65G91F | BOLLARDS AND COLUMNS | 6PL65G91FB99 | KHA
P06083796 | KHA SLIM LED 93/AL 13W 4K-96-ETRC | 584 | 1 | 1 | 1 | NR | 8021944069948 | 94054239 | 6PL00 | Lighting | 6PL | PIL LIGHTING | 6PL65G | URBAN AND STREETS | 6PL65G91F | BOLLARDS AND COLUMNS | 6PL65G91FB99 | KHA
P06115394 | GUELL ZERO/S/M 15 40K-94 220-240V | 81 | 1 | 1 | 1 | NR | 8021944077165 | 94054210 | 6PL00 | Lighting | 6PL | PIL LIGHTING | 6PL63G | SPORTS AND AREAS | 6PL63G72F | FLOODLIGHTS | 6PL63G72F981 | GUELL
P06115794 | GUELL ZERO/A/W 15 40K-94 220-240V | 89 | 1 | 1 | 1 | NR | 8021944077202 | 94054210 | 6PL00 | Lighting | 6PL | PIL LIGHTING | 6PL63G | SPORTS AND AREAS | 6PL63G72F | FLOODLIGHTS | 6PL63G72F981 | GUELL
P06124980 | GUELL ZERO KIT/S/M 15 40K-80 220-240V | 146 | 1 | 1 | 1 | NR | 8021944078957 | 94054210 | 6PL00 | Lighting | 6PL | PIL LIGHTING | 6PL63G | SPORTS AND AREAS | 6PL63G72F | FLOODLIGHTS | 6PL63G72F981 | GUELL
P06148680 | GUELL ZERO/A/W 15 40K-80 220-240V | 89 | 1 | 1 | 1 | NR | 8021944081940 | 94054210 | 6PL00 | Lighting | 6PL | PIL LIGHTING | 6PL63G | SPORTS AND AREAS | 6PL63G72F | FLOODLIGHTS | 6PL63G72F981 | GUELL
P06149080 | GUELL ZERO/S/M 15 40K-80 220-240V | 81 | 1 | 1 | 1 | NR | 8021944081988 | 94054210 | 6PL00 | Lighting | 6PL | PIL LIGHTING | 6PL63G | SPORTS AND AREAS | 6PL63G72F | FLOODLIGHTS | 6PL63G72F981 | GUELL
P06150980 | GUELL ZERO KIT/S/M 15 30K-80 220-240V | 146 | 1 | 1 | 1 | NR | 8021944082213 | 94054210 | 6PL00 | Lighting | 6PL | PIL LIGHTING | 6PL63G | SPORTS AND AREAS | 6PL63G72F | FLOODLIGHTS | 6PL63G72F981 | GUELL
P06151294 | GUELL ZERO/A/W 15 30K-94 220-240V | 89 | 1 | 1 | 1 | NR | 8021944082251 | 94054210 | 6PL00 | Lighting | 6PL | PIL LIGHTING | 6PL63G | SPORTS AND AREAS | 6PL63G72F | FLOODLIGHTS | 6PL63G72F981 | GUELL
P06151494 | GUELL ZERO/S/M 15 30K-94 220-240V | 81 | 1 | 1 | 1 | NR | 8021944082275 | 94054210 | 6PL00 | Lighting | 6PL | PIL LIGHTING | 6PL63G | SPORTS AND AREAS | 6PL63G72F | FLOODLIGHTS | 6PL63G72F981 | GUELL
P06152080 | GUELL ZERO/A/W 15 30K-80 220-240V | 89 | 1 | 1 | 1 | NR | 8021944082336 | 94054210 | 6PL00 | Lighting | 6PL | PIL LIGHTING | 6PL63G | SPORTS AND AREAS | 6PL63G72F | FLOODLIGHTS | 6PL63G72F981 | GUELL
P06152280 | GUELL ZERO/S/M 15 30K-80 220-240V | 81 | 1 | 1 | 1 | NR | 8021944082350 | 94054210 | 6PL00 | Lighting | 6PL | PIL LIGHTING | 6PL63G | SPORTS AND AREAS | 6PL63G72F | FLOODLIGHTS | 6PL63G72F981 | GUELL
P06272687 | LAMA+ S/EW 205 840 WH1 DALI | 893.5 | 1 | 1 | 1 | NR | 8021944109033 | 94051190 | 6PL00 | Lighting | 6PL | PIL LIGHTING | 6PL57G | INDUSTRIAL SPACES | 6PL57G67F | HIGH BAY AND LOW BAY | 6PL57G67F917 | LAMA+
P06281687 | LAMA+ S/EW 150 840 WH1 SMART | 1118.5 | 1 | 1 | 1 | NR | 8021944109200 | 94051190 | 6PL00 | Lighting | 6PL | PIL LIGHTING | 6PL57G | INDUSTRIAL SPACES | 6PL57G67F | HIGH BAY AND LOW BAY | 6PL57G67F917 | LAMA+
P14-00354 | TRX KIT SUSPENSION REG.2M | 29 | 1 | 1 | 6 | NR | 5414833042819 | 73129000 | 6PL00 | Lighting | 6PL | PIL LIGHTING | 6PL59G | WORK & COMM. SPACES | 6PL59G69F | TRUNKING SYSTEMS | 6PL59G69F921 | TRY
P14012294 | AMARRE PARA TOPE MASTIL D.60/80 | 38.35 | 1 | 1 | 10 | NR | 8021944014849 | 94059900 | 6PL00 | Lighting | 6PL | PIL LIGHTING | 6PL63G | SPORTS AND AREAS | 6PL63G72F | FLOODLIGHTS | 6PL63G72F981 | GUELL
P14029094 | A0259/1-94 ATT,PALO-STAFFA 35-SCORREVOLE | 68.5 | 1 | 1 | 8 | NR | 8021944019950 | 94059900 | 6PL00 | Lighting | 6PL | PIL LIGHTING | 6PL63G | SPORTS AND AREAS | 6PL63G72F | FLOODLIGHTS | 6PL63G72F977 | WIN PRO
P14043194 | A0285-94 VISIERA WIN 01 | 50.5 | 1 | 1 | 2 | NR | 8021944020932 | 94059900 | 6PL00 | Lighting | 6PL | PIL LIGHTING | 6PL63G | SPORTS AND AREAS | 6PL63G72F | FLOODLIGHTS | 6PL63G72F977 | WIN PRO
P14043294 | A0286-94 FRANGILUCE WIN 01 | 48.7 | 1 | 1 | 6 | NR | 8021944020949 | 94059900 | 6PL00 | Lighting | 6PL | PIL LIGHTING | 6PL63G | SPORTS AND AREAS | 6PL63G72F | FLOODLIGHTS | 6PL63G72F977 | WIN PRO
P14043394 | A0287/500-94 SBRACCIO WIN 01-PARETE | 74.5 | 1 | 1 | 8 | NR | 8021944020956 | 94059900 | 6PL00 | Lighting | 6PL | PIL LIGHTING | 6PL63G | SPORTS AND AREAS | 6PL63G72F | FLOODLIGHTS | 6PL63G72F977 | WIN PRO
P14045694 | A0294-94 FRANGILUCE WIN 02 | 66.5 | 1 | 1 | 6 | NR | 8021944022127 | 94059900 | 6PL00 | Lighting | 6PL | PIL LIGHTING | 6PL63G | SPORTS AND AREAS | 6PL63G72F | FLOODLIGHTS | 6PL63G72F977 | WIN PRO
P14045794 | A0295-94 VISIERA WIN 02 | 69.5 | 1 | 1 | 2 | NR | 8021944022134 | 94059900 | 6PL00 | Lighting | 6PL | PIL LIGHTING | 6PL63G | SPORTS AND AREAS | 6PL63G72F | FLOODLIGHTS | 6PL63G72F977 | WIN PRO
P14046120 | A0299 RINFORZO STAFFA WIN 02 | 19.7 | 1 | 1 | 25 | NR | 8021944022110 | 94059900 | 6PL00 | Lighting | 6PL | PIL LIGHTING | 6PL63G | SPORTS AND AREAS | 6PL63G72F | FLOODLIGHTS | 6PL63G72F977 | WIN PRO
P14047194 | A0259/2-94 ATT,PALO-STAFFA 35-SCORREVOLE | 66.5 | 1 | 1 | 8 | NR | 8021944022172 | 94059900 | 6PL00 | Lighting | 6PL | PIL LIGHTING | 6PL63G | SPORTS AND AREAS | 6PL63G72F | FLOODLIGHTS | 6PL63G72F977 | WIN PRO
P14048104 | A0305-STAFFA INOX WIN 01 | 23.85 | 1 | 1 | 1 | NR | 8021944022592 | 94059900 | 6PL00 | Lighting | 6PL | PIL LIGHTING | 6PL63G | SPORTS AND AREAS | 6PL63G72F | FLOODLIGHTS | 6PL63G72F977 | WIN PRO
P14048694 | A0307-94 SUPPORTO 1MT-WIN 02 | 146 | 1 | 1 | 1 | NR | 8021944023131 | 94059900 | 6PL00 | Lighting | 6PL | PIL LIGHTING | 6PL63G | SPORTS AND AREAS | 6PL63G72F | FLOODLIGHTS | 6PL63G72F977 | WIN PRO
P14049320 | A0309 FLANGIA CON TIRAFONDI KHA | 66.5 | 1 | 1 | 20 | NR | 8021944023582 | 94059900 | 6PL00 | Lighting | 6PL | PIL LIGHTING | 6PL65G | URBAN AND STREETS | 6PL65G91F | BOLLARDS AND COLUMNS | 6PL65G91FB99 | KHA
P14049720 | A0311 SCHERMO PARALUCE KHA/KHA LED | 31.05 | 1 | 1 | 20 | NR | 8021944023629 | 94059900 | 6PL00 | Lighting | 6PL | PIL LIGHTING | 6PL65G | URBAN AND STREETS | 6PL65G91F | BOLLARDS AND COLUMNS | 6PL65G91FB99 | KHA
P14051294 | A0320/1-94 WIN 02-SUPP,SINGOLO | 87 | 1 | 1 | 1 | NR | 8021944024084 | 94059900 | 6PL00 | Lighting | 6PL | PIL LIGHTING | 6PL63G | SPORTS AND AREAS | 6PL63G72F | FLOODLIGHTS | 6PL63G72F977 | WIN PRO
P14051394 | A0320/2-94 WIN 02-SUPP,DOPPIO | 126.5 | 1 | 1 | 1 | NR | 8021944024091 | 94059900 | 6PL00 | Lighting | 6PL | PIL LIGHTING | 6PL63G | SPORTS AND AREAS | 6PL63G72F | FLOODLIGHTS | 6PL63G72F977 | WIN PRO
P14057394 | A0347-94 STAFFA LUNGA WIN 02 | 24.85 | 1 | 1 | 10 | NR | 8021944025715 | 94059900 | 6PL00 | Lighting | 6PL | PIL LIGHTING | 6PL63G | SPORTS AND AREAS | 6PL63G72F | FLOODLIGHTS | 6PL63G72F977 | WIN PRO
P14071120 | A0370-BASE PER PAVIMENTO KHA SLIM | 497 | 1 | 1 | 2 | NR | 8021944029010 | 94059900 | 6PL00 | Lighting | 6PL | PIL LIGHTING | 6PL65G | URBAN AND STREETS | 6PL65G91F | BOLLARDS AND COLUMNS | 6PL65G91FB99 | KHA
P14071220 | A0373-BASE PER PLINTO KHA SLIM | 184.5 | 1 | 1 | 1 | NR | 8021944029003 | 94059900 | 6PL00 | Lighting | 6PL | PIL LIGHTING | 6PL65G | URBAN AND STREETS | 6PL65G91F | BOLLARDS AND COLUMNS | 6PL65G91FB99 | KHA
P14071320 | A0372-FLANGIA+TIRAFONDI KHA SLIM | 28 | 1 | 1 | 20 | NR | 8021944028990 | 94059900 | 6PL00 | Lighting | 6PL | PIL LIGHTING | 6PL65G | URBAN AND STREETS | 6PL65G91F | BOLLARDS AND COLUMNS | 6PL65G91FB99 | KHA
P14077596 | A0398-96 SUPP.PARETE KYRO 1-D.60 | 106.5 | 1 | 1 | 1 | NR | 8021944032362 | 94059900 | 6PL00 | Lighting | 6PL | PIL LIGHTING | 6PL65G | URBAN AND STREETS | 6PL65G68H | STREETLIGHTS | 6PL65G68H875 | OTHER STREET PIL
P14077696 | A0399-96 SUPPORTO PARETE KYRO 2-D.76 | 118 | 1 | 1 | 4 | NR | 8021944032379 | 94059900 | 6PL00 | Lighting | 6PL | PIL LIGHTING | 6PL65G | URBAN AND STREETS | 6PL65G68H | STREETLIGHTS | 6PL65G68H875 | OTHER STREET PIL
P14081902 | A0406/1-02 SUPP,SING,PALO D,80 | 99.5 | 1 | 1 | 1 | NR | 8021944032386 | 94059900 | 6PL00 | Lighting | 6PL | PIL LIGHTING | 6PL65G | URBAN AND STREETS | 6PL65G68H | STREETLIGHTS | 6PL65G68H875 | OTHER STREET PIL
P14084202 | A0406/2-02 SUPP,DOPPIO PALO D, | 184.5 | 1 | 1 | 1 | NR | 8021944033154 | 94059900 | 6PL00 | Lighting | 6PL | PIL LIGHTING | 6PL65G | URBAN AND STREETS | 6PL65G68H | STREETLIGHTS | 6PL65G68H875 | OTHER STREET PIL
P14099696 | KIT ATTACCO A PALO D90 | 63 | 1 | 1 | 16 | NR | 8021944039415 | 94059900 | 6PL00 | Lighting | 6PL | PIL LIGHTING | 6PL70G | FACADE | 6PL70G59F | PROJECTORS | 6PL70G59FB61 | TYK+
P14099896 | KIT ATTACCO A PALO D60 | 63 | 1 | 1 | 16 | NR | 8021944041227 | 94059900 | 6PL00 | Lighting | 6PL | PIL LIGHTING | 6PL70G | FACADE | 6PL70G59F | PROJECTORS | 6PL70G59FB61 | TYK+
P14173394 | SOPORTE DE PARED 500MM GUELL 1/2 | 62 | 1 | 1 | 6 | NR | 8021944074607 | 94059900 | 6PL00 | Lighting | 6PL | PIL LIGHTING | 6PL63G | SPORTS AND AREAS | 6PL63G72F | FLOODLIGHTS | 6PL63G72F981 | GUELL
P14173494 | SOPORTE DE PARED 1000MM GUELL 1/2 | 83 | 1 | 1 | 6 | NR | 8021944074591 | 94059900 | 6PL00 | Lighting | 6PL | PIL LIGHTING | 6PL63G | SPORTS AND AREAS | 6PL63G72F | FLOODLIGHTS | 6PL63G72F981 | GUELL
P14452702 | A0665 GRIGLIA DI PROTEZIONE GUELL 3/4 | 37.3 | 1 | 1 | 4 | NR | 8021944077929 | 94059900 | 6PL00 | Lighting | 6PL | PIL LIGHTING | 6PL63G | SPORTS AND AREAS | 6PL63G72F | FLOODLIGHTS | 6PL63G72F981 | GUELL
P14452894 | A0666-94 VISIERA GUELL 3/4-GRIGIO ALBERT | 50.5 | 1 | 1 | 20 | NR | 8021944077936 | 94059900 | 6PL00 | Lighting | 6PL | PIL LIGHTING | 6PL63G | SPORTS AND AREAS | 6PL63G72F | FLOODLIGHTS | 6PL63G72F981 | GUELL
P14452994 | A0667-94 VETRO SOFT GUELL 3 | 46.6 | 1 | 1 | 5 | NR | 8021944077943 | 94059190 | 6PL00 | Lighting | 6PL | PIL LIGHTING | 6PL63G | SPORTS AND AREAS | 6PL63G72F | FLOODLIGHTS | 6PL63G72F981 | GUELL
P14453380 | A0664/500-80 TIGE+BASE CONN.GUELL ZERO | 58 | 1 | 1 | 1 | NR | 8021944078377 | 94059900 | 6PL00 | Lighting | 6PL | PIL LIGHTING | 6PL63G | SPORTS AND AREAS | 6PL63G72F | FLOODLIGHTS | 6PL63G72F981 | GUELL
P14453480 | A0664/1000-80 TIGE+BASE CONN.GUELL ZERO | 58 | 1 | 1 | 6 | NR | 8021944078360 | 94059900 | 6PL00 | Lighting | 6PL | PIL LIGHTING | 6PL63G | SPORTS AND AREAS | 6PL63G72F | FLOODLIGHTS | 6PL63G72F981 | GUELL
P14453794 | A0671/1-94 SUPP,PALO SING.GUELL 3 | 70.5 | 1 | 1 | 1 | NR | 8021944078407 | 94059900 | 6PL00 | Lighting | 6PL | PIL LIGHTING | 6PL63G | SPORTS AND AREAS | 6PL63G72F | FLOODLIGHTS | 6PL63G72F981 | GUELL
P14453894 | A0671/2-94 SUPP,PALO DOPPIO GUELL 3 | 111 | 1 | 1 | 1 | NR | 8021944078414 | 94059900 | 6PL00 | Lighting | 6PL | PIL LIGHTING | 6PL63G | SPORTS AND AREAS | 6PL63G72F | FLOODLIGHTS | 6PL63G72F981 | GUELL
P14453994 | A0672/1000-94 SUPPORTO 1M GUELL 3 | 111 | 1 | 1 | 1 | NR | 8021944078391 | 94059900 | 6PL00 | Lighting | 6PL | PIL LIGHTING | 6PL63G | SPORTS AND AREAS | 6PL63G72F | FLOODLIGHTS | 6PL63G72F981 | GUELL
P14454220 | A0673 FRANGILUCE GUELL 3/S | 37.3 | 1 | 1 | 16 | NR | 8021944078889 | 94059900 | 6PL00 | Lighting | 6PL | PIL LIGHTING | 6PL63G | SPORTS AND AREAS | 6PL63G72F | FLOODLIGHTS | 6PL63G72F981 | GUELL
P14461104 | A0688 RINFORZO STAFFA GUELL 3 | 16.6 | 1 | 1 | 15 | NR | 8021944080233 | 94059900 | 6PL00 | Lighting | 6PL | PIL LIGHTING | 6PL63G | SPORTS AND AREAS | 6PL63G72F | FLOODLIGHTS | 6PL63G72F981 | GUELL
P14465794 | A0697-94 VETRO SOFT GUELL 4 | 75.5 | 1 | 1 | 5 | NR | 8021944086266 | 94059190 | 6PL00 | Lighting | 6PL | PIL LIGHTING | 6PL63G | SPORTS AND AREAS | 6PL63G72F | FLOODLIGHTS | 6PL63G72F981 | GUELL
P19-02565 | PLATO SQUARE DRIVER 36W DALI | 72.5 | 1 | 1 | 12 | NR | 5414833080941 | 85044095 | 6PL00 | Lighting | 6PL | PIL LIGHTING | 6PL59G | WORK & COMM. SPACES | 6PL59G09F | CEILING RECESSED | 6PL59G09F969 | PLATO
P19-02566 | PLATO SQUARE DRIVER 36W 1-10V PUSH | 90 | 1 | 1 | 12 | NR | 5414833080958 | 85044095 | 6PL00 | Lighting | 6PL | PIL LIGHTING | 6PL59G | WORK & COMM. SPACES | 6PL59G09F | CEILING RECESSED | 6PL59G09F969 | PLATO
P19-02567 | PLATO SQUARE KIT EM3P | 225.5 | 1 | 1 | 1 | NR | 5414833082167 | 85044095 | 6PL00 | Lighting | 6PL | PIL LIGHTING | 6PL59G | WORK & COMM. SPACES | 6PL59G09F | CEILING RECESSED | 6PL59G09F969 | PLATO
P300254 | EKO 19 E27 750 BLANCO | 32.15 | 1 | 1 | 5 | NR | 8018367039795 | 94051940 | 6PL00 | Lighting | 6PL | PIL LIGHTING | 6PL68G | HOUSEHOLD | 6PL68G36F | BULKHEADS | 6PL68G36FB15 | EKO/EKO+
P300255 | EKO 19 E27 750 NEGRO | 32.15 | 1 | 1 | 5 | NR | 8018367039801 | 94051940 | 6PL00 | Lighting | 6PL | PIL LIGHTING | 6PL68G | HOUSEHOLD | 6PL68G36F | BULKHEADS | 6PL68G36FB15 | EKO/EKO+
P300274 | EKO 19/GRILL E27 750 BLANCO | 35.2 | 1 | 1 | 5 | NR | 8018367039993 | 94051940 | 6PL00 | Lighting | 6PL | PIL LIGHTING | 6PL68G | HOUSEHOLD | 6PL68G36F | BULKHEADS | 6PL68G36FB15 | EKO/EKO+
P300275 | EKO 19/GRILL E27 750 NEGRO | 35.2 | 1 | 1 | 5 | NR | 8018367040005 | 94051940 | 6PL00 | Lighting | 6PL | PIL LIGHTING | 6PL68G | HOUSEHOLD | 6PL68G36F | BULKHEADS | 6PL68G36FB15 | EKO/EKO+
P300334 | EKO 26 E27 750 BLANCO | 45.55 | 1 | 1 | 5 | NR | 8018367043969 | 94051940 | 6PL00 | Lighting | 6PL | PIL LIGHTING | 6PL68G | HOUSEHOLD | 6PL68G36F | BULKHEADS | 6PL68G36FB15 | EKO/EKO+
P300335 | EKO 26 E27 750 NEGRO | 45.55 | 1 | 1 | 5 | NR | 8018367043952 | 94051940 | 6PL00 | Lighting | 6PL | PIL LIGHTING | 6PL68G | HOUSEHOLD | 6PL68G36F | BULKHEADS | 6PL68G36FB15 | EKO/EKO+
P300454 | EKO 21 E27 750 BLANCO | 33.15 | 1 | 1 | 5 | NR | 8018367042764 | 94051940 | 6PL00 | Lighting | 6PL | PIL LIGHTING | 6PL68G | HOUSEHOLD | 6PL68G36F | BULKHEADS | 6PL68G36FB15 | EKO/EKO+
P300455 | EKO 21 E27 750 NEGRO | 33.15 | 1 | 1 | 5 | NR | 8018367042757 | 94051940 | 6PL00 | Lighting | 6PL | PIL LIGHTING | 6PL68G | HOUSEHOLD | 6PL68G36F | BULKHEADS | 6PL68G36FB15 | EKO/EKO+
P300484 | EKO 21/GRILL E27 750 BLANCO | 36.25 | 1 | 1 | 5 | NR | 8018367042467 | 94051940 | 6PL00 | Lighting | 6PL | PIL LIGHTING | 6PL68G | HOUSEHOLD | 6PL68G36F | BULKHEADS | 6PL68G36FB15 | EKO/EKO+
P300485 | EKO 21/GRILL E27 750 NEGRO | 36.25 | 1 | 1 | 5 | NR | 8018367042450 | 94051940 | 6PL00 | Lighting | 6PL | PIL LIGHTING | 6PL68G | HOUSEHOLD | 6PL68G36F | BULKHEADS | 6PL68G36FB15 | EKO/EKO+
P301381 | EKO+19 LED E.S. 10W 4000K BLANCO | 174 | 1 | 1 | 5 | NR | 8018367980622 | 94051190 | 6PL00 | Lighting | 6PL | PIL LIGHTING | 6PL68G | HOUSEHOLD | 6PL68G36F | BULKHEADS | 6PL68G36FB15 | EKO/EKO+
P3013816 | EKO+19 LED E.S. 10W 3000K BLANCO | 174 | 1 | 1 | 5 | NR | 8018367998184 | 94051190 | 6PL00 | Lighting | 6PL | PIL LIGHTING | 6PL68G | HOUSEHOLD | 6PL68G36F | BULKHEADS | 6PL68G36FB15 | EKO/EKO+
P301382 | EKO+19 LED E.S. 10W 4000K GR/M | 174 | 1 | 1 | 5 | NR | 8018367980639 | 94051190 | 6PL00 | Lighting | 6PL | PIL LIGHTING | 6PL68G | HOUSEHOLD | 6PL68G36F | BULKHEADS | 6PL68G36FB15 | EKO/EKO+
P3013826 | EKO+19 LED E.S. 10W 3000K GR/M | 174 | 1 | 1 | 5 | NR | 8018367998177 | 94051190 | 6PL00 | Lighting | 6PL | PIL LIGHTING | 6PL68G | HOUSEHOLD | 6PL68G36F | BULKHEADS | 6PL68G36FB15 | EKO/EKO+
P301383 | EKO+19 LED E.S. 10W 4000K ANTR | 174 | 1 | 1 | 5 | NR | 8018367980646 | 94051190 | 6PL00 | Lighting | 6PL | PIL LIGHTING | 6PL68G | HOUSEHOLD | 6PL68G36F | BULKHEADS | 6PL68G36FB15 | EKO/EKO+
P3013836 | EKO+19 LED E.S. 10W 3000K ANTR | 174 | 1 | 1 | 5 | NR | 8018367998146 | 94051190 | 6PL00 | Lighting | 6PL | PIL LIGHTING | 6PL68G | HOUSEHOLD | 6PL68G36F | BULKHEADS | 6PL68G36FB15 | EKO/EKO+
P301410 | NIKKO+ 21 LED E.S. 10W 4000K GR/M | 128.5 | 1 | 1 | 6 | NR | 8018367981346 | 94051190 | 6PL00 | Lighting | 6PL | PIL LIGHTING | 6PL68G | HOUSEHOLD | 6PL68G36F | BULKHEADS | 6PL68G36FB19 | NIKKO
P3014106 | NIKKO+ 21 LED E.S. 10W 3000K GR/M | 128.5 | 1 | 1 | 6 | NR | 8018367998818 | 94051190 | 6PL00 | Lighting | 6PL | PIL LIGHTING | 6PL68G | HOUSEHOLD | 6PL68G36F | BULKHEADS | 6PL68G36FB19 | NIKKO
P301411 | NIKKO+ 21 LED E.S. 10W 4000K ANTR | 128.5 | 1 | 1 | 6 | NR | 8018367981421 | 94051190 | 6PL00 | Lighting | 6PL | PIL LIGHTING | 6PL68G | HOUSEHOLD | 6PL68G36F | BULKHEADS | 6PL68G36FB19 | NIKKO
P3014116 | NIKKO+ 21 LED E.S. 10W 3000K ANTR | 128.5 | 1 | 1 | 6 | NR | 8018367998825 | 94051190 | 6PL00 | Lighting | 6PL | PIL LIGHTING | 6PL68G | HOUSEHOLD | 6PL68G36F | BULKHEADS | 6PL68G36FB19 | NIKKO
P301414 | NIKKO+ 27 LED E.S. 13,5W 4000K GR/M | 155.5 | 1 | 1 | 4 | NR | 8018367982329 | 94051190 | 6PL00 | Lighting | 6PL | PIL LIGHTING | 6PL68G | HOUSEHOLD | 6PL68G36F | BULKHEADS | 6PL68G36FB19 | NIKKO
P3014146 | NIKKO+ 27 LED E.S. 13,5W 3000K GR/M | 155.5 | 1 | 1 | 4 | NR | 8018367998856 | 94051190 | 6PL00 | Lighting | 6PL | PIL LIGHTING | 6PL68G | HOUSEHOLD | 6PL68G36F | BULKHEADS | 6PL68G36FB19 | NIKKO
P301415 | NIKKO+ 27 LED E.S. 13,5W 4000K ANTR | 155.5 | 1 | 1 | 4 | NR | 8018367981667 | 94051190 | 6PL00 | Lighting | 6PL | PIL LIGHTING | 6PL68G | HOUSEHOLD | 6PL68G36F | BULKHEADS | 6PL68G36FB19 | NIKKO
P3014156 | NIKKO+ 27 LED E.S. 13,5W 3000K ANTR | 155.5 | 1 | 1 | 4 | NR | 8018367998863 | 94051190 | 6PL00 | Lighting | 6PL | PIL LIGHTING | 6PL68G | HOUSEHOLD | 6PL68G36F | BULKHEADS | 6PL68G36FB19 | NIKKO
P301643 | EKO+19/G LED E.S. 10W 4000K BLANCO | 182 | 1 | 1 | 5 | NR | 8018367995732 | 94051190 | 6PL00 | Lighting | 6PL | PIL LIGHTING | 6PL68G | HOUSEHOLD | 6PL68G36F | BULKHEADS | 6PL68G36FB15 | EKO/EKO+
P3016436 | EKO+19/G LED E.S. 10W 3000K BLANCO | 182 | 1 | 1 | 5 | NR | 8018367998207 | 94051190 | 6PL00 | Lighting | 6PL | PIL LIGHTING | 6PL68G | HOUSEHOLD | 6PL68G36F | BULKHEADS | 6PL68G36FB15 | EKO/EKO+
P301644 | EKO+19/G LED E.S. 10W 4000K GR/M | 182 | 1 | 1 | 5 | NR | 8018367995756 | 94051190 | 6PL00 | Lighting | 6PL | PIL LIGHTING | 6PL68G | HOUSEHOLD | 6PL68G36F | BULKHEADS | 6PL68G36FB15 | EKO/EKO+
P3016446 | EKO+19/G LED E.S. 10W 3000K GR/M | 182 | 1 | 1 | 5 | NR | 8018367998214 | 94051190 | 6PL00 | Lighting | 6PL | PIL LIGHTING | 6PL68G | HOUSEHOLD | 6PL68G36F | BULKHEADS | 6PL68G36FB15 | EKO/EKO+
P301645 | EKO+19/G LED E.S. 10W 4000K ANTR | 182 | 1 | 1 | 5 | NR | 8018367995749 | 94051190 | 6PL00 | Lighting | 6PL | PIL LIGHTING | 6PL68G | HOUSEHOLD | 6PL68G36F | BULKHEADS | 6PL68G36FB15 | EKO/EKO+
P3016456 | EKO+19/G LED E.S. 10W 3000K ANTR | 182 | 1 | 1 | 5 | NR | 8018367998221 | 94051190 | 6PL00 | Lighting | 6PL | PIL LIGHTING | 6PL68G | HOUSEHOLD | 6PL68G36F | BULKHEADS | 6PL68G36FB15 | EKO/EKO+
P301649 | EKO+19/GRILL LED E.S. 10W 4000K BLANCO | 182 | 1 | 1 | 5 | NR | 8018367995794 | 94051190 | 6PL00 | Lighting | 6PL | PIL LIGHTING | 6PL68G | HOUSEHOLD | 6PL68G36F | BULKHEADS | 6PL68G36FB15 | EKO/EKO+
P3016496 | EKO+19/GRILL LED E.S. 10W 3000K BLANCO | 182 | 1 | 1 | 5 | NR | 8018367998269 | 94051190 | 6PL00 | Lighting | 6PL | PIL LIGHTING | 6PL68G | HOUSEHOLD | 6PL68G36F | BULKHEADS | 6PL68G36FB15 | EKO/EKO+
P301650 | EKO+19/GRILL LED E.S. 10W 4000K GR/M | 182 | 1 | 1 | 5 | NR | 8018367995800 | 94051190 | 6PL00 | Lighting | 6PL | PIL LIGHTING | 6PL68G | HOUSEHOLD | 6PL68G36F | BULKHEADS | 6PL68G36FB15 | EKO/EKO+
P3016506 | EKO+19/GRILL LED E.S. 10W 3000K GR/M | 182 | 1 | 1 | 5 | NR | 8018367998276 | 94051190 | 6PL00 | Lighting | 6PL | PIL LIGHTING | 6PL68G | HOUSEHOLD | 6PL68G36F | BULKHEADS | 6PL68G36FB15 | EKO/EKO+
P301651 | EKO+19/GRILL LED E.S. 10W 4000K ANTR | 182 | 1 | 1 | 5 | NR | 8018367995817 | 94051190 | 6PL00 | Lighting | 6PL | PIL LIGHTING | 6PL68G | HOUSEHOLD | 6PL68G36F | BULKHEADS | 6PL68G36FB15 | EKO/EKO+
P3016516 | EKO+19/GRILL LED E.S. 10W 3000K ANTR | 182 | 1 | 1 | 5 | NR | 8018367998283 | 94051190 | 6PL00 | Lighting | 6PL | PIL LIGHTING | 6PL68G | HOUSEHOLD | 6PL68G36F | BULKHEADS | 6PL68G36FB15 | EKO/EKO+
P301656 | NIKKO+ 21/G LED E.S. 10W 4000K GR/M | 137.5 | 1 | 1 | 6 | NR | 8018367995862 | 94051190 | 6PL00 | Lighting | 6PL | PIL LIGHTING | 6PL68G | HOUSEHOLD | 6PL68G36F | BULKHEADS | 6PL68G36FB19 | NIKKO
P3016566 | NIKKO+ 21/G LED E.S. 10W 3000K GR/M | 137.5 | 1 | 1 | 6 | NR | 8018367998894 | 94051190 | 6PL00 | Lighting | 6PL | PIL LIGHTING | 6PL68G | HOUSEHOLD | 6PL68G36F | BULKHEADS | 6PL68G36FB19 | NIKKO
P301657 | NIKKO+ 21/G LED E.S. 10W 4000K ANTR | 137.5 | 1 | 1 | 6 | NR | 8018367995879 | 94051190 | 6PL00 | Lighting | 6PL | PIL LIGHTING | 6PL68G | HOUSEHOLD | 6PL68G36F | BULKHEADS | 6PL68G36FB19 | NIKKO
P3016576 | NIKKO+ 21/G LED E.S. 10W 3000K ANTR | 137.5 | 1 | 1 | 6 | NR | 8018367998900 | 94051190 | 6PL00 | Lighting | 6PL | PIL LIGHTING | 6PL68G | HOUSEHOLD | 6PL68G36F | BULKHEADS | 6PL68G36FB19 | NIKKO
P301664 | NIKKO+ 27/G LED E.S. 13,5W 4000K GR/M | 177 | 1 | 1 | 4 | NR | 8018367995947 | 94051190 | 6PL00 | Lighting | 6PL | PIL LIGHTING | 6PL68G | HOUSEHOLD | 6PL68G36F | BULKHEADS | 6PL68G36FB19 | NIKKO
P3016646 | NIKKO+ 27/G LED E.S. 13,5W 3000K GR/M | 177 | 1 | 1 | 4 | NR | 8018367998979 | 94051190 | 6PL00 | Lighting | 6PL | PIL LIGHTING | 6PL68G | HOUSEHOLD | 6PL68G36F | BULKHEADS | 6PL68G36FB19 | NIKKO
P301665 | NIKKO+ 27/G LED E.S. 13,5W 4000K ANTR | 177 | 1 | 1 | 4 | NR | 8018367995961 | 94051190 | 6PL00 | Lighting | 6PL | PIL LIGHTING | 6PL68G | HOUSEHOLD | 6PL68G36F | BULKHEADS | 6PL68G36FB19 | NIKKO
P3016656 | NIKKO+ 27/G LED E.S. 13,5W 3000K ANTR | 177 | 1 | 1 | 4 | NR | 8018367998986 | 94051190 | 6PL00 | Lighting | 6PL | PIL LIGHTING | 6PL68G | HOUSEHOLD | 6PL68G36F | BULKHEADS | 6PL68G36FB19 | NIKKO
P302010 | EKO+19 E27 BLANCO | 76.5 | 1 | 1 | 5 | NR | 8018367927146 | 94051990 | 6PL00 | Lighting | 6PL | PIL LIGHTING | 6PL68G | HOUSEHOLD | 6PL68G36F | BULKHEADS | 6PL68G36FB15 | EKO/EKO+
P302011 | EKO+19 E27 GR/M | 76.5 | 1 | 1 | 5 | NR | 8018367927153 | 94051990 | 6PL00 | Lighting | 6PL | PIL LIGHTING | 6PL68G | HOUSEHOLD | 6PL68G36F | BULKHEADS | 6PL68G36FB15 | EKO/EKO+
P302012 | EKO+19 E27 ANTR | 76.5 | 1 | 1 | 5 | NR | 8018367927160 | 94051990 | 6PL00 | Lighting | 6PL | PIL LIGHTING | 6PL68G | HOUSEHOLD | 6PL68G36F | BULKHEADS | 6PL68G36FB15 | EKO/EKO+
P302016 | EKO+19/G E27 BLANCO | 89 | 1 | 1 | 5 | NR | 8018367927207 | 94051990 | 6PL00 | Lighting | 6PL | PIL LIGHTING | 6PL68G | HOUSEHOLD | 6PL68G36F | BULKHEADS | 6PL68G36FB15 | EKO/EKO+
P302017 | EKO+19/G E27 GR/M | 89 | 1 | 1 | 5 | NR | 8018367927214 | 94051990 | 6PL00 | Lighting | 6PL | PIL LIGHTING | 6PL68G | HOUSEHOLD | 6PL68G36F | BULKHEADS | 6PL68G36FB15 | EKO/EKO+
P302018 | EKO+19/G E27 ANTR | 89 | 1 | 1 | 5 | NR | 8018367927221 | 94051990 | 6PL00 | Lighting | 6PL | PIL LIGHTING | 6PL68G | HOUSEHOLD | 6PL68G36F | BULKHEADS | 6PL68G36FB15 | EKO/EKO+
P302022 | EKO+19 GRILL E27 BLANCO | 89 | 1 | 1 | 5 | NR | 8018367927269 | 94051990 | 6PL00 | Lighting | 6PL | PIL LIGHTING | 6PL68G | HOUSEHOLD | 6PL68G36F | BULKHEADS | 6PL68G36FB15 | EKO/EKO+
P302023 | EKO+19 GRILL E27 GR/M | 89 | 1 | 1 | 5 | NR | 8018367927276 | 94051990 | 6PL00 | Lighting | 6PL | PIL LIGHTING | 6PL68G | HOUSEHOLD | 6PL68G36F | BULKHEADS | 6PL68G36FB15 | EKO/EKO+
P302024 | EKO+19 GRILL E27 ANTR | 89 | 1 | 1 | 5 | NR | 8018367927283 | 94051990 | 6PL00 | Lighting | 6PL | PIL LIGHTING | 6PL68G | HOUSEHOLD | 6PL68G36F | BULKHEADS | 6PL68G36FB15 | EKO/EKO+
P302034 | EKO+21 E27 BLANCO | 76.5 | 1 | 1 | 5 | NR | 8018367927382 | 94051990 | 6PL00 | Lighting | 6PL | PIL LIGHTING | 6PL68G | HOUSEHOLD | 6PL68G36F | BULKHEADS | 6PL68G36FB15 | EKO/EKO+
P302035 | EKO+21 E27 GR/M | 76.5 | 1 | 1 | 5 | NR | 8018367927399 | 94051990 | 6PL00 | Lighting | 6PL | PIL LIGHTING | 6PL68G | HOUSEHOLD | 6PL68G36F | BULKHEADS | 6PL68G36FB15 | EKO/EKO+
P302036 | EKO+21 E27 ANTR | 76.5 | 1 | 1 | 5 | NR | 8018367927405 | 94051990 | 6PL00 | Lighting | 6PL | PIL LIGHTING | 6PL68G | HOUSEHOLD | 6PL68G36F | BULKHEADS | 6PL68G36FB15 | EKO/EKO+
P302043 | EKO+21/G E27 BLANCO | 89 | 1 | 1 | 5 | NR | 8018367927474 | 94051990 | 6PL00 | Lighting | 6PL | PIL LIGHTING | 6PL68G | HOUSEHOLD | 6PL68G36F | BULKHEADS | 6PL68G36FB15 | EKO/EKO+
P302044 | EKO+21/G E27 GR/M | 89 | 1 | 1 | 5 | NR | 8018367927481 | 94051990 | 6PL00 | Lighting | 6PL | PIL LIGHTING | 6PL68G | HOUSEHOLD | 6PL68G36F | BULKHEADS | 6PL68G36FB15 | EKO/EKO+
P302045 | EKO+21/G E27 ANTR | 89 | 1 | 1 | 5 | NR | 8018367931617 | 94051990 | 6PL00 | Lighting | 6PL | PIL LIGHTING | 6PL68G | HOUSEHOLD | 6PL68G36F | BULKHEADS | 6PL68G36FB15 | EKO/EKO+
P302052 | EKO+21 GRILL E27 BLANCO | 89 | 1 | 1 | 5 | NR | 8018367927559 | 94051990 | 6PL00 | Lighting | 6PL | PIL LIGHTING | 6PL68G | HOUSEHOLD | 6PL68G36F | BULKHEADS | 6PL68G36FB15 | EKO/EKO+
P302053 | EKO+21 GRILL E27 GR/M | 89 | 1 | 1 | 5 | NR | 8018367927566 | 94051990 | 6PL00 | Lighting | 6PL | PIL LIGHTING | 6PL68G | HOUSEHOLD | 6PL68G36F | BULKHEADS | 6PL68G36FB15 | EKO/EKO+
P302054 | EKO+21 GRILL E27 ANTR | 89 | 1 | 1 | 5 | NR | 8018367927573 | 94051990 | 6PL00 | Lighting | 6PL | PIL LIGHTING | 6PL68G | HOUSEHOLD | 6PL68G36F | BULKHEADS | 6PL68G36FB15 | EKO/EKO+
P302061 | EKO+26 E27 BLANCO | 89 | 1 | 1 | 5 | NR | 8018367927641 | 94051990 | 6PL00 | Lighting | 6PL | PIL LIGHTING | 6PL68G | HOUSEHOLD | 6PL68G36F | BULKHEADS | 6PL68G36FB15 | EKO/EKO+
P302062 | EKO+26 E27 GR/M | 89 | 1 | 1 | 5 | NR | 8018367927658 | 94051990 | 6PL00 | Lighting | 6PL | PIL LIGHTING | 6PL68G | HOUSEHOLD | 6PL68G36F | BULKHEADS | 6PL68G36FB15 | EKO/EKO+
P302063 | EKO+26 E27 ANTR | 89 | 1 | 1 | 5 | NR | 8018367927665 | 94051990 | 6PL00 | Lighting | 6PL | PIL LIGHTING | 6PL68G | HOUSEHOLD | 6PL68G36F | BULKHEADS | 6PL68G36FB15 | EKO/EKO+
P302073 | EKO+26/G E27 BLANCO | 101.5 | 1 | 1 | 5 | NR | 8018367927764 | 94051990 | 6PL00 | Lighting | 6PL | PIL LIGHTING | 6PL68G | HOUSEHOLD | 6PL68G36F | BULKHEADS | 6PL68G36FB15 | EKO/EKO+
P302074 | EKO+26/G E27 GR/M | 101.5 | 1 | 1 | 5 | NR | 8018367927771 | 94051990 | 6PL00 | Lighting | 6PL | PIL LIGHTING | 6PL68G | HOUSEHOLD | 6PL68G36F | BULKHEADS | 6PL68G36FB15 | EKO/EKO+
P302075 | EKO+26/G E27 ANTR | 101.5 | 1 | 1 | 5 | NR | 8018367927788 | 94051990 | 6PL00 | Lighting | 6PL | PIL LIGHTING | 6PL68G | HOUSEHOLD | 6PL68G36F | BULKHEADS | 6PL68G36FB15 | EKO/EKO+
P302631 | EKO+26 LED SMD 16W 4000K ANTR | 188.5 | 1 | 1 | 5 | NR | 8018367614183 | 94051190 | 6PL00 | Lighting | 6PL | PIL LIGHTING | 6PL68G | HOUSEHOLD | 6PL68G36F | BULKHEADS | 6PL68G36FB15 | EKO/EKO+
P302632 | EKO+26 LED SMD 16W 4000K BIA | 188.5 | 1 | 1 | 5 | NR | 8018367614190 | 94051190 | 6PL00 | Lighting | 6PL | PIL LIGHTING | 6PL68G | HOUSEHOLD | 6PL68G36F | BULKHEADS | 6PL68G36FB15 | EKO/EKO+
P302633 | EKO+26 LED SMD 16W 3000K ANTR | 188.5 | 1 | 1 | 5 | NR | 8018367614206 | 94051190 | 6PL00 | Lighting | 6PL | PIL LIGHTING | 6PL68G | HOUSEHOLD | 6PL68G36F | BULKHEADS | 6PL68G36FB15 | EKO/EKO+
P302634 | EKO+26 LED SMD 16W 3000K BIA | 188.5 | 1 | 1 | 5 | NR | 8018367614213 | 94051190 | 6PL00 | Lighting | 6PL | PIL LIGHTING | 6PL68G | HOUSEHOLD | 6PL68G36F | BULKHEADS | 6PL68G36FB15 | EKO/EKO+
P303063 | DROP 28 LED 16W SMD 3000K BIA | 172 | 1 | 1 | 5 | NR | 8018367606072 | 94051140 | 6PL00 | Lighting | 6PL | PIL LIGHTING | 6PL68G | HOUSEHOLD | 6PL68G36F | BULKHEADS | 6PL68G36FB21 | DROP
P303064 | DROP 28 LED 16W SMD 4000K BIA | 172 | 1 | 1 | 5 | NR | 8018367606102 | 94051140 | 6PL00 | Lighting | 6PL | PIL LIGHTING | 6PL68G | HOUSEHOLD | 6PL68G36F | BULKHEADS | 6PL68G36FB21 | DROP
P303065 | DROP 22 LED 11W SMD 3000K BIA | 141 | 1 | 1 | 6 | NR | 8018367606089 | 94051140 | 6PL00 | Lighting | 6PL | PIL LIGHTING | 6PL68G | HOUSEHOLD | 6PL68G36F | BULKHEADS | 6PL68G36FB21 | DROP
P303066 | DROP 22 LED 11W SMD 4000K BIA | 141 | 1 | 1 | 6 | NR | 8018367606096 | 94051140 | 6PL00 | Lighting | 6PL | PIL LIGHTING | 6PL68G | HOUSEHOLD | 6PL68G36F | BULKHEADS | 6PL68G36FB21 | DROP
P303103 | NIKKO+45 10LED 15W DA 3000K GR/M | 362.5 | 1 | 1 | 4 | NR | 8018367607406 | 94051190 | 6PL00 | Lighting | 6PL | PIL LIGHTING | 6PL68G | HOUSEHOLD | 6PL68G36F | BULKHEADS | 6PL68G36FB19 | NIKKO
P303104 | NIKKO+45 10LED 15W DA 3000K ANTR | 362.5 | 1 | 1 | 4 | NR | 8018367607413 | 94051190 | 6PL00 | Lighting | 6PL | PIL LIGHTING | 6PL68G | HOUSEHOLD | 6PL68G36F | BULKHEADS | 6PL68G36FB19 | NIKKO
P303107 | NIKKO+45/G 10LED 15W DA 3000K GR/M | 369.5 | 1 | 1 | 4 | NR | 8018367607444 | 94051190 | 6PL00 | Lighting | 6PL | PIL LIGHTING | 6PL68G | HOUSEHOLD | 6PL68G36F | BULKHEADS | 6PL68G36FB19 | NIKKO
P303108 | NIKKO+45/G 10LED 15W DA 3000K ANTR | 369.5 | 1 | 1 | 4 | NR | 8018367607451 | 94051190 | 6PL00 | Lighting | 6PL | PIL LIGHTING | 6PL68G | HOUSEHOLD | 6PL68G36F | BULKHEADS | 6PL68G36FB19 | NIKKO
P303115 | NIKKO+45 10LED 15W DA 4000K GR/M | 362.5 | 1 | 1 | 4 | NR | 8018367607512 | 94051190 | 6PL00 | Lighting | 6PL | PIL LIGHTING | 6PL68G | HOUSEHOLD | 6PL68G36F | BULKHEADS | 6PL68G36FB19 | NIKKO
P303116 | NIKKO+45 10LED 15W DA 4000K ANTR | 362.5 | 1 | 1 | 4 | NR | 8018367607529 | 94051190 | 6PL00 | Lighting | 6PL | PIL LIGHTING | 6PL68G | HOUSEHOLD | 6PL68G36F | BULKHEADS | 6PL68G36FB19 | NIKKO
P303119 | NIKKO+45/G 10LED 15W DA 4000K GR/M | 369.5 | 1 | 1 | 4 | NR | 8018367607550 | 94051190 | 6PL00 | Lighting | 6PL | PIL LIGHTING | 6PL68G | HOUSEHOLD | 6PL68G36F | BULKHEADS | 6PL68G36FB19 | NIKKO
P303120 | NIKKO+45/G 10LED 15W DA 4000K ANTR | 369.5 | 1 | 1 | 4 | NR | 8018367607864 | 94051190 | 6PL00 | Lighting | 6PL | PIL LIGHTING | 6PL68G | HOUSEHOLD | 6PL68G36F | BULKHEADS | 6PL68G36FB19 | NIKKO
P303348 | QUASAR 10 LED 4WB 10,5W 3000K GR94 | 220.5 | 1 | 1 | 6 | NR | 8018367612264 | 94051190 | 6PL00 | Lighting | 6PL | PIL LIGHTING | 6PL68G | HOUSEHOLD | 6PL68G35F | EXTERIOR WALLS | 6PL68G35FB49 | QUASAR
P303349 | QUASAR 10 LED 4WB 10,5W 4000K GR94 | 220.5 | 1 | 1 | 6 | NR | 8018367612271 | 94051190 | 6PL00 | Lighting | 6PL | PIL LIGHTING | 6PL68G | HOUSEHOLD | 6PL68G35F | EXTERIOR WALLS | 6PL68G35FB49 | QUASAR
P303350 | QUASAR 10 LED 4WB 10,5W 3000K AN96 | 220.5 | 1 | 1 | 6 | NR | 8018367612288 | 94051190 | 6PL00 | Lighting | 6PL | PIL LIGHTING | 6PL68G | HOUSEHOLD | 6PL68G35F | EXTERIOR WALLS | 6PL68G35FB49 | QUASAR
P303351 | QUASAR 10 LED 4WB 10,5W 4000K AN96 | 220.5 | 1 | 1 | 6 | NR | 8018367612295 | 94051190 | 6PL00 | Lighting | 6PL | PIL LIGHTING | 6PL68G | HOUSEHOLD | 6PL68G35F | EXTERIOR WALLS | 6PL68G35FB49 | QUASAR
P303354 | QUASAR 10 LED 1WB 3,5W 3000K GR94 | 123 | 1 | 1 | 6 | NR | 8018367612325 | 94051190 | 6PL00 | Lighting | 6PL | PIL LIGHTING | 6PL68G | HOUSEHOLD | 6PL68G35F | EXTERIOR WALLS | 6PL68G35FB49 | QUASAR
P303355 | QUASAR 10 LED 1WB 3,5W 4000K GR94 | 123 | 1 | 1 | 6 | NR | 8018367612332 | 94051190 | 6PL00 | Lighting | 6PL | PIL LIGHTING | 6PL68G | HOUSEHOLD | 6PL68G35F | EXTERIOR WALLS | 6PL68G35FB49 | QUASAR
P303356 | QUASAR 10 LED 1WB 3,5W 3000K AN94 | 123 | 1 | 1 | 6 | NR | 8018367612349 | 94051190 | 6PL00 | Lighting | 6PL | PIL LIGHTING | 6PL68G | HOUSEHOLD | 6PL68G35F | EXTERIOR WALLS | 6PL68G35FB49 | QUASAR
P30335690104 | QUASAR 10 LED 1WB 3,5W 3000K BK81 | 123 | 1 | 1 | 6 | NR | 8018367686968 | 94051190 | 6PL00 | Lighting | 6PL | PIL LIGHTING | 6PL68G | HOUSEHOLD | 6PL68G35F | EXTERIOR WALLS | 6PL68G35FB49 | QUASAR
P303357 | QUASAR 10 LED 1WB 3,5W 4000K AN96 | 123 | 1 | 1 | 6 | NR | 8018367612356 | 94051190 | 6PL00 | Lighting | 6PL | PIL LIGHTING | 6PL68G | HOUSEHOLD | 6PL68G35F | EXTERIOR WALLS | 6PL68G35FB49 | QUASAR
P303360 | QUASAR 10 LED 2WB 6W 3000K GR94 | 165.5 | 1 | 1 | 6 | NR | 8018367612370 | 94051190 | 6PL00 | Lighting | 6PL | PIL LIGHTING | 6PL68G | HOUSEHOLD | 6PL68G35F | EXTERIOR WALLS | 6PL68G35FB49 | QUASAR
P303361 | QUASAR 10 LED 2WB 6W 4000K GR94 | 165.5 | 1 | 1 | 6 | NR | 8018367612387 | 94051190 | 6PL00 | Lighting | 6PL | PIL LIGHTING | 6PL68G | HOUSEHOLD | 6PL68G35F | EXTERIOR WALLS | 6PL68G35FB49 | QUASAR
P303362 | QUASAR 10 LED 2WB 6W 3000K AN96 | 165.5 | 1 | 1 | 6 | NR | 8018367612394 | 94051190 | 6PL00 | Lighting | 6PL | PIL LIGHTING | 6PL68G | HOUSEHOLD | 6PL68G35F | EXTERIOR WALLS | 6PL68G35FB49 | QUASAR
P30336290102 | QUASAR 10 LED 2WB 6W 3000K BK81 | 165.5 | 1 | 1 | 6 | NR | 8018367686975 | 94051190 | 6PL00 | Lighting | 6PL | PIL LIGHTING | 6PL68G | HOUSEHOLD | 6PL68G35F | EXTERIOR WALLS | 6PL68G35FB49 | QUASAR
P303363 | QUASAR 10 LED 2WB 6W 4000K AN96 | 165.5 | 1 | 1 | 6 | NR | 8018367612400 | 94051190 | 6PL00 | Lighting | 6PL | PIL LIGHTING | 6PL68G | HOUSEHOLD | 6PL68G35F | EXTERIOR WALLS | 6PL68G35FB49 | QUASAR
P303366 | QUASAR 10 LED 1NB+1WB 6W 3000K GR94 | 165.5 | 1 | 1 | 6 | NR | 8018367612417 | 94051190 | 6PL00 | Lighting | 6PL | PIL LIGHTING | 6PL68G | HOUSEHOLD | 6PL68G35F | EXTERIOR WALLS | 6PL68G35FB49 | QUASAR
P303367 | QUASAR 10 LED 1NB+1WB 6W 4000K GR94 | 165.5 | 1 | 1 | 6 | NR | 8018367612455 | 94051190 | 6PL00 | Lighting | 6PL | PIL LIGHTING | 6PL68G | HOUSEHOLD | 6PL68G35F | EXTERIOR WALLS | 6PL68G35FB49 | QUASAR
P303368 | QUASAR 10 LED 1NB+1WB 6W 3000K AN96 | 165.5 | 1 | 1 | 6 | NR | 8018367612448 | 94051190 | 6PL00 | Lighting | 6PL | PIL LIGHTING | 6PL68G | HOUSEHOLD | 6PL68G35F | EXTERIOR WALLS | 6PL68G35FB49 | QUASAR
P303369 | QUASAR 10 LED 1NB+1WB 6W 4000K AN96 | 165.5 | 1 | 1 | 6 | NR | 8018367612462 | 94051190 | 6PL00 | Lighting | 6PL | PIL LIGHTING | 6PL68G | HOUSEHOLD | 6PL68G35F | EXTERIOR WALLS | 6PL68G35FB49 | QUASAR
P303448 | QUASAR 10 LED 4WB 10,5W 3000K WH87 | 220.5 | 1 | 1 | 6 | NR | 8018367613971 | 94051190 | 6PL00 | Lighting | 6PL | PIL LIGHTING | 6PL68G | HOUSEHOLD | 6PL68G35F | EXTERIOR WALLS | 6PL68G35FB49 | QUASAR
P303449 | QUASAR 10 LED 4WB 10,5W 4000K WH87 | 220.5 | 1 | 1 | 6 | NR | 8018367613988 | 94051190 | 6PL00 | Lighting | 6PL | PIL LIGHTING | 6PL68G | HOUSEHOLD | 6PL68G35F | EXTERIOR WALLS | 6PL68G35FB49 | QUASAR
P303450 | QUASAR 10 LED 1WB 3,5W 3000K WH87 | 123 | 1 | 1 | 6 | NR | 8018367613995 | 94051190 | 6PL00 | Lighting | 6PL | PIL LIGHTING | 6PL68G | HOUSEHOLD | 6PL68G35F | EXTERIOR WALLS | 6PL68G35FB49 | QUASAR
P303451 | QUASAR 10 LED 1WB 3,5W 4000K WH87 | 123 | 1 | 1 | 6 | NR | 8018367614008 | 94051190 | 6PL00 | Lighting | 6PL | PIL LIGHTING | 6PL68G | HOUSEHOLD | 6PL68G35F | EXTERIOR WALLS | 6PL68G35FB49 | QUASAR
P303452 | QUASAR 10 LED 2WB 6W 3000K WH87 | 165.5 | 1 | 1 | 6 | NR | 8018367614015 | 94051190 | 6PL00 | Lighting | 6PL | PIL LIGHTING | 6PL68G | HOUSEHOLD | 6PL68G35F | EXTERIOR WALLS | 6PL68G35FB49 | QUASAR
P303453 | QUASAR 10 LED 2WB 6W 4000K WH87 | 165.5 | 1 | 1 | 6 | NR | 8018367614022 | 94051190 | 6PL00 | Lighting | 6PL | PIL LIGHTING | 6PL68G | HOUSEHOLD | 6PL68G35F | EXTERIOR WALLS | 6PL68G35FB49 | QUASAR
P303454 | QUASAR 10 LED 1NB+1WB 6W 3000K WH87 | 165.5 | 1 | 1 | 6 | NR | 8018367614039 | 94051190 | 6PL00 | Lighting | 6PL | PIL LIGHTING | 6PL68G | HOUSEHOLD | 6PL68G35F | EXTERIOR WALLS | 6PL68G35FB49 | QUASAR
P303455 | QUASAR 10 LED 1NB+1WB 6W 4000K WH87 | 165.5 | 1 | 1 | 6 | NR | 8018367614046 | 94051190 | 6PL00 | Lighting | 6PL | PIL LIGHTING | 6PL68G | HOUSEHOLD | 6PL68G35F | EXTERIOR WALLS | 6PL68G35FB49 | QUASAR
P303468 | DROP 28 LED 16W SMD 3000K GR/M | 182 | 1 | 1 | 5 | NR | 8018367614626 | 94051140 | 6PL00 | Lighting | 6PL | PIL LIGHTING | 6PL68G | HOUSEHOLD | 6PL68G36F | BULKHEADS | 6PL68G36FB21 | DROP
P303470 | DROP 28 LED 16W SMD 3000K ANTR | 172 | 1 | 1 | 5 | NR | 8018367614657 | 94051140 | 6PL00 | Lighting | 6PL | PIL LIGHTING | 6PL68G | HOUSEHOLD | 6PL68G36F | BULKHEADS | 6PL68G36FB21 | DROP
P303472 | DROP 22 LED 11W SMD 3000K GR/M | 152 | 1 | 1 | 6 | NR | 8018367614664 | 94051140 | 6PL00 | Lighting | 6PL | PIL LIGHTING | 6PL68G | HOUSEHOLD | 6PL68G36F | BULKHEADS | 6PL68G36FB21 | DROP
P303474 | DROP 22 LED 11W SMD 3000K ANTR | 141 | 1 | 1 | 6 | NR | 8018367614688 | 94051140 | 6PL00 | Lighting | 6PL | PIL LIGHTING | 6PL68G | HOUSEHOLD | 6PL68G36F | BULKHEADS | 6PL68G36FB21 | DROP
P303476 | EKO+21 LED SMD 11W 4000K ANTR | 174 | 1 | 1 | 5 | NR | 8018367614695 | 94051190 | 6PL00 | Lighting | 6PL | PIL LIGHTING | 6PL68G | HOUSEHOLD | 6PL68G36F | BULKHEADS | 6PL68G36FB15 | EKO/EKO+
P303477 | EKO+21 LED SMD 11W 4000K BLANCO | 174 | 1 | 1 | 5 | NR | 8018367614701 | 94051190 | 6PL00 | Lighting | 6PL | PIL LIGHTING | 6PL68G | HOUSEHOLD | 6PL68G36F | BULKHEADS | 6PL68G36FB15 | EKO/EKO+
P303478 | EKO+21 LED SMD 11W 3000K ANTR | 174 | 1 | 1 | 5 | NR | 8018367614718 | 94051190 | 6PL00 | Lighting | 6PL | PIL LIGHTING | 6PL68G | HOUSEHOLD | 6PL68G36F | BULKHEADS | 6PL68G36FB15 | EKO/EKO+
P303479 | EKO+21 LED SMD 11W 3000K BLANCO | 174 | 1 | 1 | 5 | NR | 8018367614725 | 94051190 | 6PL00 | Lighting | 6PL | PIL LIGHTING | 6PL68G | HOUSEHOLD | 6PL68G36F | BULKHEADS | 6PL68G36FB15 | EKO/EKO+
P303494 | SPILLO MINI POST6L 1-10V 11W 4K AN96 | 567.5 | 1 | 1 | 1 | NR | 8018367614992 | 94054239 | 6PL00 | Lighting | 6PL | PIL LIGHTING | 6PL65G | URBAN AND STREETS | 6PL65G02H | URBAN LIGHTS | 6PL65G02H995 | SPILLO
P303496 | SPILLO MINI POST9L 1-10V 16W 4K AN96 | 679 | 1 | 1 | 1 | NR | 8018367615005 | 94054239 | 6PL00 | Lighting | 6PL | PIL LIGHTING | 6PL65G | URBAN AND STREETS | 6PL65G02H | URBAN LIGHTS | 6PL65G02H995 | SPILLO
P303497 | SPILLO MINI 9L 1-10V 16W 500MA 4K AN96 | 482.5 | 1 | 1 | 1 | NR | 8018367615012 | 94054239 | 6PL00 | Lighting | 6PL | PIL LIGHTING | 6PL65G | URBAN AND STREETS | 6PL65G02H | URBAN LIGHTS | 6PL65G02H995 | SPILLO
P30349790101 | SPILLO MINI 9L 1-10V 16W 500MA 3K AN96 | 482.5 | 1 | 1 | 1 | NR | 8018367619287 | 94054239 | 6PL00 | Lighting | 6PL | PIL LIGHTING | 6PL65G | URBAN AND STREETS | 6PL65G02H | URBAN LIGHTS | 6PL65G02H995 | SPILLO
P303499 | SPILLO 14L DIM 1-10V 24W 500MA 4K AN96 | 728 | 1 | 1 | 1 | NR | 8018367679977 | 94054239 | 6PL00 | Lighting | 6PL | PIL LIGHTING | 6PL65G | URBAN AND STREETS | 6PL65G02H | URBAN LIGHTS | 6PL65G02H995 | SPILLO
P303501 | SPILLO 28L DIM 1-10V 44W 500MA 4K AN96 | 969 | 1 | 1 | 1 | NR | 8018367615043 | 94054239 | 6PL00 | Lighting | 6PL | PIL LIGHTING | 6PL65G | URBAN AND STREETS | 6PL65G02H | URBAN LIGHTS | 6PL65G02H995 | SPILLO
P303528 | SPILLO MINI 6L 1-10V 11W 500MA 4K AN96 | 425.5 | 1 | 1 | 1 | NR | 8018367615470 | 94054239 | 6PL00 | Lighting | 6PL | PIL LIGHTING | 6PL65G | URBAN AND STREETS | 6PL65G02H | URBAN LIGHTS | 6PL65G02H995 | SPILLO
P303531 | QUASAR 20 LED-11W 4K TECH WH87 | 165.5 | 1 | 1 | 6 | NR | 8018367615555 | 94051190 | 6PL00 | Lighting | 6PL | PIL LIGHTING | 6PL68G | HOUSEHOLD | 6PL68G35F | EXTERIOR WALLS | 6PL68G35FB49 | QUASAR
P303532 | QUASAR 20 LED-11W 3K TECH WH87 | 165.5 | 1 | 1 | 6 | NR | 8018367615562 | 94051190 | 6PL00 | Lighting | 6PL | PIL LIGHTING | 6PL68G | HOUSEHOLD | 6PL68G35F | EXTERIOR WALLS | 6PL68G35FB49 | QUASAR
P303533 | QUASAR 20 LED-11W 4K TECH AN96 | 165.5 | 1 | 1 | 6 | NR | 8018367615579 | 94051190 | 6PL00 | Lighting | 6PL | PIL LIGHTING | 6PL68G | HOUSEHOLD | 6PL68G35F | EXTERIOR WALLS | 6PL68G35FB49 | QUASAR
P303534 | QUASAR 20 LED-11W 3K TECH AN96 | 165.5 | 1 | 1 | 6 | NR | 8018367615586 | 94051190 | 6PL00 | Lighting | 6PL | PIL LIGHTING | 6PL68G | HOUSEHOLD | 6PL68G35F | EXTERIOR WALLS | 6PL68G35FB49 | QUASAR
P30353490107 | QUASAR 20 LED-11W 3K TECH BK81 | 165.5 | 1 | 1 | 6 | NR | 8018367686982 | 94051190 | 6PL00 | Lighting | 6PL | PIL LIGHTING | 6PL68G | HOUSEHOLD | 6PL68G35F | EXTERIOR WALLS | 6PL68G35FB49 | QUASAR
P303535 | QUASAR 20 LED-11W 4K TECH GR94 | 165.5 | 1 | 1 | 6 | NR | 8018367615593 | 94051190 | 6PL00 | Lighting | 6PL | PIL LIGHTING | 6PL68G | HOUSEHOLD | 6PL68G35F | EXTERIOR WALLS | 6PL68G35FB49 | QUASAR
P303536 | QUASAR 20 LED-11W 3K TECH GR94 | 165.5 | 1 | 1 | 6 | NR | 8018367615609 | 94051190 | 6PL00 | Lighting | 6PL | PIL LIGHTING | 6PL68G | HOUSEHOLD | 6PL68G35F | EXTERIOR WALLS | 6PL68G35FB49 | QUASAR
P303537 | QUASAR 20 LED-11W 4K MONO WH87 | 155.5 | 1 | 1 | 6 | NR | 8018367615616 | 94051190 | 6PL00 | Lighting | 6PL | PIL LIGHTING | 6PL68G | HOUSEHOLD | 6PL68G35F | EXTERIOR WALLS | 6PL68G35FB49 | QUASAR
P303538 | QUASAR 20 LED-11W 3K MONO WH87 | 155.5 | 1 | 1 | 6 | NR | 8018367615623 | 94051190 | 6PL00 | Lighting | 6PL | PIL LIGHTING | 6PL68G | HOUSEHOLD | 6PL68G35F | EXTERIOR WALLS | 6PL68G35FB49 | QUASAR
P303539 | QUASAR 20 LED-11W 4K MONO AN96 | 155.5 | 1 | 1 | 6 | NR | 8018367615630 | 94051190 | 6PL00 | Lighting | 6PL | PIL LIGHTING | 6PL68G | HOUSEHOLD | 6PL68G35F | EXTERIOR WALLS | 6PL68G35FB49 | QUASAR
P303540 | QUASAR 20 LED-11W 3K MONO AN96 | 155.5 | 1 | 1 | 6 | NR | 8018367615647 | 94051190 | 6PL00 | Lighting | 6PL | PIL LIGHTING | 6PL68G | HOUSEHOLD | 6PL68G35F | EXTERIOR WALLS | 6PL68G35FB49 | QUASAR
P303541 | QUASAR 20 LED-11W 4K MONO GR94 | 155.5 | 1 | 1 | 6 | NR | 8018367615654 | 94051190 | 6PL00 | Lighting | 6PL | PIL LIGHTING | 6PL68G | HOUSEHOLD | 6PL68G35F | EXTERIOR WALLS | 6PL68G35FB49 | QUASAR
P303542 | QUASAR 20 LED-11W 3K MONO GR94 | 155.5 | 1 | 1 | 6 | NR | 8018367615661 | 94051190 | 6PL00 | Lighting | 6PL | PIL LIGHTING | 6PL68G | HOUSEHOLD | 6PL68G35F | EXTERIOR WALLS | 6PL68G35FB49 | QUASAR
P303543 | QUASAR 20 LED-20W 4K BI WH87 | 199 | 1 | 1 | 6 | NR | 8018367615678 | 94051190 | 6PL00 | Lighting | 6PL | PIL LIGHTING | 6PL68G | HOUSEHOLD | 6PL68G35F | EXTERIOR WALLS | 6PL68G35FB49 | QUASAR
P303544 | QUASAR 20 LED-20W 3K BI WH87 | 199 | 1 | 1 | 6 | NR | 8018367615685 | 94051190 | 6PL00 | Lighting | 6PL | PIL LIGHTING | 6PL68G | HOUSEHOLD | 6PL68G35F | EXTERIOR WALLS | 6PL68G35FB49 | QUASAR
P303545 | QUASAR 20 LED-20W 4K BI AN96 | 199 | 1 | 1 | 6 | NR | 8018367615692 | 94051190 | 6PL00 | Lighting | 6PL | PIL LIGHTING | 6PL68G | HOUSEHOLD | 6PL68G35F | EXTERIOR WALLS | 6PL68G35FB49 | QUASAR
P303546 | QUASAR 20 LED-20W 3K BI AN96 | 199 | 1 | 1 | 6 | NR | 8018367615708 | 94051190 | 6PL00 | Lighting | 6PL | PIL LIGHTING | 6PL68G | HOUSEHOLD | 6PL68G35F | EXTERIOR WALLS | 6PL68G35FB49 | QUASAR
P303547 | QUASAR 20 LED-20W 4K BI GR94 | 199 | 1 | 1 | 6 | NR | 8018367615715 | 94051190 | 6PL00 | Lighting | 6PL | PIL LIGHTING | 6PL68G | HOUSEHOLD | 6PL68G35F | EXTERIOR WALLS | 6PL68G35FB49 | QUASAR
P303548 | QUASAR 20 LED-20W 3K BI GR94 | 199 | 1 | 1 | 6 | NR | 8018367615722 | 94051190 | 6PL00 | Lighting | 6PL | PIL LIGHTING | 6PL68G | HOUSEHOLD | 6PL68G35F | EXTERIOR WALLS | 6PL68G35FB49 | QUASAR
P303549 | QUASAR 30 LED-20W 4K TECH WH87 | 257 | 1 | 1 | 6 | NR | 8018367615739 | 94051190 | 6PL00 | Lighting | 6PL | PIL LIGHTING | 6PL68G | HOUSEHOLD | 6PL68G35F | EXTERIOR WALLS | 6PL68G35FB49 | QUASAR
P303550 | QUASAR 30 LED-20W 3K TECH WH87 | 257 | 1 | 1 | 6 | NR | 8018367615746 | 94051190 | 6PL00 | Lighting | 6PL | PIL LIGHTING | 6PL68G | HOUSEHOLD | 6PL68G35F | EXTERIOR WALLS | 6PL68G35FB49 | QUASAR
P303551 | QUASAR 30 LED-20W 4K TECH AN96 | 257 | 1 | 1 | 6 | NR | 8018367615753 | 94051190 | 6PL00 | Lighting | 6PL | PIL LIGHTING | 6PL68G | HOUSEHOLD | 6PL68G35F | EXTERIOR WALLS | 6PL68G35FB49 | QUASAR
P303552 | QUASAR 30 LED-20W 3K TECH AN96 | 257 | 1 | 1 | 6 | NR | 8018367615760 | 94051190 | 6PL00 | Lighting | 6PL | PIL LIGHTING | 6PL68G | HOUSEHOLD | 6PL68G35F | EXTERIOR WALLS | 6PL68G35FB49 | QUASAR
P30355290105 | QUASAR 30 LED-20W 3K TECH BK81 | 257 | 1 | 1 | 6 | NR | 8018367686999 | 94051190 | 6PL00 | Lighting | 6PL | PIL LIGHTING | 6PL68G | HOUSEHOLD | 6PL68G35F | EXTERIOR WALLS | 6PL68G35FB49 | QUASAR
P303553 | QUASAR 30 LED-20W 4K TECH GR94 | 257 | 1 | 1 | 6 | NR | 8018367615777 | 94051190 | 6PL00 | Lighting | 6PL | PIL LIGHTING | 6PL68G | HOUSEHOLD | 6PL68G35F | EXTERIOR WALLS | 6PL68G35FB49 | QUASAR
P303554 | QUASAR 30 LED-20W 3K TECH GR94 | 257 | 1 | 1 | 6 | NR | 8018367615784 | 94051190 | 6PL00 | Lighting | 6PL | PIL LIGHTING | 6PL68G | HOUSEHOLD | 6PL68G35F | EXTERIOR WALLS | 6PL68G35FB49 | QUASAR
P303555 | QUASAR 30 LED-20W 4K MONO WH87 | 243.5 | 1 | 1 | 6 | NR | 8018367615791 | 94051190 | 6PL00 | Lighting | 6PL | PIL LIGHTING | 6PL68G | HOUSEHOLD | 6PL68G35F | EXTERIOR WALLS | 6PL68G35FB49 | QUASAR
P303556 | QUASAR 30 LED-20W 3K MONO WH87 | 243.5 | 1 | 1 | 6 | NR | 8018367615807 | 94051190 | 6PL00 | Lighting | 6PL | PIL LIGHTING | 6PL68G | HOUSEHOLD | 6PL68G35F | EXTERIOR WALLS | 6PL68G35FB49 | QUASAR
P303557 | QUASAR 30 LED-20W 4K MONO AN96 | 243.5 | 1 | 1 | 6 | NR | 8018367615814 | 94051190 | 6PL00 | Lighting | 6PL | PIL LIGHTING | 6PL68G | HOUSEHOLD | 6PL68G35F | EXTERIOR WALLS | 6PL68G35FB49 | QUASAR
P303558 | QUASAR 30 LED-20W 3K MONO AN96 | 243.5 | 1 | 1 | 6 | NR | 8018367615821 | 94051190 | 6PL00 | Lighting | 6PL | PIL LIGHTING | 6PL68G | HOUSEHOLD | 6PL68G35F | EXTERIOR WALLS | 6PL68G35FB49 | QUASAR
P303559 | QUASAR 30 LED-20W 4K MONO GR94 | 243.5 | 1 | 1 | 6 | NR | 8018367615838 | 94051190 | 6PL00 | Lighting | 6PL | PIL LIGHTING | 6PL68G | HOUSEHOLD | 6PL68G35F | EXTERIOR WALLS | 6PL68G35FB49 | QUASAR
P303560 | QUASAR 30 LED-20W 3K MONO GR94 | 243.5 | 1 | 1 | 6 | NR | 8018367615845 | 94051190 | 6PL00 | Lighting | 6PL | PIL LIGHTING | 6PL68G | HOUSEHOLD | 6PL68G35F | EXTERIOR WALLS | 6PL68G35FB49 | QUASAR
P303561 | QUASAR 30 LED-32W 4K BI WH87 | 326 | 1 | 1 | 6 | NR | 8018367615852 | 94051190 | 6PL00 | Lighting | 6PL | PIL LIGHTING | 6PL68G | HOUSEHOLD | 6PL68G35F | EXTERIOR WALLS | 6PL68G35FB49 | QUASAR
P303562 | QUASAR 30 LED-32W 3K BI WH87 | 326 | 1 | 1 | 6 | NR | 8018367615869 | 94051190 | 6PL00 | Lighting | 6PL | PIL LIGHTING | 6PL68G | HOUSEHOLD | 6PL68G35F | EXTERIOR WALLS | 6PL68G35FB49 | QUASAR
P303563 | QUASAR 30 LED-32W 4K BI AN96 | 326 | 1 | 1 | 6 | NR | 8018367615876 | 94051190 | 6PL00 | Lighting | 6PL | PIL LIGHTING | 6PL68G | HOUSEHOLD | 6PL68G35F | EXTERIOR WALLS | 6PL68G35FB49 | QUASAR
P303564 | QUASAR 30 LED-32W 3K BI AN96 | 326 | 1 | 1 | 6 | NR | 8018367615883 | 94051190 | 6PL00 | Lighting | 6PL | PIL LIGHTING | 6PL68G | HOUSEHOLD | 6PL68G35F | EXTERIOR WALLS | 6PL68G35FB49 | QUASAR
P303565 | QUASAR 30 LED-32W 4K BI GR94 | 326 | 1 | 1 | 6 | NR | 8018367615906 | 94051190 | 6PL00 | Lighting | 6PL | PIL LIGHTING | 6PL68G | HOUSEHOLD | 6PL68G35F | EXTERIOR WALLS | 6PL68G35FB49 | QUASAR
P303566 | QUASAR 30 LED-32W 3K BI GR94 | 326 | 1 | 1 | 6 | NR | 8018367615890 | 94051190 | 6PL00 | Lighting | 6PL | PIL LIGHTING | 6PL68G | HOUSEHOLD | 6PL68G35F | EXTERIOR WALLS | 6PL68G35FB49 | QUASAR
P303629 | DROP 28 LED 16W SMD 3000K HF BIA | 211 | 1 | 1 | 5 | NR | 8018367617030 | 94051140 | 6PL00 | Lighting | 6PL | PIL LIGHTING | 6PL68G | HOUSEHOLD | 6PL68G36F | BULKHEADS | 6PL68G36FB21 | DROP
P303632 | DROP 28 LED 16W SMD 4000K HF BIA | 211 | 1 | 1 | 5 | NR | 8018367617061 | 94051140 | 6PL00 | Lighting | 6PL | PIL LIGHTING | 6PL68G | HOUSEHOLD | 6PL68G36F | BULKHEADS | 6PL68G36FB21 | DROP
P303635 | EKO+26 LED SMD 16W 3000K HF BIA | 212 | 1 | 1 | 5 | NR | 8018367617085 | 94051190 | 6PL00 | Lighting | 6PL | PIL LIGHTING | 6PL68G | HOUSEHOLD | 6PL68G36F | BULKHEADS | 6PL68G36FB15 | EKO/EKO+
P303636 | EKO+26 LED SMD 16W 3000K HF ANTR | 212 | 1 | 1 | 5 | NR | 8018367617092 | 94051190 | 6PL00 | Lighting | 6PL | PIL LIGHTING | 6PL68G | HOUSEHOLD | 6PL68G36F | BULKHEADS | 6PL68G36FB15 | EKO/EKO+
P303637 | EKO+26 LED SMD 16W 4000K HF BIA | 212 | 1 | 1 | 5 | NR | 8018367617108 | 94051190 | 6PL00 | Lighting | 6PL | PIL LIGHTING | 6PL68G | HOUSEHOLD | 6PL68G36F | BULKHEADS | 6PL68G36FB15 | EKO/EKO+
P303638 | EKO+26 LED SMD 16W 4000K HF ANTR | 212 | 1 | 1 | 5 | NR | 8018367617115 | 94051190 | 6PL00 | Lighting | 6PL | PIL LIGHTING | 6PL68G | HOUSEHOLD | 6PL68G36F | BULKHEADS | 6PL68G36FB15 | EKO/EKO+
P303737 | SPILLOMINI POST6L1-10V 11W 500MA 3K AN96 | 567.5 | 1 | 1 | 1 | NR | 8018367618877 | 94054239 | 6PL00 | Lighting | 6PL | PIL LIGHTING | 6PL65G | URBAN AND STREETS | 6PL65G02H | URBAN LIGHTS | 6PL65G02H995 | SPILLO
P303738 | SPILLO 28L DIM 1-10V 44W 500MA 3K AN96 | 969 | 1 | 1 | 1 | NR | 8018367625141 | 94054239 | 6PL00 | Lighting | 6PL | PIL LIGHTING | 6PL65G | URBAN AND STREETS | 6PL65G02H | URBAN LIGHTS | 6PL65G02H995 | SPILLO
P303739 | SPILLO MINI POST9L 1-10V 16W 3K AN96 | 679 | 1 | 1 | 1 | NR | 8018367625158 | 94054239 | 6PL00 | Lighting | 6PL | PIL LIGHTING | 6PL65G | URBAN AND STREETS | 6PL65G02H | URBAN LIGHTS | 6PL65G02H995 | SPILLO
P303814 | SPILLO 28L CP DIM1-10V 44W 500MA 4K AN96 | 969 | 1 | 1 | 1 | NR | 8018367620337 | 94054239 | 6PL00 | Lighting | 6PL | PIL LIGHTING | 6PL65G | URBAN AND STREETS | 6PL65G02H | URBAN LIGHTS | 6PL65G02H995 | SPILLO
P304009 | SPILLO 14L DIM 1-10V 24W 500MA 3K AN96 | 728 | 1 | 1 | 1 | NR | 8018367622676 | 94054239 | 6PL00 | Lighting | 6PL | PIL LIGHTING | 6PL65G | URBAN AND STREETS | 6PL65G02H | URBAN LIGHTS | 6PL65G02H995 | SPILLO
P304024 | SPILLO 28 LED C/EW RPA 44W 500mA 4K AN96 | 1032 | 1 | 1 | 1 | NR | 8018367623086 | 94054239 | 6PL00 | Lighting | 6PL | PIL LIGHTING | 6PL65G | URBAN AND STREETS | 6PL65G02H | URBAN LIGHTS | 6PL65G02H995 | SPILLO
P30402490102 | SPILLO 28 LED C/EW RPA 44W 500mA 3K AN96 | 1052.5 | 1 | 1 | 1 | NR | 8018367664331 | 94054239 | 6PL00 | Lighting | 6PL | PIL LIGHTING | 6PL65G | URBAN AND STREETS | 6PL65G02H | URBAN LIGHTS | 6PL65G02H995 | SPILLO
P304084 | PADO 600 3LED 20W 3K GR94 | 223.5 | 1 | 1 | 1 | NR | 8018367629422 | 94054239 | 6PL00 | Lighting | 6PL | PIL LIGHTING | 6PL68G | HOUSEHOLD | 6PL68G77F | GARDEN POSTS | 6PL68G77FB39 | PADO
P304085 | PADO 600 3LED 20W 3K AN96 | 223.5 | 1 | 1 | 1 | NR | 8018367629439 | 94054239 | 6PL00 | Lighting | 6PL | PIL LIGHTING | 6PL68G | HOUSEHOLD | 6PL68G77F | GARDEN POSTS | 6PL68G77FB39 | PADO
P304086 | PADO 600 3LED 20W 4K GR94 | 223.5 | 1 | 1 | 1 | NR | 8018367629446 | 94054239 | 6PL00 | Lighting | 6PL | PIL LIGHTING | 6PL68G | HOUSEHOLD | 6PL68G77F | GARDEN POSTS | 6PL68G77FB39 | PADO
P304087 | PADO 600 3LED 20W 4K AN96 | 223.5 | 1 | 1 | 1 | NR | 8018367629453 | 94054239 | 6PL00 | Lighting | 6PL | PIL LIGHTING | 6PL68G | HOUSEHOLD | 6PL68G77F | GARDEN POSTS | 6PL68G77FB39 | PADO
P304088 | PADO 900 3LED 20W 3K GR94 | 236 | 1 | 1 | 1 | NR | 8018367629460 | 94054239 | 6PL00 | Lighting | 6PL | PIL LIGHTING | 6PL68G | HOUSEHOLD | 6PL68G77F | GARDEN POSTS | 6PL68G77FB39 | PADO
P304089 | PADO 900 3LED 20W 3K AN96 | 236 | 1 | 1 | 1 | NR | 8018367629477 | 94054239 | 6PL00 | Lighting | 6PL | PIL LIGHTING | 6PL68G | HOUSEHOLD | 6PL68G77F | GARDEN POSTS | 6PL68G77FB39 | PADO
P304090 | PADO 900 3LED 20W 4K GR94 | 236 | 1 | 1 | 1 | NR | 8018367629484 | 94054239 | 6PL00 | Lighting | 6PL | PIL LIGHTING | 6PL68G | HOUSEHOLD | 6PL68G77F | GARDEN POSTS | 6PL68G77FB39 | PADO
P304091 | PADO 900 3LED 20W 4K AN96 | 236 | 1 | 1 | 1 | NR | 8018367629491 | 94054239 | 6PL00 | Lighting | 6PL | PIL LIGHTING | 6PL68G | HOUSEHOLD | 6PL68G77F | GARDEN POSTS | 6PL68G77FB39 | PADO
P304092 | PADO 3LED 20W 3K GR94 | 186.5 | 1 | 1 | 1 | NR | 8018367629514 | 94054239 | 6PL00 | Lighting | 6PL | PIL LIGHTING | 6PL68G | HOUSEHOLD | 6PL68G77F | GARDEN POSTS | 6PL68G77FB39 | PADO
P304093 | PADO 3LED 20W 3K AN96 | 186.5 | 1 | 1 | 1 | NR | 8018367629521 | 94054239 | 6PL00 | Lighting | 6PL | PIL LIGHTING | 6PL68G | HOUSEHOLD | 6PL68G77F | GARDEN POSTS | 6PL68G77FB39 | PADO
P304094 | PADO 3LED 20W 4K GR94 | 186.5 | 1 | 1 | 1 | NR | 8018367629538 | 94054239 | 6PL00 | Lighting | 6PL | PIL LIGHTING | 6PL68G | HOUSEHOLD | 6PL68G77F | GARDEN POSTS | 6PL68G77FB39 | PADO
P304095 | PADO 3LED 20W 4K AN96 | 186.5 | 1 | 1 | 1 | NR | 8018367629545 | 94054239 | 6PL00 | Lighting | 6PL | PIL LIGHTING | 6PL68G | HOUSEHOLD | 6PL68G77F | GARDEN POSTS | 6PL68G77FB39 | PADO
P304096 | QUASAR 20 LED-20W 3K D/TECH WH87 | 214.5 | 1 | 1 | 6 | NR | 8018367629699 | 94051190 | 6PL00 | Lighting | 6PL | PIL LIGHTING | 6PL68G | HOUSEHOLD | 6PL68G35F | EXTERIOR WALLS | 6PL68G35FB49 | QUASAR
P304097 | QUASAR 20 LED-20W 3K D/TECH GR94 | 214.5 | 1 | 1 | 6 | NR | 8018367629705 | 94051190 | 6PL00 | Lighting | 6PL | PIL LIGHTING | 6PL68G | HOUSEHOLD | 6PL68G35F | EXTERIOR WALLS | 6PL68G35FB49 | QUASAR
P304098 | QUASAR 20 LED-20W 3K D/TECH AN96 | 214.5 | 1 | 1 | 6 | NR | 8018367629712 | 94051190 | 6PL00 | Lighting | 6PL | PIL LIGHTING | 6PL68G | HOUSEHOLD | 6PL68G35F | EXTERIOR WALLS | 6PL68G35FB49 | QUASAR
P30409890104 | QUASAR 20 LED-20W 3K DOUBLE TECH BK81 | 214.5 | 1 | 1 | 6 | NR | 8018367674729 | 94051190 | 6PL00 | Lighting | 6PL | PIL LIGHTING | 6PL68G | HOUSEHOLD | 6PL68G35F | EXTERIOR WALLS | 6PL68G35FB49 | QUASAR
P304099 | QUASAR 20 LED-20W 4K DOUBLE TECH WH87 | 214.5 | 1 | 1 | 6 | NR | 8018367629729 | 94051190 | 6PL00 | Lighting | 6PL | PIL LIGHTING | 6PL68G | HOUSEHOLD | 6PL68G35F | EXTERIOR WALLS | 6PL68G35FB49 | QUASAR
P304100 | QUASAR 20 LED-20W 4K DOUBLE TECH GR94 | 214.5 | 1 | 1 | 6 | NR | 8018367629736 | 94051190 | 6PL00 | Lighting | 6PL | PIL LIGHTING | 6PL68G | HOUSEHOLD | 6PL68G35F | EXTERIOR WALLS | 6PL68G35FB49 | QUASAR
P304101 | QUASAR 20 LED-20W 4K DOUBLE TECH AN96 | 214.5 | 1 | 1 | 6 | NR | 8018367629743 | 94051190 | 6PL00 | Lighting | 6PL | PIL LIGHTING | 6PL68G | HOUSEHOLD | 6PL68G35F | EXTERIOR WALLS | 6PL68G35FB49 | QUASAR
P304102 | QUASAR 30 LED-32W 3K DOUBLE TECH WH87 | 353 | 1 | 1 | 6 | NR | 8018367629750 | 94051190 | 6PL00 | Lighting | 6PL | PIL LIGHTING | 6PL68G | HOUSEHOLD | 6PL68G35F | EXTERIOR WALLS | 6PL68G35FB49 | QUASAR
P304103 | QUASAR 30 LED-32W 3K DOUBLE TECH GR94 | 353 | 1 | 1 | 6 | NR | 8018367629767 | 94051190 | 6PL00 | Lighting | 6PL | PIL LIGHTING | 6PL68G | HOUSEHOLD | 6PL68G35F | EXTERIOR WALLS | 6PL68G35FB49 | QUASAR
P304104 | QUASAR 30 LED-32W 3K DOUBLE TECH AN96 | 353 | 1 | 1 | 6 | NR | 8018367629774 | 94051190 | 6PL00 | Lighting | 6PL | PIL LIGHTING | 6PL68G | HOUSEHOLD | 6PL68G35F | EXTERIOR WALLS | 6PL68G35FB49 | QUASAR
P30410490102 | QUASAR 30 LED-32W 3K DOUBLE TECH BK81 | 353 | 1 | 1 | 6 | NR | 8018367687002 | 94051190 | 6PL00 | Lighting | 6PL | PIL LIGHTING | 6PL68G | HOUSEHOLD | 6PL68G35F | EXTERIOR WALLS | 6PL68G35FB49 | QUASAR
P304105 | QUASAR 30 LED-32W 4K DOUBLE TECH WH87 | 353 | 1 | 1 | 6 | NR | 8018367629781 | 94051190 | 6PL00 | Lighting | 6PL | PIL LIGHTING | 6PL68G | HOUSEHOLD | 6PL68G35F | EXTERIOR WALLS | 6PL68G35FB49 | QUASAR
P304106 | QUASAR 30 LED-32W 4K DOUBLE TECH GR94 | 353 | 1 | 1 | 6 | NR | 8018367629798 | 94051190 | 6PL00 | Lighting | 6PL | PIL LIGHTING | 6PL68G | HOUSEHOLD | 6PL68G35F | EXTERIOR WALLS | 6PL68G35FB49 | QUASAR
P304107 | QUASAR 30 LED-32W 4K DOUBLE TECH AN94 | 353 | 1 | 1 | 6 | NR | 8018367629804 | 94051190 | 6PL00 | Lighting | 6PL | PIL LIGHTING | 6PL68G | HOUSEHOLD | 6PL68G35F | EXTERIOR WALLS | 6PL68G35FB49 | QUASAR
P304108 | INSERT+ ZERO 4.5W 3K WH87 | 110 | 1 | 1 | 6 | NR | 8018367630084 | 94051190 | 6PL00 | Lighting | 6PL | PIL LIGHTING | 6PL68G | HOUSEHOLD | 6PL68G83F | STEPLIGHTS | 6PL68G83FB79 | INSERT+
P304109 | INSERT+ ZERO 4.5W 4K WH87 | 110 | 1 | 1 | 6 | NR | 8018367630213 | 94051190 | 6PL00 | Lighting | 6PL | PIL LIGHTING | 6PL68G | HOUSEHOLD | 6PL68G83F | STEPLIGHTS | 6PL68G83FB79 | INSERT+
P304110 | INSERT+ ZERO 4.5W 3K GR94 | 110 | 1 | 1 | 6 | NR | 8018367630220 | 94051190 | 6PL00 | Lighting | 6PL | PIL LIGHTING | 6PL68G | HOUSEHOLD | 6PL68G83F | STEPLIGHTS | 6PL68G83FB79 | INSERT+
P304111 | INSERT+ ZERO 4.5W 4K GR94 | 110 | 1 | 1 | 6 | NR | 8018367630237 | 94051190 | 6PL00 | Lighting | 6PL | PIL LIGHTING | 6PL68G | HOUSEHOLD | 6PL68G83F | STEPLIGHTS | 6PL68G83FB79 | INSERT+
P304112 | INSERT+ ZERO 4.5W 3K AN96 | 110 | 1 | 1 | 6 | NR | 8018367630244 | 94051190 | 6PL00 | Lighting | 6PL | PIL LIGHTING | 6PL68G | HOUSEHOLD | 6PL68G83F | STEPLIGHTS | 6PL68G83FB79 | INSERT+
P304113 | INSERT+ ZERO 4.5W 4K AN96 | 110 | 1 | 1 | 6 | NR | 8018367630251 | 94051190 | 6PL00 | Lighting | 6PL | PIL LIGHTING | 6PL68G | HOUSEHOLD | 6PL68G83F | STEPLIGHTS | 6PL68G83FB79 | INSERT+
P304114 | INSERT+ 1 6W 3K WH87 | 185.5 | 1 | 1 | 3 | NR | 8018367630091 | 94051190 | 6PL00 | Lighting | 6PL | PIL LIGHTING | 6PL68G | HOUSEHOLD | 6PL68G83F | STEPLIGHTS | 6PL68G83FB79 | INSERT+
P304115 | INSERT+ 1 6W 4K WH87 | 185.5 | 1 | 1 | 3 | NR | 8018367630107 | 94051190 | 6PL00 | Lighting | 6PL | PIL LIGHTING | 6PL68G | HOUSEHOLD | 6PL68G83F | STEPLIGHTS | 6PL68G83FB79 | INSERT+
P304116 | INSERT+ 1 6W 3K GR94 | 185.5 | 1 | 1 | 3 | NR | 8018367630114 | 94051190 | 6PL00 | Lighting | 6PL | PIL LIGHTING | 6PL68G | HOUSEHOLD | 6PL68G83F | STEPLIGHTS | 6PL68G83FB79 | INSERT+
P304117 | INSERT+ 1 6W 4K GR94 | 185.5 | 1 | 1 | 3 | NR | 8018367630121 | 94051190 | 6PL00 | Lighting | 6PL | PIL LIGHTING | 6PL68G | HOUSEHOLD | 6PL68G83F | STEPLIGHTS | 6PL68G83FB79 | INSERT+
P304118 | INSERT+ 1 6W 3K AN96 | 185.5 | 1 | 1 | 3 | NR | 8018367630138 | 94051190 | 6PL00 | Lighting | 6PL | PIL LIGHTING | 6PL68G | HOUSEHOLD | 6PL68G83F | STEPLIGHTS | 6PL68G83FB79 | INSERT+
P304119 | INSERT+ 1 6W 4K AN96 | 185.5 | 1 | 1 | 3 | NR | 8018367630145 | 94051190 | 6PL00 | Lighting | 6PL | PIL LIGHTING | 6PL68G | HOUSEHOLD | 6PL68G83F | STEPLIGHTS | 6PL68G83FB79 | INSERT+
P304120 | INSERT+ 2 10W 3K WH87 | 210 | 1 | 1 | 3 | NR | 8018367630152 | 94051190 | 6PL00 | Lighting | 6PL | PIL LIGHTING | 6PL68G | HOUSEHOLD | 6PL68G83F | STEPLIGHTS | 6PL68G83FB79 | INSERT+
P304121 | INSERT+ 2 10W 4K WH87 | 210 | 1 | 1 | 3 | NR | 8018367630169 | 94051190 | 6PL00 | Lighting | 6PL | PIL LIGHTING | 6PL68G | HOUSEHOLD | 6PL68G83F | STEPLIGHTS | 6PL68G83FB79 | INSERT+
P304122 | INSERT+ 2 10W 3K GR94 | 210 | 1 | 1 | 3 | NR | 8018367630176 | 94051190 | 6PL00 | Lighting | 6PL | PIL LIGHTING | 6PL68G | HOUSEHOLD | 6PL68G83F | STEPLIGHTS | 6PL68G83FB79 | INSERT+
P304123 | INSERT+ 2 10W 4K GR94 | 210 | 1 | 1 | 3 | NR | 8018367630183 | 94051190 | 6PL00 | Lighting | 6PL | PIL LIGHTING | 6PL68G | HOUSEHOLD | 6PL68G83F | STEPLIGHTS | 6PL68G83FB79 | INSERT+
P304124 | INSERT+ 2 10W 3K AN96 | 210 | 1 | 1 | 3 | NR | 8018367630190 | 94051190 | 6PL00 | Lighting | 6PL | PIL LIGHTING | 6PL68G | HOUSEHOLD | 6PL68G83F | STEPLIGHTS | 6PL68G83FB79 | INSERT+
P304125 | INSERT+ 2 10W 4K AN96 | 210 | 1 | 1 | 3 | NR | 8018367630206 | 94051190 | 6PL00 | Lighting | 6PL | PIL LIGHTING | 6PL68G | HOUSEHOLD | 6PL68G83F | STEPLIGHTS | 6PL68G83FB79 | INSERT+
P304126 | MULTI+ 40 PC LED 27W 3K WH87 | 236 | 1 | 1 | 1 | NR | 8018367630428 | 94051140 | 6PL00 | Lighting | 6PL | PIL LIGHTING | 6PL68G | HOUSEHOLD | 6PL68G36F | BULKHEADS | 6PL68G36FB33 | MULTI+
P304127 | MULTI+ 40 PC LED 27W 4K WH87 | 236 | 1 | 1 | 1 | NR | 8018367630435 | 94051140 | 6PL00 | Lighting | 6PL | PIL LIGHTING | 6PL68G | HOUSEHOLD | 6PL68G36F | BULKHEADS | 6PL68G36FB33 | MULTI+
P304128 | MULTI+ 40 PC LED 27W 3K DIMM 1-10V WH87 | 306.5 | 1 | 1 | 1 | NR | 8018367630442 | 94051140 | 6PL00 | Lighting | 6PL | PIL LIGHTING | 6PL68G | HOUSEHOLD | 6PL68G36F | BULKHEADS | 6PL68G36FB33 | MULTI+
P304129 | MULTI+ 40 PC LED 27W 4K DIMM 1-10V WH87 | 306.5 | 1 | 1 | 1 | NR | 8018367630459 | 94051140 | 6PL00 | Lighting | 6PL | PIL LIGHTING | 6PL68G | HOUSEHOLD | 6PL68G36F | BULKHEADS | 6PL68G36FB33 | MULTI+
P304130 | MULTI+ 40 PC LED 27W 3K DALI WH87 | 306.5 | 1 | 1 | 1 | NR | 8018367630466 | 94051140 | 6PL00 | Lighting | 6PL | PIL LIGHTING | 6PL68G | HOUSEHOLD | 6PL68G36F | BULKHEADS | 6PL68G36FB33 | MULTI+
P304131 | MULTI+ 40 PC LED 27W 4K DALI WH87 | 306.5 | 1 | 1 | 1 | NR | 8018367630473 | 94051140 | 6PL00 | Lighting | 6PL | PIL LIGHTING | 6PL68G | HOUSEHOLD | 6PL68G36F | BULKHEADS | 6PL68G36FB33 | MULTI+
P304134 | MULTI+ 40 PC LED 27W HF 3K WH87 | 374 | 1 | 1 | 1 | NR | 8018367630503 | 94051140 | 6PL00 | Lighting | 6PL | PIL LIGHTING | 6PL68G | HOUSEHOLD | 6PL68G36F | BULKHEADS | 6PL68G36FB33 | MULTI+
P304135 | MULTI+ 40 PC LED 27W HF 4K WH87 | 374 | 1 | 1 | 1 | NR | 8018367630510 | 94051140 | 6PL00 | Lighting | 6PL | PIL LIGHTING | 6PL68G | HOUSEHOLD | 6PL68G36F | BULKHEADS | 6PL68G36FB33 | MULTI+
P304138 | MULTI+ 40 PC LED 19,5W EM/3P 3K WH87 | 486.5 | 1 | 1 | 1 | NR | 8018367630541 | 94051140 | 6PL00 | Lighting | 6PL | PIL LIGHTING | 6PL68G | HOUSEHOLD | 6PL68G36F | BULKHEADS | 6PL68G36FB33 | MULTI+
P304139 | MULTI+ 40 PC LED 19,5W EM/3P 4K WH87 | 486.5 | 1 | 1 | 1 | NR | 8018367630558 | 94051140 | 6PL00 | Lighting | 6PL | PIL LIGHTING | 6PL68G | HOUSEHOLD | 6PL68G36F | BULKHEADS | 6PL68G36FB33 | MULTI+
P304140 | MULTI+ 40 PC LED 19,5W 3K WH87 | 236 | 1 | 1 | 1 | NR | 8018367630565 | 94051140 | 6PL00 | Lighting | 6PL | PIL LIGHTING | 6PL68G | HOUSEHOLD | 6PL68G36F | BULKHEADS | 6PL68G36FB33 | MULTI+
P304141 | MULTI+ 40 PC LED 19,5W 4K WH87 | 236 | 1 | 1 | 1 | NR | 8018367630572 | 94051140 | 6PL00 | Lighting | 6PL | PIL LIGHTING | 6PL68G | HOUSEHOLD | 6PL68G36F | BULKHEADS | 6PL68G36FB33 | MULTI+
P304160 | MULTI+ 30 PC LED 16W 3K WH87 | 98.5 | 1 | 1 | 1 | NR | 8018367630763 | 94051140 | 6PL00 | Lighting | 6PL | PIL LIGHTING | 6PL68G | HOUSEHOLD | 6PL68G36F | BULKHEADS | 6PL68G36FB33 | MULTI+
P30416090101 | MULTI+ 30 PC LED 16W 3K BK81 | 98.5 | 1 | 1 | 1 | NR | 8018367694406 | 94051140 | 6PL00 | Lighting | 6PL | PIL LIGHTING | 6PL68G | HOUSEHOLD | 6PL68G36F | BULKHEADS | 6PL68G36FB33 | MULTI+
P304161 | MULTI+ 30 PC LED 16W 4K WH87 | 98.5 | 1 | 1 | 1 | NR | 8018367630770 | 94051140 | 6PL00 | Lighting | 6PL | PIL LIGHTING | 6PL68G | HOUSEHOLD | 6PL68G36F | BULKHEADS | 6PL68G36FB33 | MULTI+
P30416190101 | MULTI+ 30 PC LED 16W 4K BK81 | 98.5 | 1 | 1 | 1 | NR | 8018367694413 | 94051140 | 6PL00 | Lighting | 6PL | PIL LIGHTING | 6PL68G | HOUSEHOLD | 6PL68G36F | BULKHEADS | 6PL68G36FB33 | MULTI+
P304162 | MULTI+ 30 PC LED 16W 3K DIMM 1-10V WH87 | 161.5 | 1 | 1 | 1 | NR | 8018367630787 | 94051140 | 6PL00 | Lighting | 6PL | PIL LIGHTING | 6PL68G | HOUSEHOLD | 6PL68G36F | BULKHEADS | 6PL68G36FB33 | MULTI+
P304163 | MULTI+ 30 PC LED 16W 4K DIMM 1-10V WH87 | 161.5 | 1 | 1 | 1 | NR | 8018367630794 | 94051140 | 6PL00 | Lighting | 6PL | PIL LIGHTING | 6PL68G | HOUSEHOLD | 6PL68G36F | BULKHEADS | 6PL68G36FB33 | MULTI+
P304164 | MULTI+ 30 PC LED 16W 3K DALI WH87 | 161.5 | 1 | 1 | 1 | NR | 8018367630800 | 94051140 | 6PL00 | Lighting | 6PL | PIL LIGHTING | 6PL68G | HOUSEHOLD | 6PL68G36F | BULKHEADS | 6PL68G36FB33 | MULTI+
P304165 | MULTI+ 30 PC LED 16W 4K DALI WH87 | 161.5 | 1 | 1 | 1 | NR | 8018367630817 | 94051140 | 6PL00 | Lighting | 6PL | PIL LIGHTING | 6PL68G | HOUSEHOLD | 6PL68G36F | BULKHEADS | 6PL68G36FB33 | MULTI+
P304168 | MULTI+ 30 PC LED 16W HF 3K WH87 | 148 | 1 | 1 | 1 | NR | 8018367630848 | 94051140 | 6PL00 | Lighting | 6PL | PIL LIGHTING | 6PL68G | HOUSEHOLD | 6PL68G36F | BULKHEADS | 6PL68G36FB33 | MULTI+
P30416890100 | MULTI+ 30 PC LED 16W HF 3K BK81 | 148 | 1 | 1 | 1 | NR | 8018367694420 | 94051140 | 6PL00 | Lighting | 6PL | PIL LIGHTING | 6PL68G | HOUSEHOLD | 6PL68G36F | BULKHEADS | 6PL68G36FB33 | MULTI+
P304169 | MULTI+ 30 PC LED 16W HF 4K WH87 | 148 | 1 | 1 | 1 | NR | 8018367630855 | 94051140 | 6PL00 | Lighting | 6PL | PIL LIGHTING | 6PL68G | HOUSEHOLD | 6PL68G36F | BULKHEADS | 6PL68G36FB33 | MULTI+
P30416990100 | MULTI+ 30 PC LED 16W HF 4K BK81 | 148 | 1 | 1 | 1 | NR | 8018367694437 | 94051140 | 6PL00 | Lighting | 6PL | PIL LIGHTING | 6PL68G | HOUSEHOLD | 6PL68G36F | BULKHEADS | 6PL68G36FB33 | MULTI+
P304172 | MULTI+ 30 PC LED 9,5W EM/3P 3K WH87 | 311.5 | 1 | 1 | 1 | NR | 8018367630886 | 94051140 | 6PL00 | Lighting | 6PL | PIL LIGHTING | 6PL68G | HOUSEHOLD | 6PL68G36F | BULKHEADS | 6PL68G36FB33 | MULTI+
P30417290100 | MULTI+ 30 PC LED 9,5W EM/3P 3K BK81 | 311.5 | 1 | 1 | 1 | NR | 8018367694444 | 94051140 | 6PL00 | Lighting | 6PL | PIL LIGHTING | 6PL68G | HOUSEHOLD | 6PL68G36F | BULKHEADS | 6PL68G36FB33 | MULTI+
P304173 | MULTI+ 30 PC LED 9,5W EM/3P 4K WH87 | 311.5 | 1 | 1 | 1 | NR | 8018367630893 | 94051140 | 6PL00 | Lighting | 6PL | PIL LIGHTING | 6PL68G | HOUSEHOLD | 6PL68G36F | BULKHEADS | 6PL68G36FB33 | MULTI+
P30417390100 | MULTI+ 30 PC LED 9,5W EM/3P 4K BK81 | 311.5 | 1 | 1 | 1 | NR | 8018367694451 | 94051140 | 6PL00 | Lighting | 6PL | PIL LIGHTING | 6PL68G | HOUSEHOLD | 6PL68G36F | BULKHEADS | 6PL68G36FB33 | MULTI+
P304174 | MULTI+ 30 PC LED 9,5W 3K WH87 | 98.5 | 1 | 1 | 1 | NR | 8018367630909 | 94051140 | 6PL00 | Lighting | 6PL | PIL LIGHTING | 6PL68G | HOUSEHOLD | 6PL68G36F | BULKHEADS | 6PL68G36FB33 | MULTI+
P304175 | MULTI+ 30 PC LED 9,5W 4K WH87 | 98.5 | 1 | 1 | 1 | NR | 8018367630916 | 94051140 | 6PL00 | Lighting | 6PL | PIL LIGHTING | 6PL68G | HOUSEHOLD | 6PL68G36F | BULKHEADS | 6PL68G36FB33 | MULTI+
P304196 | QUASAR 30 TECH LED-20W 3K EM/3P AN96 | 438 | 1 | 1 | 6 | NR | 8018367631555 | 94051190 | 6PL00 | Lighting | 6PL | PIL LIGHTING | 6PL68G | HOUSEHOLD | 6PL68G35F | EXTERIOR WALLS | 6PL68G35FB49 | QUASAR
P304197 | QUASAR 30 TECH LED-20W 4K EM/3P AN96 | 438 | 1 | 1 | 6 | NR | 8018367631562 | 94051190 | 6PL00 | Lighting | 6PL | PIL LIGHTING | 6PL68G | HOUSEHOLD | 6PL68G35F | EXTERIOR WALLS | 6PL68G35FB49 | QUASAR
P304204 | MULTI+ 30 PC LED 16W SMART DA 3K WH87 | 174 | 1 | 1 | 1 | NR | 8018367631647 | 94051140 | 6PL00 | Lighting | 6PL | PIL LIGHTING | 6PL68G | HOUSEHOLD | 6PL68G36F | BULKHEADS | 6PL68G36FB33 | MULTI+
P304205 | MULTI+ 30 PC LED 16W SMART DA 4K WH87 | 174 | 1 | 1 | 1 | NR | 8018367631654 | 94051140 | 6PL00 | Lighting | 6PL | PIL LIGHTING | 6PL68G | HOUSEHOLD | 6PL68G36F | BULKHEADS | 6PL68G36FB33 | MULTI+
P304206 | MULTI+ 30 PC LED 16W SMART HF 3K WH87 | 199 | 1 | 1 | 1 | NR | 8018367631661 | 94051140 | 6PL00 | Lighting | 6PL | PIL LIGHTING | 6PL68G | HOUSEHOLD | 6PL68G36F | BULKHEADS | 6PL68G36FB33 | MULTI+
P304207 | MULTI+ 30 PC LED 16W SMART HF 4K WH87 | 199 | 1 | 1 | 1 | NR | 8018367631678 | 94051140 | 6PL00 | Lighting | 6PL | PIL LIGHTING | 6PL68G | HOUSEHOLD | 6PL68G36F | BULKHEADS | 6PL68G36FB33 | MULTI+
P304208 | MULTI+ 40 PC LED 27W SMART DA 3K WH87 | 319 | 1 | 1 | 1 | NR | 8018367631685 | 94051140 | 6PL00 | Lighting | 6PL | PIL LIGHTING | 6PL68G | HOUSEHOLD | 6PL68G36F | BULKHEADS | 6PL68G36FB33 | MULTI+
P304209 | MULTI+ 40 PC LED 27W SMART DA 4K WH87 | 319 | 1 | 1 | 1 | NR | 8018367631692 | 94051140 | 6PL00 | Lighting | 6PL | PIL LIGHTING | 6PL68G | HOUSEHOLD | 6PL68G36F | BULKHEADS | 6PL68G36FB33 | MULTI+
P304210 | MULTI+ 40 PC LED 27W SMART HF 3K WH87 | 430.5 | 1 | 1 | 1 | NR | 8018367631708 | 94051140 | 6PL00 | Lighting | 6PL | PIL LIGHTING | 6PL68G | HOUSEHOLD | 6PL68G36F | BULKHEADS | 6PL68G36FB33 | MULTI+
P304211 | MULTI+ 40 PC LED 27W SMART HF 4K WH87 | 430.5 | 1 | 1 | 1 | NR | 8018367631715 | 94051140 | 6PL00 | Lighting | 6PL | PIL LIGHTING | 6PL68G | HOUSEHOLD | 6PL68G36F | BULKHEADS | 6PL68G36FB33 | MULTI+
P304345 | QUASAR 30 TECH LED-20W 3K EM/3P GR94 | 438 | 1 | 1 | 6 | NR | 8018367633580 | 94051190 | 6PL00 | Lighting | 6PL | PIL LIGHTING | 6PL68G | HOUSEHOLD | 6PL68G35F | EXTERIOR WALLS | 6PL68G35FB49 | QUASAR
P304346 | QUASAR 30 TECH LED-20W 4K EM/3P GR94 | 438 | 1 | 1 | 6 | NR | 8018367633597 | 94051190 | 6PL00 | Lighting | 6PL | PIL LIGHTING | 6PL68G | HOUSEHOLD | 6PL68G35F | EXTERIOR WALLS | 6PL68G35FB49 | QUASAR
P304347 | QUASAR 30 TECH LED-20W 3K EM/3P WH87 | 438 | 1 | 1 | 6 | NR | 8018367633603 | 94051190 | 6PL00 | Lighting | 6PL | PIL LIGHTING | 6PL68G | HOUSEHOLD | 6PL68G35F | EXTERIOR WALLS | 6PL68G35FB49 | QUASAR
P304348 | QUASAR 30 TECH LED-20W 4K EM/3P WH87 | 438 | 1 | 1 | 6 | NR | 8018367633610 | 94051190 | 6PL00 | Lighting | 6PL | PIL LIGHTING | 6PL68G | HOUSEHOLD | 6PL68G35F | EXTERIOR WALLS | 6PL68G35FB49 | QUASAR
P304487 | QUASAR 10 LED CEILING 6W 3K GR94 | 123 | 1 | 1 | 6 | NR | 8018367635881 | 94051190 | 6PL00 | Lighting | 6PL | PIL LIGHTING | 6PL68G | HOUSEHOLD | 6PL68G38F | EXTERIOR CEILINGS | 6PL68G38FB43 | QUASAR CEILING
P304488 | QUASAR 10 LED CEILING 6W 4K GR94 | 123 | 1 | 1 | 6 | NR | 8018367635898 | 94051190 | 6PL00 | Lighting | 6PL | PIL LIGHTING | 6PL68G | HOUSEHOLD | 6PL68G38F | EXTERIOR CEILINGS | 6PL68G38FB43 | QUASAR CEILING
P304489 | QUASAR 10 LED CEILING 6W 3K AN96 | 123 | 1 | 1 | 6 | NR | 8018367635904 | 94051190 | 6PL00 | Lighting | 6PL | PIL LIGHTING | 6PL68G | HOUSEHOLD | 6PL68G38F | EXTERIOR CEILINGS | 6PL68G38FB43 | QUASAR CEILING
P304490 | QUASAR 10 LED CEILING 6W 4K AN96 | 123 | 1 | 1 | 6 | NR | 8018367635911 | 94051190 | 6PL00 | Lighting | 6PL | PIL LIGHTING | 6PL68G | HOUSEHOLD | 6PL68G38F | EXTERIOR CEILINGS | 6PL68G38FB43 | QUASAR CEILING
P304491 | QUASAR 10 LED CEILING 6W 3K WH87 | 123 | 1 | 1 | 6 | NR | 8018367635928 | 94051190 | 6PL00 | Lighting | 6PL | PIL LIGHTING | 6PL68G | HOUSEHOLD | 6PL68G38F | EXTERIOR CEILINGS | 6PL68G38FB43 | QUASAR CEILING
P304492 | QUASAR 10 LED CEILING 6W 4K WH87 | 123 | 1 | 1 | 6 | NR | 8018367635935 | 94051190 | 6PL00 | Lighting | 6PL | PIL LIGHTING | 6PL68G | HOUSEHOLD | 6PL68G38F | EXTERIOR CEILINGS | 6PL68G38FB43 | QUASAR CEILING
P304557 | POLO+ 2 11,5W 3K AN96 | 91 | 1 | 1 | 24 | NR | 8018367636888 | 94051190 | 6PL00 | Lighting | 6PL | PIL LIGHTING | 6PL68G | HOUSEHOLD | 6PL68G35F | EXTERIOR WALLS | 6PL68G35FB59 | POLO+
P304558 | POLO+ 2 11,5W 4K AN96 | 91 | 1 | 1 | 24 | NR | 8018367636895 | 94051190 | 6PL00 | Lighting | 6PL | PIL LIGHTING | 6PL68G | HOUSEHOLD | 6PL68G35F | EXTERIOR WALLS | 6PL68G35FB59 | POLO+
P304559 | POLO+ 2 11,5W 3K WH87 | 91 | 1 | 1 | 24 | NR | 8018367636901 | 94051190 | 6PL00 | Lighting | 6PL | PIL LIGHTING | 6PL68G | HOUSEHOLD | 6PL68G35F | EXTERIOR WALLS | 6PL68G35FB59 | POLO+
P304560 | POLO+ 2 11,5W 4K WH87 | 91 | 1 | 1 | 24 | NR | 8018367636918 | 94051190 | 6PL00 | Lighting | 6PL | PIL LIGHTING | 6PL68G | HOUSEHOLD | 6PL68G35F | EXTERIOR WALLS | 6PL68G35FB59 | POLO+
P304563 | POLO+ 3 17W 3K AN96 | 112 | 1 | 1 | 20 | NR | 8018367636949 | 94051190 | 6PL00 | Lighting | 6PL | PIL LIGHTING | 6PL68G | HOUSEHOLD | 6PL68G35F | EXTERIOR WALLS | 6PL68G35FB59 | POLO+
P304564 | POLO+ 3 17W 4K AN96 | 112 | 1 | 1 | 20 | NR | 8018367636956 | 94051190 | 6PL00 | Lighting | 6PL | PIL LIGHTING | 6PL68G | HOUSEHOLD | 6PL68G35F | EXTERIOR WALLS | 6PL68G35FB59 | POLO+
P304565 | POLO+ 3 17W 3K WH87 | 112 | 1 | 1 | 20 | NR | 8018367636963 | 94051190 | 6PL00 | Lighting | 6PL | PIL LIGHTING | 6PL68G | HOUSEHOLD | 6PL68G35F | EXTERIOR WALLS | 6PL68G35FB59 | POLO+
P304566 | POLO+ 3 17W 4K WH87 | 112 | 1 | 1 | 20 | NR | 8018367636970 | 94051190 | 6PL00 | Lighting | 6PL | PIL LIGHTING | 6PL68G | HOUSEHOLD | 6PL68G35F | EXTERIOR WALLS | 6PL68G35FB59 | POLO+
P304610 | FOCUS+ ZERO 10W 3000K AN96 | 94 | 1 | 1 | 24 | NR | 8018367638059 | 94054210 | 6PL00 | Lighting | 6PL | PIL LIGHTING | 6PL70G | FACADE | 6PL70G59F | PROJECTORS | 6PL70G59FB63 | FOCUS+
P304611 | FOCUS+ ZERO 10W 4000K AN96 | 94 | 1 | 1 | 24 | NR | 8018367638066 | 94054210 | 6PL00 | Lighting | 6PL | PIL LIGHTING | 6PL70G | FACADE | 6PL70G59F | PROJECTORS | 6PL70G59FB63 | FOCUS+
P304791 | INSERT+ 1 7W 3K MARINE | 232 | 1 | 1 | 3 | NR | 8018367641394 | 94051190 | 6PL00 | Lighting | 6PL | PIL LIGHTING | 6PL68G | HOUSEHOLD | 6PL68G83F | STEPLIGHTS | 6PL68G83FB79 | INSERT+
P304792 | INSERT+ 1 7W 4K MARINE | 232 | 1 | 1 | 3 | NR | 8018367641400 | 94051190 | 6PL00 | Lighting | 6PL | PIL LIGHTING | 6PL68G | HOUSEHOLD | 6PL68G83F | STEPLIGHTS | 6PL68G83FB79 | INSERT+
P304973 | POLO+ 2/I 11,5W 3K AN96 | 105.5 | 1 | 1 | 12 | NR | 8018367645224 | 94051190 | 6PL00 | Lighting | 6PL | PIL LIGHTING | 6PL68G | HOUSEHOLD | 6PL68G35F | EXTERIOR WALLS | 6PL68G35FB59 | POLO+
P304974 | POLO+ 2/I 11,5W 4K AN96 | 105.5 | 1 | 1 | 12 | NR | 8018367645231 | 94051190 | 6PL00 | Lighting | 6PL | PIL LIGHTING | 6PL68G | HOUSEHOLD | 6PL68G35F | EXTERIOR WALLS | 6PL68G35FB59 | POLO+
P304975 | POLO+ 2/I 11,5W 3K WH87 | 105.5 | 1 | 1 | 12 | NR | 8018367645248 | 94051190 | 6PL00 | Lighting | 6PL | PIL LIGHTING | 6PL68G | HOUSEHOLD | 6PL68G35F | EXTERIOR WALLS | 6PL68G35FB59 | POLO+
P304976 | POLO+ 2/I 11,5W 4K WH87 | 105.5 | 1 | 1 | 12 | NR | 8018367645255 | 94051190 | 6PL00 | Lighting | 6PL | PIL LIGHTING | 6PL68G | HOUSEHOLD | 6PL68G35F | EXTERIOR WALLS | 6PL68G35FB59 | POLO+
P305095 | FOCUS+1 18W ELL15X40 3000K AN96 | 265 | 1 | 1 | 1 | NR | 8018367650150 | 94054210 | 6PL00 | Lighting | 6PL | PIL LIGHTING | 6PL70G | FACADE | 6PL70G59F | PROJECTORS | 6PL70G59FB63 | FOCUS+
P305096 | FOCUS+1 18W ELL15X40 4000K AN96 | 265 | 1 | 1 | 1 | NR | 8018367650167 | 94054210 | 6PL00 | Lighting | 6PL | PIL LIGHTING | 6PL70G | FACADE | 6PL70G59F | PROJECTORS | 6PL70G59FB63 | FOCUS+
P305097 | FOCUS+1 18W A10/M 3000K AN96 | 265 | 1 | 1 | 1 | NR | 8018367650174 | 94054210 | 6PL00 | Lighting | 6PL | PIL LIGHTING | 6PL70G | FACADE | 6PL70G59F | PROJECTORS | 6PL70G59FB63 | FOCUS+
P305098 | FOCUS+1 18W A10/M 4000K AN96 | 265 | 1 | 1 | 1 | NR | 8018367650181 | 94054210 | 6PL00 | Lighting | 6PL | PIL LIGHTING | 6PL70G | FACADE | 6PL70G59F | PROJECTORS | 6PL70G59FB63 | FOCUS+
P305099 | FOCUS+1 18W A55/W 3000K AN96 | 265 | 1 | 1 | 1 | NR | 8018367650198 | 94054210 | 6PL00 | Lighting | 6PL | PIL LIGHTING | 6PL70G | FACADE | 6PL70G59F | PROJECTORS | 6PL70G59FB63 | FOCUS+
P305100 | FOCUS+1 18W A55/W 4000K AN96 | 265 | 1 | 1 | 1 | NR | 8018367650204 | 94054210 | 6PL00 | Lighting | 6PL | PIL LIGHTING | 6PL70G | FACADE | 6PL70G59F | PROJECTORS | 6PL70G59FB63 | FOCUS+
P305101 | FOCUS+1 18W C/I 3000K AN96 DALI | 319 | 1 | 1 | 1 | NR | 8018367650211 | 94054210 | 6PL00 | Lighting | 6PL | PIL LIGHTING | 6PL70G | FACADE | 6PL70G59F | PROJECTORS | 6PL70G59FB63 | FOCUS+
P305102 | FOCUS+1 18W C/I 4000K AN96 DALI | 319 | 1 | 1 | 1 | NR | 8018367650228 | 94054210 | 6PL00 | Lighting | 6PL | PIL LIGHTING | 6PL70G | FACADE | 6PL70G59F | PROJECTORS | 6PL70G59FB63 | FOCUS+
P305103 | FOCUS+1 18W C/M 3000K AN96 DALI | 319 | 1 | 1 | 1 | NR | 8018367650235 | 94054210 | 6PL00 | Lighting | 6PL | PIL LIGHTING | 6PL70G | FACADE | 6PL70G59F | PROJECTORS | 6PL70G59FB63 | FOCUS+
P305104 | FOCUS+1 18W C/M 4000K AN96 DALI | 319 | 1 | 1 | 1 | NR | 8018367650242 | 94054210 | 6PL00 | Lighting | 6PL | PIL LIGHTING | 6PL70G | FACADE | 6PL70G59F | PROJECTORS | 6PL70G59FB63 | FOCUS+
P305105 | FOCUS+1 18W C/W 3000K AN96 DALI | 319 | 1 | 1 | 1 | NR | 8018367650259 | 94054210 | 6PL00 | Lighting | 6PL | PIL LIGHTING | 6PL70G | FACADE | 6PL70G59F | PROJECTORS | 6PL70G59FB63 | FOCUS+
P305106 | FOCUS+1 18W C/W 4000K AN96 DALI | 319 | 1 | 1 | 1 | NR | 8018367650266 | 94054210 | 6PL00 | Lighting | 6PL | PIL LIGHTING | 6PL70G | FACADE | 6PL70G59F | PROJECTORS | 6PL70G59FB63 | FOCUS+
P305107 | FOCUS+1 18W ELL15X40 3000K AN96 DALI | 319 | 1 | 1 | 1 | NR | 8018367650273 | 94054210 | 6PL00 | Lighting | 6PL | PIL LIGHTING | 6PL70G | FACADE | 6PL70G59F | PROJECTORS | 6PL70G59FB63 | FOCUS+
P305108 | FOCUS+1 18W ELL15X40 4000K AN96 DALI | 319 | 1 | 1 | 1 | NR | 8018367650280 | 94054210 | 6PL00 | Lighting | 6PL | PIL LIGHTING | 6PL70G | FACADE | 6PL70G59F | PROJECTORS | 6PL70G59FB63 | FOCUS+
P305109 | FOCUS+1 18W A10/M 3000K AN96 DALI | 319 | 1 | 1 | 1 | NR | 8018367650297 | 94054210 | 6PL00 | Lighting | 6PL | PIL LIGHTING | 6PL70G | FACADE | 6PL70G59F | PROJECTORS | 6PL70G59FB63 | FOCUS+
P305110 | FOCUS+1 18W A10/M 4000K AN96 DALI | 319 | 1 | 1 | 1 | NR | 8018367650303 | 94054210 | 6PL00 | Lighting | 6PL | PIL LIGHTING | 6PL70G | FACADE | 6PL70G59F | PROJECTORS | 6PL70G59FB63 | FOCUS+
P305111 | FOCUS+1 18W A55/W 3000K AN96 DALI | 319 | 1 | 1 | 1 | NR | 8018367650310 | 94054210 | 6PL00 | Lighting | 6PL | PIL LIGHTING | 6PL70G | FACADE | 6PL70G59F | PROJECTORS | 6PL70G59FB63 | FOCUS+
P305112 | FOCUS+1 18W A55/W 4000K AN96 DALI | 319 | 1 | 1 | 1 | NR | 8018367650327 | 94054210 | 6PL00 | Lighting | 6PL | PIL LIGHTING | 6PL70G | FACADE | 6PL70G59F | PROJECTORS | 6PL70G59FB63 | FOCUS+
P305161 | FOCUS+2 26W C/I 3000K AN96 | 358 | 1 | 1 | 1 | NR | 8018367650815 | 94054210 | 6PL00 | Lighting | 6PL | PIL LIGHTING | 6PL70G | FACADE | 6PL70G59F | PROJECTORS | 6PL70G59FB63 | FOCUS+
P305162 | FOCUS+2 26W C/I 4000K AN96 | 358 | 1 | 1 | 1 | NR | 8018367650822 | 94054210 | 6PL00 | Lighting | 6PL | PIL LIGHTING | 6PL70G | FACADE | 6PL70G59F | PROJECTORS | 6PL70G59FB63 | FOCUS+
P305163 | FOCUS+2 26W C/M 3000K AN96 | 358 | 1 | 1 | 1 | NR | 8018367650839 | 94054210 | 6PL00 | Lighting | 6PL | PIL LIGHTING | 6PL70G | FACADE | 6PL70G59F | PROJECTORS | 6PL70G59FB63 | FOCUS+
P305164 | FOCUS+2 26W C/M 4000K AN96 | 358 | 1 | 1 | 1 | NR | 8018367650846 | 94054210 | 6PL00 | Lighting | 6PL | PIL LIGHTING | 6PL70G | FACADE | 6PL70G59F | PROJECTORS | 6PL70G59FB63 | FOCUS+
P305165 | FOCUS+2 26W C/W 3000K AN96 | 358 | 1 | 1 | 1 | NR | 8018367650853 | 94054210 | 6PL00 | Lighting | 6PL | PIL LIGHTING | 6PL70G | FACADE | 6PL70G59F | PROJECTORS | 6PL70G59FB63 | FOCUS+
P305166 | FOCUS+2 26W C/W 4000K AN96 | 358 | 1 | 1 | 1 | NR | 8018367650860 | 94054210 | 6PL00 | Lighting | 6PL | PIL LIGHTING | 6PL70G | FACADE | 6PL70G59F | PROJECTORS | 6PL70G59FB63 | FOCUS+
P305167 | FOCUS+2 26W ELL15X40 3000K AN96 | 358 | 1 | 1 | 1 | NR | 8018367650877 | 94054210 | 6PL00 | Lighting | 6PL | PIL LIGHTING | 6PL70G | FACADE | 6PL70G59F | PROJECTORS | 6PL70G59FB63 | FOCUS+
P305168 | FOCUS+2 26W ELL15X40 4000K AN96 | 358 | 1 | 1 | 1 | NR | 8018367650884 | 94054210 | 6PL00 | Lighting | 6PL | PIL LIGHTING | 6PL70G | FACADE | 6PL70G59F | PROJECTORS | 6PL70G59FB63 | FOCUS+
P305169 | FOCUS+2 26W A10/M 3000K AN96 | 358 | 1 | 1 | 1 | NR | 8018367650891 | 94054210 | 6PL00 | Lighting | 6PL | PIL LIGHTING | 6PL70G | FACADE | 6PL70G59F | PROJECTORS | 6PL70G59FB63 | FOCUS+
P305170 | FOCUS+2 26W A10/M 4000K AN96 | 358 | 1 | 1 | 1 | NR | 8018367650907 | 94054210 | 6PL00 | Lighting | 6PL | PIL LIGHTING | 6PL70G | FACADE | 6PL70G59F | PROJECTORS | 6PL70G59FB63 | FOCUS+
P305171 | FOCUS+2 26W A55/W 3000K AN96 | 358 | 1 | 1 | 1 | NR | 8018367650914 | 94054210 | 6PL00 | Lighting | 6PL | PIL LIGHTING | 6PL70G | FACADE | 6PL70G59F | PROJECTORS | 6PL70G59FB63 | FOCUS+
P305172 | FOCUS+2 26W A55/W 4000K AN96 | 358 | 1 | 1 | 1 | NR | 8018367650921 | 94054210 | 6PL00 | Lighting | 6PL | PIL LIGHTING | 6PL70G | FACADE | 6PL70G59F | PROJECTORS | 6PL70G59FB63 | FOCUS+
P305173 | FOCUS+2 26W C/I 3000K AN96 DALI | 411 | 1 | 1 | 1 | NR | 8018367650938 | 94054210 | 6PL00 | Lighting | 6PL | PIL LIGHTING | 6PL70G | FACADE | 6PL70G59F | PROJECTORS | 6PL70G59FB63 | FOCUS+
P305174 | FOCUS+2 26W C/I 4000K AN96 DALI | 411 | 1 | 1 | 1 | NR | 8018367650945 | 94054210 | 6PL00 | Lighting | 6PL | PIL LIGHTING | 6PL70G | FACADE | 6PL70G59F | PROJECTORS | 6PL70G59FB63 | FOCUS+
P305175 | FOCUS+2 26W C/M 3000K AN96 DALI | 411 | 1 | 1 | 1 | NR | 8018367650952 | 94054210 | 6PL00 | Lighting | 6PL | PIL LIGHTING | 6PL70G | FACADE | 6PL70G59F | PROJECTORS | 6PL70G59FB63 | FOCUS+
P305176 | FOCUS+2 26W C/M 4000K AN96 DALI | 411 | 1 | 1 | 1 | NR | 8018367650969 | 94054210 | 6PL00 | Lighting | 6PL | PIL LIGHTING | 6PL70G | FACADE | 6PL70G59F | PROJECTORS | 6PL70G59FB63 | FOCUS+
P305177 | FOCUS+2 26W C/W 3000K AN96 DALI | 411 | 1 | 1 | 1 | NR | 8018367650976 | 94054210 | 6PL00 | Lighting | 6PL | PIL LIGHTING | 6PL70G | FACADE | 6PL70G59F | PROJECTORS | 6PL70G59FB63 | FOCUS+
P305178 | FOCUS+2 26W C/W 4000K AN96 DALI | 411 | 1 | 1 | 1 | NR | 8018367650983 | 94054210 | 6PL00 | Lighting | 6PL | PIL LIGHTING | 6PL70G | FACADE | 6PL70G59F | PROJECTORS | 6PL70G59FB63 | FOCUS+
P305179 | FOCUS+2 26W ELL15X40 3000K AN96 DALI | 411 | 1 | 1 | 1 | NR | 8018367650990 | 94054210 | 6PL00 | Lighting | 6PL | PIL LIGHTING | 6PL70G | FACADE | 6PL70G59F | PROJECTORS | 6PL70G59FB63 | FOCUS+
P305180 | FOCUS+2 26W ELL15X40 4000K AN96 DALI | 411 | 1 | 1 | 1 | NR | 8018367651003 | 94054210 | 6PL00 | Lighting | 6PL | PIL LIGHTING | 6PL70G | FACADE | 6PL70G59F | PROJECTORS | 6PL70G59FB63 | FOCUS+
P305181 | FOCUS+2 26W A10/M 3000K AN96 DALI | 411 | 1 | 1 | 1 | NR | 8018367651010 | 94054210 | 6PL00 | Lighting | 6PL | PIL LIGHTING | 6PL70G | FACADE | 6PL70G59F | PROJECTORS | 6PL70G59FB63 | FOCUS+
P305182 | FOCUS+2 26W A10/M 4000K AN96 DALI | 411 | 1 | 1 | 1 | NR | 8018367651027 | 94054210 | 6PL00 | Lighting | 6PL | PIL LIGHTING | 6PL70G | FACADE | 6PL70G59F | PROJECTORS | 6PL70G59FB63 | FOCUS+
P305183 | FOCUS+2 26W A55/W 3000K AN96 DALI | 411 | 1 | 1 | 1 | NR | 8018367651034 | 94054210 | 6PL00 | Lighting | 6PL | PIL LIGHTING | 6PL70G | FACADE | 6PL70G59F | PROJECTORS | 6PL70G59FB63 | FOCUS+
P305184 | FOCUS+2 26W A55/W 4000K AN96 DALI | 411 | 1 | 1 | 1 | NR | 8018367651041 | 94054210 | 6PL00 | Lighting | 6PL | PIL LIGHTING | 6PL70G | FACADE | 6PL70G59F | PROJECTORS | 6PL70G59FB63 | FOCUS+
P305233 | FOCUS+3 49W C/I 3000K AN96 | 465 | 1 | 1 | 1 | NR | 8018367651539 | 94054210 | 6PL00 | Lighting | 6PL | PIL LIGHTING | 6PL70G | FACADE | 6PL70G59F | PROJECTORS | 6PL70G59FB63 | FOCUS+
P305234 | FOCUS+3 49W C/I 4000K AN96 | 465 | 1 | 1 | 1 | NR | 8018367651546 | 94054210 | 6PL00 | Lighting | 6PL | PIL LIGHTING | 6PL70G | FACADE | 6PL70G59F | PROJECTORS | 6PL70G59FB63 | FOCUS+
P305235 | FOCUS+3 49W C/M 3000K AN96 | 465 | 1 | 1 | 1 | NR | 8018367651553 | 94054210 | 6PL00 | Lighting | 6PL | PIL LIGHTING | 6PL70G | FACADE | 6PL70G59F | PROJECTORS | 6PL70G59FB63 | FOCUS+
P305236 | FOCUS+3 49W C/M 4000K AN96 | 465 | 1 | 1 | 1 | NR | 8018367651560 | 94054210 | 6PL00 | Lighting | 6PL | PIL LIGHTING | 6PL70G | FACADE | 6PL70G59F | PROJECTORS | 6PL70G59FB63 | FOCUS+
P305237 | FOCUS+3 49W C/W 3000K AN96 | 465 | 1 | 1 | 1 | NR | 8018367651577 | 94054210 | 6PL00 | Lighting | 6PL | PIL LIGHTING | 6PL70G | FACADE | 6PL70G59F | PROJECTORS | 6PL70G59FB63 | FOCUS+
P305238 | FOCUS+3 49W C/W 4000K AN96 | 465 | 1 | 1 | 1 | NR | 8018367651584 | 94054210 | 6PL00 | Lighting | 6PL | PIL LIGHTING | 6PL70G | FACADE | 6PL70G59F | PROJECTORS | 6PL70G59FB63 | FOCUS+
P305239 | FOCUS+3 49W ELL15X40 3000K AN96 | 465 | 1 | 1 | 1 | NR | 8018367649499 | 94054210 | 6PL00 | Lighting | 6PL | PIL LIGHTING | 6PL70G | FACADE | 6PL70G59F | PROJECTORS | 6PL70G59FB63 | FOCUS+
P305240 | FOCUS+3 49W ELL15X40 4000K AN96 | 465 | 1 | 1 | 1 | NR | 8018367649505 | 94054210 | 6PL00 | Lighting | 6PL | PIL LIGHTING | 6PL70G | FACADE | 6PL70G59F | PROJECTORS | 6PL70G59FB63 | FOCUS+
P305241 | FOCUS+3 49W A10/M 3000K AN96 | 465 | 1 | 1 | 1 | NR | 8018367649512 | 94054210 | 6PL00 | Lighting | 6PL | PIL LIGHTING | 6PL70G | FACADE | 6PL70G59F | PROJECTORS | 6PL70G59FB63 | FOCUS+
P305242 | FOCUS+3 49W A10/M 4000K AN96 | 465 | 1 | 1 | 1 | NR | 8018367649529 | 94054210 | 6PL00 | Lighting | 6PL | PIL LIGHTING | 6PL70G | FACADE | 6PL70G59F | PROJECTORS | 6PL70G59FB63 | FOCUS+
P305243 | FOCUS+3 49W A55/W 3000K AN96 | 465 | 1 | 1 | 1 | NR | 8018367649536 | 94054210 | 6PL00 | Lighting | 6PL | PIL LIGHTING | 6PL70G | FACADE | 6PL70G59F | PROJECTORS | 6PL70G59FB63 | FOCUS+
P305244 | FOCUS+3 49W A55/W 4000K AN96 | 465 | 1 | 1 | 1 | NR | 8018367649543 | 94054210 | 6PL00 | Lighting | 6PL | PIL LIGHTING | 6PL70G | FACADE | 6PL70G59F | PROJECTORS | 6PL70G59FB63 | FOCUS+
P305245 | FOCUS+3 49W C/I 3000K AN96 DALI | 517.5 | 1 | 1 | 1 | NR | 8018367649550 | 94054210 | 6PL00 | Lighting | 6PL | PIL LIGHTING | 6PL70G | FACADE | 6PL70G59F | PROJECTORS | 6PL70G59FB63 | FOCUS+
P305246 | FOCUS+3 49W C/I 4000K AN96 DALI | 517.5 | 1 | 1 | 1 | NR | 8018367649567 | 94054210 | 6PL00 | Lighting | 6PL | PIL LIGHTING | 6PL70G | FACADE | 6PL70G59F | PROJECTORS | 6PL70G59FB63 | FOCUS+
P305247 | FOCUS+3 49W C/M 3000K AN96 DALI | 517.5 | 1 | 1 | 1 | NR | 8018367649574 | 94054210 | 6PL00 | Lighting | 6PL | PIL LIGHTING | 6PL70G | FACADE | 6PL70G59F | PROJECTORS | 6PL70G59FB63 | FOCUS+
P305248 | FOCUS+3 49W C/M 4000K AN96 DALI | 517.5 | 1 | 1 | 1 | NR | 8018367649581 | 94054210 | 6PL00 | Lighting | 6PL | PIL LIGHTING | 6PL70G | FACADE | 6PL70G59F | PROJECTORS | 6PL70G59FB63 | FOCUS+
P305249 | FOCUS+3 49W C/W 3000K AN96 DALI | 517.5 | 1 | 1 | 1 | NR | 8018367649598 | 94054210 | 6PL00 | Lighting | 6PL | PIL LIGHTING | 6PL70G | FACADE | 6PL70G59F | PROJECTORS | 6PL70G59FB63 | FOCUS+
P305250 | FOCUS+3 49W C/W 4000K AN96 DALI | 517.5 | 1 | 1 | 1 | NR | 8018367649604 | 94054210 | 6PL00 | Lighting | 6PL | PIL LIGHTING | 6PL70G | FACADE | 6PL70G59F | PROJECTORS | 6PL70G59FB63 | FOCUS+
P305251 | FOCUS+3 49W ELL15X40 3000K AN96 DALI | 517.5 | 1 | 1 | 1 | NR | 8018367649611 | 94054210 | 6PL00 | Lighting | 6PL | PIL LIGHTING | 6PL70G | FACADE | 6PL70G59F | PROJECTORS | 6PL70G59FB63 | FOCUS+
P305252 | FOCUS+3 49W ELL15X40 4000K AN96 DALI | 517.5 | 1 | 1 | 1 | NR | 8018367649628 | 94054210 | 6PL00 | Lighting | 6PL | PIL LIGHTING | 6PL70G | FACADE | 6PL70G59F | PROJECTORS | 6PL70G59FB63 | FOCUS+
P305253 | FOCUS+3 49W A10/M 3000K AN96 DALI | 517.5 | 1 | 1 | 1 | NR | 8018367649635 | 94054210 | 6PL00 | Lighting | 6PL | PIL LIGHTING | 6PL70G | FACADE | 6PL70G59F | PROJECTORS | 6PL70G59FB63 | FOCUS+
P305254 | FOCUS+3 49W A10/M 4000K AN96 DALI | 517.5 | 1 | 1 | 1 | NR | 8018367649642 | 94054210 | 6PL00 | Lighting | 6PL | PIL LIGHTING | 6PL70G | FACADE | 6PL70G59F | PROJECTORS | 6PL70G59FB63 | FOCUS+
P305255 | FOCUS+3 49W A55/W 3000K AN96 DALI | 517.5 | 1 | 1 | 1 | NR | 8018367649659 | 94054210 | 6PL00 | Lighting | 6PL | PIL LIGHTING | 6PL70G | FACADE | 6PL70G59F | PROJECTORS | 6PL70G59FB63 | FOCUS+
P305256 | FOCUS+3 49W A55/W 4000K AN96 DALI | 517.5 | 1 | 1 | 1 | NR | 8018367649666 | 94054210 | 6PL00 | Lighting | 6PL | PIL LIGHTING | 6PL70G | FACADE | 6PL70G59F | PROJECTORS | 6PL70G59FB63 | FOCUS+
P305305 | TRACCIA 500 S/I 12° 20W 2700K | 800.5 | 1 | 1 | 1 | NR | 8018367652314 | 94054239 | 6PL00 | Lighting | 6PL | PIL LIGHTING | 6PL70G | FACADE | 6PL70G89F | INGROUNDS | 6PL70G89FB75 | TRACCIA
P305306 | TRACCIA 500 S/M 30° 20W 2700K | 800.5 | 1 | 1 | 1 | NR | 8018367652321 | 94054239 | 6PL00 | Lighting | 6PL | PIL LIGHTING | 6PL70G | FACADE | 6PL70G89F | INGROUNDS | 6PL70G89FB75 | TRACCIA
P305307 | TRACCIA 500 ELL 20W 2700K | 800.5 | 1 | 1 | 1 | NR | 8018367652338 | 94054239 | 6PL00 | Lighting | 6PL | PIL LIGHTING | 6PL70G | FACADE | 6PL70G89F | INGROUNDS | 6PL70G89FB75 | TRACCIA
P305308 | TRACCIA 500 S/I 12° 21W 3000K | 800.5 | 1 | 1 | 1 | NR | 8018367652345 | 94054239 | 6PL00 | Lighting | 6PL | PIL LIGHTING | 6PL70G | FACADE | 6PL70G89F | INGROUNDS | 6PL70G89FB75 | TRACCIA
P305309 | TRACCIA 500 S/M 30° 21W 3000K | 800.5 | 1 | 1 | 1 | NR | 8018367652352 | 94054239 | 6PL00 | Lighting | 6PL | PIL LIGHTING | 6PL70G | FACADE | 6PL70G89F | INGROUNDS | 6PL70G89FB75 | TRACCIA
P305310 | TRACCIA 500 ELL 21W 3000K | 800.5 | 1 | 1 | 1 | NR | 8018367652369 | 94054239 | 6PL00 | Lighting | 6PL | PIL LIGHTING | 6PL70G | FACADE | 6PL70G89F | INGROUNDS | 6PL70G89FB75 | TRACCIA
P305311 | TRACCIA 500 S/I 12° 21W 4000K | 800.5 | 1 | 1 | 1 | NR | 8018367652376 | 94054239 | 6PL00 | Lighting | 6PL | PIL LIGHTING | 6PL70G | FACADE | 6PL70G89F | INGROUNDS | 6PL70G89FB75 | TRACCIA
P305312 | TRACCIA 500 S/M 30° 21W 4000K | 800.5 | 1 | 1 | 1 | NR | 8018367652383 | 94054239 | 6PL00 | Lighting | 6PL | PIL LIGHTING | 6PL70G | FACADE | 6PL70G89F | INGROUNDS | 6PL70G89FB75 | TRACCIA
P305313 | TRACCIA 500 ELL 21W 4000K | 800.5 | 1 | 1 | 1 | NR | 8018367652390 | 94054239 | 6PL00 | Lighting | 6PL | PIL LIGHTING | 6PL70G | FACADE | 6PL70G89F | INGROUNDS | 6PL70G89FB75 | TRACCIA
P305317 | TRACCIA 1000 S/I 12° 40W 2700K | 1222 | 1 | 1 | 1 | NR | 8018367652437 | 94054239 | 6PL00 | Lighting | 6PL | PIL LIGHTING | 6PL70G | FACADE | 6PL70G89F | INGROUNDS | 6PL70G89FB75 | TRACCIA
P305318 | TRACCIA 1000 S/M 30° 40W 2700K | 1222 | 1 | 1 | 1 | NR | 8018367652444 | 94054239 | 6PL00 | Lighting | 6PL | PIL LIGHTING | 6PL70G | FACADE | 6PL70G89F | INGROUNDS | 6PL70G89FB75 | TRACCIA
P305319 | TRACCIA 1000 ELL 40W 2700K | 1222 | 1 | 1 | 1 | NR | 8018367652451 | 94054239 | 6PL00 | Lighting | 6PL | PIL LIGHTING | 6PL70G | FACADE | 6PL70G89F | INGROUNDS | 6PL70G89FB75 | TRACCIA
P305320 | TRACCIA 1000 S/I 12° 42W 3000K | 1222 | 1 | 1 | 1 | NR | 8018367652468 | 94054239 | 6PL00 | Lighting | 6PL | PIL LIGHTING | 6PL70G | FACADE | 6PL70G89F | INGROUNDS | 6PL70G89FB75 | TRACCIA
P305321 | TRACCIA 1000 S/M 30° 42W 3000K | 1222 | 1 | 1 | 1 | NR | 8018367652475 | 94054239 | 6PL00 | Lighting | 6PL | PIL LIGHTING | 6PL70G | FACADE | 6PL70G89F | INGROUNDS | 6PL70G89FB75 | TRACCIA
P305322 | TRACCIA 1000 ELL 42W 3000K | 1222 | 1 | 1 | 1 | NR | 8018367652482 | 94054239 | 6PL00 | Lighting | 6PL | PIL LIGHTING | 6PL70G | FACADE | 6PL70G89F | INGROUNDS | 6PL70G89FB75 | TRACCIA
P305323 | TRACCIA 1000 S/I 12° 42W 4000K | 1222 | 1 | 1 | 1 | NR | 8018367652499 | 94054239 | 6PL00 | Lighting | 6PL | PIL LIGHTING | 6PL70G | FACADE | 6PL70G89F | INGROUNDS | 6PL70G89FB75 | TRACCIA
P305324 | TRACCIA 1000 S/M 30° 42W 4000K | 1222 | 1 | 1 | 1 | NR | 8018367652505 | 94054239 | 6PL00 | Lighting | 6PL | PIL LIGHTING | 6PL70G | FACADE | 6PL70G89F | INGROUNDS | 6PL70G89FB75 | TRACCIA
P305325 | TRACCIA 1000 ELL 42W 4000K | 1222 | 1 | 1 | 1 | NR | 8018367652512 | 94054239 | 6PL00 | Lighting | 6PL | PIL LIGHTING | 6PL70G | FACADE | 6PL70G89F | INGROUNDS | 6PL70G89FB75 | TRACCIA
P305329 | TRACCIA 1500 S/I 12° 60W 2700K | 1532.5 | 1 | 1 | 1 | NR | 8018367652550 | 94054239 | 6PL00 | Lighting | 6PL | PIL LIGHTING | 6PL70G | FACADE | 6PL70G89F | INGROUNDS | 6PL70G89FB75 | TRACCIA
P305330 | TRACCIA 1500 S/M 30° 60W 2700K | 1532.5 | 1 | 1 | 1 | NR | 8018367652567 | 94054239 | 6PL00 | Lighting | 6PL | PIL LIGHTING | 6PL70G | FACADE | 6PL70G89F | INGROUNDS | 6PL70G89FB75 | TRACCIA
P305331 | TRACCIA 1500 ELL 60W 2700K | 1532.5 | 1 | 1 | 1 | NR | 8018367652574 | 94054239 | 6PL00 | Lighting | 6PL | PIL LIGHTING | 6PL70G | FACADE | 6PL70G89F | INGROUNDS | 6PL70G89FB75 | TRACCIA
P305332 | TRACCIA 1500 S/I 12° 63W 3000K | 1532.5 | 1 | 1 | 1 | NR | 8018367652581 | 94054239 | 6PL00 | Lighting | 6PL | PIL LIGHTING | 6PL70G | FACADE | 6PL70G89F | INGROUNDS | 6PL70G89FB75 | TRACCIA
P305333 | TRACCIA 1500 S/M 30° 63W 3000K | 1532.5 | 1 | 1 | 1 | NR | 8018367652598 | 94054239 | 6PL00 | Lighting | 6PL | PIL LIGHTING | 6PL70G | FACADE | 6PL70G89F | INGROUNDS | 6PL70G89FB75 | TRACCIA
P305334 | TRACCIA 1500 ELL 63W 3000K | 1532.5 | 1 | 1 | 1 | NR | 8018367652604 | 94054239 | 6PL00 | Lighting | 6PL | PIL LIGHTING | 6PL70G | FACADE | 6PL70G89F | INGROUNDS | 6PL70G89FB75 | TRACCIA
P305335 | TRACCIA 1500 S/I 12° 63W 4000K | 1532.5 | 1 | 1 | 1 | NR | 8018367652611 | 94054239 | 6PL00 | Lighting | 6PL | PIL LIGHTING | 6PL70G | FACADE | 6PL70G89F | INGROUNDS | 6PL70G89FB75 | TRACCIA
P305336 | TRACCIA 1500 S/M 30° 63W 4000K | 1532.5 | 1 | 1 | 1 | NR | 8018367652628 | 94054239 | 6PL00 | Lighting | 6PL | PIL LIGHTING | 6PL70G | FACADE | 6PL70G89F | INGROUNDS | 6PL70G89FB75 | TRACCIA
P305337 | TRACCIA 1500 ELL 63W 4000K | 1532.5 | 1 | 1 | 1 | NR | 8018367652635 | 94054239 | 6PL00 | Lighting | 6PL | PIL LIGHTING | 6PL70G | FACADE | 6PL70G89F | INGROUNDS | 6PL70G89FB75 | TRACCIA
P305485 | FOCUS+1 18W C/I 3000K AN96 | 265 | 1 | 1 | 1 | NR | 8018367655308 | 94054210 | 6PL00 | Lighting | 6PL | PIL LIGHTING | 6PL70G | FACADE | 6PL70G59F | PROJECTORS | 6PL70G59FB63 | FOCUS+
P305486 | FOCUS+1 18W C/I 4000K AN96 | 265 | 1 | 1 | 1 | NR | 8018367655315 | 94054210 | 6PL00 | Lighting | 6PL | PIL LIGHTING | 6PL70G | FACADE | 6PL70G59F | PROJECTORS | 6PL70G59FB63 | FOCUS+
P305487 | FOCUS+1 18W C/M 3000K AN96 | 265 | 1 | 1 | 1 | NR | 8018367655322 | 94054210 | 6PL00 | Lighting | 6PL | PIL LIGHTING | 6PL70G | FACADE | 6PL70G59F | PROJECTORS | 6PL70G59FB63 | FOCUS+
P305488 | FOCUS+1 18W C/M 4000K AN96 | 265 | 1 | 1 | 1 | NR | 8018367655339 | 94054210 | 6PL00 | Lighting | 6PL | PIL LIGHTING | 6PL70G | FACADE | 6PL70G59F | PROJECTORS | 6PL70G59FB63 | FOCUS+
P305489 | FOCUS+1 18W C/W 3000K AN96 | 265 | 1 | 1 | 1 | NR | 8018367655346 | 94054210 | 6PL00 | Lighting | 6PL | PIL LIGHTING | 6PL70G | FACADE | 6PL70G59F | PROJECTORS | 6PL70G59FB63 | FOCUS+
P305490 | FOCUS+1 18W C/W 4000K AN96 | 265 | 1 | 1 | 1 | NR | 8018367655353 | 94054210 | 6PL00 | Lighting | 6PL | PIL LIGHTING | 6PL70G | FACADE | 6PL70G59F | PROJECTORS | 6PL70G59FB63 | FOCUS+
P305508 | FOCUS+ ZERO KIT 3000K AN96 | 112 | 1 | 1 | 5 | NR | 8018367655445 | 94054210 | 6PL00 | Lighting | 6PL | PIL LIGHTING | 6PL70G | FACADE | 6PL70G59F | PROJECTORS | 6PL70G59FB63 | FOCUS+
P305509 | FOCUS+ ZERO KIT 4000K AN96 | 112 | 1 | 1 | 5 | NR | 8018367655452 | 94054210 | 6PL00 | Lighting | 6PL | PIL LIGHTING | 6PL70G | FACADE | 6PL70G59F | PROJECTORS | 6PL70G59FB63 | FOCUS+
P305660 | TRY S/EW 23-830-88 | 236 | 1 | 1 | 1 | NR | 8021944111463 | 94051190 | 6PL00 | Lighting | 6PL | PIL LIGHTING | 6PL59G | WORK & COMM. SPACES | 6PL59G69F | TRUNKING SYSTEMS | 6PL59G69F921 | TRY
P305661 | TRY S/EW 23-840-88 | 236 | 1 | 1 | 1 | NR | 8021944111470 | 94051190 | 6PL00 | Lighting | 6PL | PIL LIGHTING | 6PL59G | WORK & COMM. SPACES | 6PL59G69F | TRUNKING SYSTEMS | 6PL59G69F921 | TRY
P305662 | TRY S/W 23-830-88 | 236 | 1 | 1 | 1 | NR | 8021944111487 | 94051190 | 6PL00 | Lighting | 6PL | PIL LIGHTING | 6PL59G | WORK & COMM. SPACES | 6PL59G69F | TRUNKING SYSTEMS | 6PL59G69F921 | TRY
P305663 | TRY S/W 23-840-88 | 236 | 1 | 1 | 1 | NR | 8021944111494 | 94051190 | 6PL00 | Lighting | 6PL | PIL LIGHTING | 6PL59G | WORK & COMM. SPACES | 6PL59G69F | TRUNKING SYSTEMS | 6PL59G69F921 | TRY
P305664 | TRY 2A/M 23-830-88 | 236 | 1 | 1 | 1 | NR | 8021944111500 | 94051190 | 6PL00 | Lighting | 6PL | PIL LIGHTING | 6PL59G | WORK & COMM. SPACES | 6PL59G69F | TRUNKING SYSTEMS | 6PL59G69F921 | TRY
P305665 | TRY 2A/M 23-840-88 | 236 | 1 | 1 | 1 | NR | 8021944111517 | 94051190 | 6PL00 | Lighting | 6PL | PIL LIGHTING | 6PL59G | WORK & COMM. SPACES | 6PL59G69F | TRUNKING SYSTEMS | 6PL59G69F921 | TRY
P305666 | TRY S/EW 39-830-88 | 236 | 1 | 1 | 1 | NR | 8021944111524 | 94051190 | 6PL00 | Lighting | 6PL | PIL LIGHTING | 6PL59G | WORK & COMM. SPACES | 6PL59G69F | TRUNKING SYSTEMS | 6PL59G69F921 | TRY
P305667 | TRY S/EW 39-840-88 | 236 | 1 | 1 | 1 | NR | 8021944111531 | 94051190 | 6PL00 | Lighting | 6PL | PIL LIGHTING | 6PL59G | WORK & COMM. SPACES | 6PL59G69F | TRUNKING SYSTEMS | 6PL59G69F921 | TRY
P305668 | TRY S/W 39-830-88 | 236 | 1 | 1 | 1 | NR | 8021944111548 | 94051190 | 6PL00 | Lighting | 6PL | PIL LIGHTING | 6PL59G | WORK & COMM. SPACES | 6PL59G69F | TRUNKING SYSTEMS | 6PL59G69F921 | TRY
P305669 | TRY S/W 39-840-88 | 236 | 1 | 1 | 1 | NR | 8021944111555 | 94051190 | 6PL00 | Lighting | 6PL | PIL LIGHTING | 6PL59G | WORK & COMM. SPACES | 6PL59G69F | TRUNKING SYSTEMS | 6PL59G69F921 | TRY
P305670 | TRY 2A/M 39-830-88 | 236 | 1 | 1 | 1 | NR | 8021944111562 | 94051190 | 6PL00 | Lighting | 6PL | PIL LIGHTING | 6PL59G | WORK & COMM. SPACES | 6PL59G69F | TRUNKING SYSTEMS | 6PL59G69F921 | TRY
P305671 | TRY 2A/M 39-840-88 | 236 | 1 | 1 | 1 | NR | 8021944111579 | 94051190 | 6PL00 | Lighting | 6PL | PIL LIGHTING | 6PL59G | WORK & COMM. SPACES | 6PL59G69F | TRUNKING SYSTEMS | 6PL59G69F921 | TRY
P305672 | TRY S/EW 50-830-88 | 261 | 1 | 1 | 1 | NR | 8021944111586 | 94051190 | 6PL00 | Lighting | 6PL | PIL LIGHTING | 6PL59G | WORK & COMM. SPACES | 6PL59G69F | TRUNKING SYSTEMS | 6PL59G69F921 | TRY
P305673 | TRY S/EW 50-840-88 | 261 | 1 | 1 | 1 | NR | 8021944111593 | 94051190 | 6PL00 | Lighting | 6PL | PIL LIGHTING | 6PL59G | WORK & COMM. SPACES | 6PL59G69F | TRUNKING SYSTEMS | 6PL59G69F921 | TRY
P305674 | TRY S/W 50-830-88 | 261 | 1 | 1 | 1 | NR | 8021944111609 | 94051190 | 6PL00 | Lighting | 6PL | PIL LIGHTING | 6PL59G | WORK & COMM. SPACES | 6PL59G69F | TRUNKING SYSTEMS | 6PL59G69F921 | TRY
P305675 | TRY S/W 50-840-88 | 261 | 1 | 1 | 1 | NR | 8021944111616 | 94051190 | 6PL00 | Lighting | 6PL | PIL LIGHTING | 6PL59G | WORK & COMM. SPACES | 6PL59G69F | TRUNKING SYSTEMS | 6PL59G69F921 | TRY
P305676 | TRY 2A/M 50-830-88 | 261 | 1 | 1 | 1 | NR | 8021944111623 | 94051190 | 6PL00 | Lighting | 6PL | PIL LIGHTING | 6PL59G | WORK & COMM. SPACES | 6PL59G69F | TRUNKING SYSTEMS | 6PL59G69F921 | TRY
P305677 | TRY 2A/M 50-840-88 | 261 | 1 | 1 | 1 | NR | 8021944111630 | 94051190 | 6PL00 | Lighting | 6PL | PIL LIGHTING | 6PL59G | WORK & COMM. SPACES | 6PL59G69F | TRUNKING SYSTEMS | 6PL59G69F921 | TRY
P305678 | TRY S/EW 66-830-88 | 261 | 1 | 1 | 1 | NR | 8021944111647 | 94051190 | 6PL00 | Lighting | 6PL | PIL LIGHTING | 6PL59G | WORK & COMM. SPACES | 6PL59G69F | TRUNKING SYSTEMS | 6PL59G69F921 | TRY
P305679 | TRY S/EW 66-840-88 | 261 | 1 | 1 | 1 | NR | 8021944111654 | 94051190 | 6PL00 | Lighting | 6PL | PIL LIGHTING | 6PL59G | WORK & COMM. SPACES | 6PL59G69F | TRUNKING SYSTEMS | 6PL59G69F921 | TRY
P305680 | TRY S/W 66-830-88 | 261 | 1 | 1 | 1 | NR | 8021944111661 | 94051190 | 6PL00 | Lighting | 6PL | PIL LIGHTING | 6PL59G | WORK & COMM. SPACES | 6PL59G69F | TRUNKING SYSTEMS | 6PL59G69F921 | TRY
P305681 | TRY S/W 66-840-88 | 261 | 1 | 1 | 1 | NR | 8021944111678 | 94051190 | 6PL00 | Lighting | 6PL | PIL LIGHTING | 6PL59G | WORK & COMM. SPACES | 6PL59G69F | TRUNKING SYSTEMS | 6PL59G69F921 | TRY
P305682 | TRY 2A/M 66-830-88 | 261 | 1 | 1 | 1 | NR | 8021944111685 | 94051190 | 6PL00 | Lighting | 6PL | PIL LIGHTING | 6PL59G | WORK & COMM. SPACES | 6PL59G69F | TRUNKING SYSTEMS | 6PL59G69F921 | TRY
P305683 | TRY 2A/M 66-840-88 | 261 | 1 | 1 | 1 | NR | 8021944111692 | 94051190 | 6PL00 | Lighting | 6PL | PIL LIGHTING | 6PL59G | WORK & COMM. SPACES | 6PL59G69F | TRUNKING SYSTEMS | 6PL59G69F921 | TRY
P305684 | TRY S/EW 23-830-88 EM | 466 | 1 | 1 | 1 | NR | 8021944111708 | 94051190 | 6PL00 | Lighting | 6PL | PIL LIGHTING | 6PL59G | WORK & COMM. SPACES | 6PL59G69F | TRUNKING SYSTEMS | 6PL59G69F921 | TRY
P305685 | TRY S/EW 23-840-88 EM | 466 | 1 | 1 | 1 | NR | 8021944111715 | 94051190 | 6PL00 | Lighting | 6PL | PIL LIGHTING | 6PL59G | WORK & COMM. SPACES | 6PL59G69F | TRUNKING SYSTEMS | 6PL59G69F921 | TRY
P305686 | TRY S/EW 39-830-88 EM | 466 | 1 | 1 | 1 | NR | 8021944111722 | 94051190 | 6PL00 | Lighting | 6PL | PIL LIGHTING | 6PL59G | WORK & COMM. SPACES | 6PL59G69F | TRUNKING SYSTEMS | 6PL59G69F921 | TRY
P305687 | TRY S/EW 39-840-88 EM | 466 | 1 | 1 | 1 | NR | 8021944111739 | 94051190 | 6PL00 | Lighting | 6PL | PIL LIGHTING | 6PL59G | WORK & COMM. SPACES | 6PL59G69F | TRUNKING SYSTEMS | 6PL59G69F921 | TRY
P305688 | TRY S/EW 50-830-88 EM | 479.5 | 1 | 1 | 1 | NR | 8021944111746 | 94051190 | 6PL00 | Lighting | 6PL | PIL LIGHTING | 6PL59G | WORK & COMM. SPACES | 6PL59G69F | TRUNKING SYSTEMS | 6PL59G69F921 | TRY
P305689 | TRY S/EW 50-840-88 EM | 479.5 | 1 | 1 | 1 | NR | 8021944111753 | 94051190 | 6PL00 | Lighting | 6PL | PIL LIGHTING | 6PL59G | WORK & COMM. SPACES | 6PL59G69F | TRUNKING SYSTEMS | 6PL59G69F921 | TRY
P305690 | TRY S/EW 66-830-88 EM | 479.5 | 1 | 1 | 1 | NR | 8021944111760 | 94051190 | 6PL00 | Lighting | 6PL | PIL LIGHTING | 6PL59G | WORK & COMM. SPACES | 6PL59G69F | TRUNKING SYSTEMS | 6PL59G69F921 | TRY
P305691 | TRY S/EW 66-840-88 EM | 479.5 | 1 | 1 | 1 | NR | 8021944111777 | 94051190 | 6PL00 | Lighting | 6PL | PIL LIGHTING | 6PL59G | WORK & COMM. SPACES | 6PL59G69F | TRUNKING SYSTEMS | 6PL59G69F921 | TRY
P305692 | TRY S/EW 39-830-88 DALI | 291 | 1 | 1 | 1 | NR | 8021944111784 | 94051190 | 6PL00 | Lighting | 6PL | PIL LIGHTING | 6PL59G | WORK & COMM. SPACES | 6PL59G69F | TRUNKING SYSTEMS | 6PL59G69F921 | TRY
P305693 | TRY S/EW 39-840-88 DALI | 291 | 1 | 1 | 1 | NR | 8021944111791 | 94051190 | 6PL00 | Lighting | 6PL | PIL LIGHTING | 6PL59G | WORK & COMM. SPACES | 6PL59G69F | TRUNKING SYSTEMS | 6PL59G69F921 | TRY
P305694 | TRY S/W 39-830-88 DALI | 291 | 1 | 1 | 1 | NR | 8021944111807 | 94051190 | 6PL00 | Lighting | 6PL | PIL LIGHTING | 6PL59G | WORK & COMM. SPACES | 6PL59G69F | TRUNKING SYSTEMS | 6PL59G69F921 | TRY
P305695 | TRY S/W 39-840-88 DALI | 291 | 1 | 1 | 1 | NR | 8021944111814 | 94051190 | 6PL00 | Lighting | 6PL | PIL LIGHTING | 6PL59G | WORK & COMM. SPACES | 6PL59G69F | TRUNKING SYSTEMS | 6PL59G69F921 | TRY
P305696 | TRY 2A/M 39-830-88 DALI | 291 | 1 | 1 | 1 | NR | 8021944111821 | 94051190 | 6PL00 | Lighting | 6PL | PIL LIGHTING | 6PL59G | WORK & COMM. SPACES | 6PL59G69F | TRUNKING SYSTEMS | 6PL59G69F921 | TRY
P305697 | TRY 2A/M 39-840-88 DALI | 291 | 1 | 1 | 1 | NR | 8021944111838 | 94051190 | 6PL00 | Lighting | 6PL | PIL LIGHTING | 6PL59G | WORK & COMM. SPACES | 6PL59G69F | TRUNKING SYSTEMS | 6PL59G69F921 | TRY
P305698 | TRY S/EW 50-830-88 DALI | 308.5 | 1 | 1 | 1 | NR | 8021944111845 | 94051190 | 6PL00 | Lighting | 6PL | PIL LIGHTING | 6PL59G | WORK & COMM. SPACES | 6PL59G69F | TRUNKING SYSTEMS | 6PL59G69F921 | TRY
P305699 | TRY S/EW 50-840-88 DALI | 308.5 | 1 | 1 | 1 | NR | 8021944111852 | 94051190 | 6PL00 | Lighting | 6PL | PIL LIGHTING | 6PL59G | WORK & COMM. SPACES | 6PL59G69F | TRUNKING SYSTEMS | 6PL59G69F921 | TRY
P305700 | TRY S/W 50-830-88 DALI | 308.5 | 1 | 1 | 1 | NR | 8021944111869 | 94051190 | 6PL00 | Lighting | 6PL | PIL LIGHTING | 6PL59G | WORK & COMM. SPACES | 6PL59G69F | TRUNKING SYSTEMS | 6PL59G69F921 | TRY
P305701 | TRY S/W 50-840-88 DALI | 308.5 | 1 | 1 | 1 | NR | 8021944111876 | 94051190 | 6PL00 | Lighting | 6PL | PIL LIGHTING | 6PL59G | WORK & COMM. SPACES | 6PL59G69F | TRUNKING SYSTEMS | 6PL59G69F921 | TRY
P305702 | TRY 2A/M 50-830-88 DALI | 308.5 | 1 | 1 | 1 | NR | 8021944111883 | 94051190 | 6PL00 | Lighting | 6PL | PIL LIGHTING | 6PL59G | WORK & COMM. SPACES | 6PL59G69F | TRUNKING SYSTEMS | 6PL59G69F921 | TRY
P305703 | TRY 2A/M 50-840-88 DALI | 308.5 | 1 | 1 | 1 | NR | 8021944111890 | 94051190 | 6PL00 | Lighting | 6PL | PIL LIGHTING | 6PL59G | WORK & COMM. SPACES | 6PL59G69F | TRUNKING SYSTEMS | 6PL59G69F921 | TRY
P305704 | TRY S/EW 66-830-88 DALI | 308.5 | 1 | 1 | 1 | NR | 8021944111906 | 94051190 | 6PL00 | Lighting | 6PL | PIL LIGHTING | 6PL59G | WORK & COMM. SPACES | 6PL59G69F | TRUNKING SYSTEMS | 6PL59G69F921 | TRY
P305705 | TRY S/EW 66-840-88 DALI | 308.5 | 1 | 1 | 1 | NR | 8021944111913 | 94051190 | 6PL00 | Lighting | 6PL | PIL LIGHTING | 6PL59G | WORK & COMM. SPACES | 6PL59G69F | TRUNKING SYSTEMS | 6PL59G69F921 | TRY
P305706 | TRY S/W 66-830-88 DALI | 308.5 | 1 | 1 | 1 | NR | 8021944111920 | 94051190 | 6PL00 | Lighting | 6PL | PIL LIGHTING | 6PL59G | WORK & COMM. SPACES | 6PL59G69F | TRUNKING SYSTEMS | 6PL59G69F921 | TRY
P305707 | TRY S/W 66-840-88 DALI | 308.5 | 1 | 1 | 1 | NR | 8021944111937 | 94051190 | 6PL00 | Lighting | 6PL | PIL LIGHTING | 6PL59G | WORK & COMM. SPACES | 6PL59G69F | TRUNKING SYSTEMS | 6PL59G69F921 | TRY
P305708 | TRY 2A/M 66-830-88 DALI | 308.5 | 1 | 1 | 1 | NR | 8021944111944 | 94051190 | 6PL00 | Lighting | 6PL | PIL LIGHTING | 6PL59G | WORK & COMM. SPACES | 6PL59G69F | TRUNKING SYSTEMS | 6PL59G69F921 | TRY
P305709 | TRY 2A/M 66-840-88 DALI | 308.5 | 1 | 1 | 1 | NR | 8021944111951 | 94051190 | 6PL00 | Lighting | 6PL | PIL LIGHTING | 6PL59G | WORK & COMM. SPACES | 6PL59G69F | TRUNKING SYSTEMS | 6PL59G69F921 | TRY
P305918 | TRY S/EW 31-830-88 | 236 | 1 | 1 | 1 | NR | 8021944115980 | 94051190 | 6PL00 | Lighting | 6PL | PIL LIGHTING | 6PL59G | WORK & COMM. SPACES | 6PL59G69F | TRUNKING SYSTEMS | 6PL59G69F921 | TRY
P305919 | TRY S/EW 31-840-88 | 236 | 1 | 1 | 1 | NR | 8021944115997 | 94051190 | 6PL00 | Lighting | 6PL | PIL LIGHTING | 6PL59G | WORK & COMM. SPACES | 6PL59G69F | TRUNKING SYSTEMS | 6PL59G69F921 | TRY
P305920 | TRY S/W 31-830-88 | 236 | 1 | 1 | 1 | NR | 8021944116000 | 94051190 | 6PL00 | Lighting | 6PL | PIL LIGHTING | 6PL59G | WORK & COMM. SPACES | 6PL59G69F | TRUNKING SYSTEMS | 6PL59G69F921 | TRY
P305921 | TRY S/W 31-840-88 | 236 | 1 | 1 | 1 | NR | 8021944116017 | 94051190 | 6PL00 | Lighting | 6PL | PIL LIGHTING | 6PL59G | WORK & COMM. SPACES | 6PL59G69F | TRUNKING SYSTEMS | 6PL59G69F921 | TRY
P305922 | TRY 2A/M 31-830-88 | 236 | 1 | 1 | 1 | NR | 8021944116024 | 94051190 | 6PL00 | Lighting | 6PL | PIL LIGHTING | 6PL59G | WORK & COMM. SPACES | 6PL59G69F | TRUNKING SYSTEMS | 6PL59G69F921 | TRY
P305923 | TRY 2A/M 31-840-88 | 236 | 1 | 1 | 1 | NR | 8021944116031 | 94051190 | 6PL00 | Lighting | 6PL | PIL LIGHTING | 6PL59G | WORK & COMM. SPACES | 6PL59G69F | TRUNKING SYSTEMS | 6PL59G69F921 | TRY
P305924 | TRY S/EW 81-830-88 | 278.5 | 1 | 1 | 1 | NR | 8021944116048 | 94051190 | 6PL00 | Lighting | 6PL | PIL LIGHTING | 6PL59G | WORK & COMM. SPACES | 6PL59G69F | TRUNKING SYSTEMS | 6PL59G69F921 | TRY
P305925 | TRY S/EW 81-840-88 | 278.5 | 1 | 1 | 1 | NR | 8021944116055 | 94051190 | 6PL00 | Lighting | 6PL | PIL LIGHTING | 6PL59G | WORK & COMM. SPACES | 6PL59G69F | TRUNKING SYSTEMS | 6PL59G69F921 | TRY
P305926 | TRY S/W 81-830-88 | 278.5 | 1 | 1 | 1 | NR | 8021944116062 | 94051190 | 6PL00 | Lighting | 6PL | PIL LIGHTING | 6PL59G | WORK & COMM. SPACES | 6PL59G69F | TRUNKING SYSTEMS | 6PL59G69F921 | TRY
P305927 | TRY S/W 81-840-88 | 278.5 | 1 | 1 | 1 | NR | 8021944116079 | 94051190 | 6PL00 | Lighting | 6PL | PIL LIGHTING | 6PL59G | WORK & COMM. SPACES | 6PL59G69F | TRUNKING SYSTEMS | 6PL59G69F921 | TRY
P305928 | TRY 2A/M 81-830-88 | 278.5 | 1 | 1 | 1 | NR | 8021944116086 | 94051190 | 6PL00 | Lighting | 6PL | PIL LIGHTING | 6PL59G | WORK & COMM. SPACES | 6PL59G69F | TRUNKING SYSTEMS | 6PL59G69F921 | TRY
P305929 | TRY 2A/M 81-840-88 | 278.5 | 1 | 1 | 1 | NR | 8021944116093 | 94051190 | 6PL00 | Lighting | 6PL | PIL LIGHTING | 6PL59G | WORK & COMM. SPACES | 6PL59G69F | TRUNKING SYSTEMS | 6PL59G69F921 | TRY
P305930 | TRY S/EW 31-830-88 EM | 466 | 1 | 1 | 1 | NR | 8021944116109 | 94051190 | 6PL00 | Lighting | 6PL | PIL LIGHTING | 6PL59G | WORK & COMM. SPACES | 6PL59G69F | TRUNKING SYSTEMS | 6PL59G69F921 | TRY
P305931 | TRY S/EW 31-840-88 EM | 466 | 1 | 1 | 1 | NR | 8021944116116 | 94051190 | 6PL00 | Lighting | 6PL | PIL LIGHTING | 6PL59G | WORK & COMM. SPACES | 6PL59G69F | TRUNKING SYSTEMS | 6PL59G69F921 | TRY
P305932 | TRY S/EW 81-830-88 EM | 514.5 | 1 | 1 | 1 | NR | 8021944116123 | 94051190 | 6PL00 | Lighting | 6PL | PIL LIGHTING | 6PL59G | WORK & COMM. SPACES | 6PL59G69F | TRUNKING SYSTEMS | 6PL59G69F921 | TRY
P305933 | TRY S/EW 81-840-88 EM | 514.5 | 1 | 1 | 1 | NR | 8021944116130 | 94051190 | 6PL00 | Lighting | 6PL | PIL LIGHTING | 6PL59G | WORK & COMM. SPACES | 6PL59G69F | TRUNKING SYSTEMS | 6PL59G69F921 | TRY
P305934 | TRY S/EW 81-830-88 DALI | 338.5 | 1 | 1 | 1 | NR | 8021944116147 | 94051190 | 6PL00 | Lighting | 6PL | PIL LIGHTING | 6PL59G | WORK & COMM. SPACES | 6PL59G69F | TRUNKING SYSTEMS | 6PL59G69F921 | TRY
P305935 | TRY S/EW 81-840-88 DALI | 338.5 | 1 | 1 | 1 | NR | 8021944116154 | 94051190 | 6PL00 | Lighting | 6PL | PIL LIGHTING | 6PL59G | WORK & COMM. SPACES | 6PL59G69F | TRUNKING SYSTEMS | 6PL59G69F921 | TRY
P305936 | TRY S/W 81-830-88 DALI | 338.5 | 1 | 1 | 1 | NR | 8021944116161 | 94051190 | 6PL00 | Lighting | 6PL | PIL LIGHTING | 6PL59G | WORK & COMM. SPACES | 6PL59G69F | TRUNKING SYSTEMS | 6PL59G69F921 | TRY
P305937 | TRY S/W 81-840-88 DALI | 338.5 | 1 | 1 | 1 | NR | 8021944116178 | 94051190 | 6PL00 | Lighting | 6PL | PIL LIGHTING | 6PL59G | WORK & COMM. SPACES | 6PL59G69F | TRUNKING SYSTEMS | 6PL59G69F921 | TRY
P305938 | TRY 2A/M 81-830-88 DALI | 338.5 | 1 | 1 | 1 | NR | 8021944116185 | 94051190 | 6PL00 | Lighting | 6PL | PIL LIGHTING | 6PL59G | WORK & COMM. SPACES | 6PL59G69F | TRUNKING SYSTEMS | 6PL59G69F921 | TRY
P305939 | TRY 2A/M 81-840-88 DALI | 338.5 | 1 | 1 | 1 | NR | 8021944116192 | 94051190 | 6PL00 | Lighting | 6PL | PIL LIGHTING | 6PL59G | WORK & COMM. SPACES | 6PL59G69F | TRUNKING SYSTEMS | 6PL59G69F921 | TRY
P305940 | NORMA+CL 60 18 S/EW 840 GR-RAL7035 | 76.5 | 1 | 1 | 10 | NR | 8021944116376 | 94051140 | 6PL00 | Lighting | 6PL | PIL LIGHTING | 6PL57G | INDUSTRIAL SPACES | 6PL57G53F | WATERPROOF | 6PL57G53F909 | NORMA+
P305941 | NORMA+CL 60 27 S/EW 840 GR-RAL7035 | 87 | 1 | 1 | 10 | NR | 8021944116383 | 94051140 | 6PL00 | Lighting | 6PL | PIL LIGHTING | 6PL57G | INDUSTRIAL SPACES | 6PL57G53F | WATERPROOF | 6PL57G53F909 | NORMA+
P305943 | NORMA+CL 120 34 S/EW 840 GR-RAL7035 | 114 | 1 | 1 | 6 | NR | 8021944116406 | 94051140 | 6PL00 | Lighting | 6PL | PIL LIGHTING | 6PL57G | INDUSTRIAL SPACES | 6PL57G53F | WATERPROOF | 6PL57G53F909 | NORMA+
P305944 | NORMA+CL 120 45 S/EW 840 GR-RAL7035 | 123 | 1 | 1 | 6 | NR | 8021944116413 | 94051140 | 6PL00 | Lighting | 6PL | PIL LIGHTING | 6PL57G | INDUSTRIAL SPACES | 6PL57G53F | WATERPROOF | 6PL57G53F909 | NORMA+
P305945 | NORMA+CL 150 35 S/EW 840 GR-RAL7035 | 123 | 1 | 1 | 6 | NR | 8021944116420 | 94051140 | 6PL00 | Lighting | 6PL | PIL LIGHTING | 6PL57G | INDUSTRIAL SPACES | 6PL57G53F | WATERPROOF | 6PL57G53F909 | NORMA+
P305946 | NORMA+CL 150 60 S/EW 840 GR-RAL7035 | 154.5 | 1 | 1 | 6 | NR | 8021944116437 | 94051140 | 6PL00 | Lighting | 6PL | PIL LIGHTING | 6PL57G | INDUSTRIAL SPACES | 6PL57G53F | WATERPROOF | 6PL57G53F909 | NORMA+
P305947 | NORMA+CL 150 68 S/EW 840 GR-RAL7035 | 167.5 | 1 | 1 | 6 | NR | 8021944116444 | 94051140 | 6PL00 | Lighting | 6PL | PIL LIGHTING | 6PL57G | INDUSTRIAL SPACES | 6PL57G53F | WATERPROOF | 6PL57G53F909 | NORMA+
P305948 | NORMA+60 18 S/EW 840 GR-RAL7035 | 65 | 1 | 1 | 10 | NR | 8021944116451 | 94051140 | 6PL00 | Lighting | 6PL | PIL LIGHTING | 6PL57G | INDUSTRIAL SPACES | 6PL57G53F | WATERPROOF | 6PL57G53F909 | NORMA+
P305949 | NORMA+60 27 S/EW 840 GR-RAL7035 | 73.5 | 1 | 1 | 10 | NR | 8021944116468 | 94051140 | 6PL00 | Lighting | 6PL | PIL LIGHTING | 6PL57G | INDUSTRIAL SPACES | 6PL57G53F | WATERPROOF | 6PL57G53F909 | NORMA+
P305951 | NORMA+120 34 S/EW 840 GR-RAL7035 | 101.5 | 1 | 1 | 6 | NR | 8021944116482 | 94051140 | 6PL00 | Lighting | 6PL | PIL LIGHTING | 6PL57G | INDUSTRIAL SPACES | 6PL57G53F | WATERPROOF | 6PL57G53F909 | NORMA+
P305952 | NORMA+120 45 S/EW 840 GR-RAL7035 | 110 | 1 | 1 | 6 | NR | 8021944116499 | 94051140 | 6PL00 | Lighting | 6PL | PIL LIGHTING | 6PL57G | INDUSTRIAL SPACES | 6PL57G53F | WATERPROOF | 6PL57G53F909 | NORMA+
P305954 | NORMA+150 60 S/EW 840 GR-RAL7035 | 143 | 1 | 1 | 6 | NR | 8021944116512 | 94051140 | 6PL00 | Lighting | 6PL | PIL LIGHTING | 6PL57G | INDUSTRIAL SPACES | 6PL57G53F | WATERPROOF | 6PL57G53F909 | NORMA+
P305991 | NORMA+120 34 S/EW 840 GR-RAL7035 DALI | 188.5 | 1 | 1 | 6 | NR | 8021944116246 | 94051140 | 6PL00 | Lighting | 6PL | PIL LIGHTING | 6PL57G | INDUSTRIAL SPACES | 6PL57G53F | WATERPROOF | 6PL57G53F909 | NORMA+
P305992 | NORMA+120 45 S/EW 840 GR-RAL7035 DALI | 198 | 1 | 1 | 6 | NR | 8021944116253 | 94051140 | 6PL00 | Lighting | 6PL | PIL LIGHTING | 6PL57G | INDUSTRIAL SPACES | 6PL57G53F | WATERPROOF | 6PL57G53F909 | NORMA+
P305993 | NORMA+150 35 S/EW 840 GR-RAL7035 DALI | 198 | 1 | 1 | 6 | NR | 8021944116260 | 94051140 | 6PL00 | Lighting | 6PL | PIL LIGHTING | 6PL57G | INDUSTRIAL SPACES | 6PL57G53F | WATERPROOF | 6PL57G53F909 | NORMA+
P305994 | NORMA+150 60 S/EW 840 GR-RAL7035 DALI | 229 | 1 | 1 | 6 | NR | 8021944116277 | 94051140 | 6PL00 | Lighting | 6PL | PIL LIGHTING | 6PL57G | INDUSTRIAL SPACES | 6PL57G53F | WATERPROOF | 6PL57G53F909 | NORMA+
P305995 | NORMA+150 68 S/EW 840 GR-RAL7035 DALI | 242.5 | 1 | 1 | 6 | NR | 8021944116284 | 94051140 | 6PL00 | Lighting | 6PL | PIL LIGHTING | 6PL57G | INDUSTRIAL SPACES | 6PL57G53F | WATERPROOF | 6PL57G53F909 | NORMA+
P305999 | NORMA+120 34 S/EW 840 GR-RAL7035 EM | 287 | 1 | 1 | 6 | NR | 8021944116321 | 94051140 | 6PL00 | Lighting | 6PL | PIL LIGHTING | 6PL57G | INDUSTRIAL SPACES | 6PL57G53F | WATERPROOF | 6PL57G53F909 | NORMA+
P306000 | NORMA+120 45 S/EW 840 GR-RAL7035 EM | 296 | 1 | 1 | 6 | NR | 8021944116338 | 94051140 | 6PL00 | Lighting | 6PL | PIL LIGHTING | 6PL57G | INDUSTRIAL SPACES | 6PL57G53F | WATERPROOF | 6PL57G53F909 | NORMA+
P306001 | NORMA+150 35 S/EW 840 GR-RAL7035 EM | 296 | 1 | 1 | 6 | NR | 8021944116345 | 94051140 | 6PL00 | Lighting | 6PL | PIL LIGHTING | 6PL57G | INDUSTRIAL SPACES | 6PL57G53F | WATERPROOF | 6PL57G53F909 | NORMA+
P306002 | NORMA+150 60 S/EW 840 GR-RAL7035 EM | 328 | 1 | 1 | 6 | NR | 8021944116352 | 94051140 | 6PL00 | Lighting | 6PL | PIL LIGHTING | 6PL57G | INDUSTRIAL SPACES | 6PL57G53F | WATERPROOF | 6PL57G53F909 | NORMA+
P306003 | NORMA+150 68 S/EW 840 GR-RAL7035 EM | 339.5 | 1 | 1 | 6 | NR | 8021944116369 | 94051140 | 6PL00 | Lighting | 6PL | PIL LIGHTING | 6PL57G | INDUSTRIAL SPACES | 6PL57G53F | WATERPROOF | 6PL57G53F909 | NORMA+
P306059 | AMON MINI 36 S/W 840 AN-96_1-10V | 1015.5 | 1 | 1 | 1 | NR | 8021944118288 | 94054239 | 6PL00 | Lighting | 6PL | PIL LIGHTING | 6PL65G | URBAN AND STREETS | 6PL65G91F | BOLLARDS AND COLUMNS | 6PL65G91F991 | AMON
P306061 | AMON MINI SOFT 36 S/EW 840 AN-96_1-10V | 1045.5 | 1 | 1 | 1 | NR | 8021944118301 | 94054239 | 6PL00 | Lighting | 6PL | PIL LIGHTING | 6PL65G | URBAN AND STREETS | 6PL65G91F | BOLLARDS AND COLUMNS | 6PL65G91F991 | AMON
P306063 | AMON MAXI 72 S/W 840 AN-96_1-10V | 1666.5 | 1 | 1 | 1 | NR | 8021944118325 | 94054239 | 6PL00 | Lighting | 6PL | PIL LIGHTING | 6PL65G | URBAN AND STREETS | 6PL65G91F | BOLLARDS AND COLUMNS | 6PL65G91F991 | AMON
P306064 | AMON MAXI 24 A17/M 840 AN-96_1-10V | 1408.5 | 1 | 1 | 1 | NR | 8021944118332 | 94054239 | 6PL00 | Lighting | 6PL | PIL LIGHTING | 6PL65G | URBAN AND STREETS | 6PL65G91F | BOLLARDS AND COLUMNS | 6PL65G91F991 | AMON
P306065 | AMON MAXI 24 A30/M 840 AN-96_1-10V | 1408.5 | 1 | 1 | 1 | NR | 8021944118349 | 94054239 | 6PL00 | Lighting | 6PL | PIL LIGHTING | 6PL65G | URBAN AND STREETS | 6PL65G91F | BOLLARDS AND COLUMNS | 6PL65G91F991 | AMON
P306066 | AMON MAXI 37 S/EW 840 AN-96_1-10V | 1697.5 | 1 | 1 | 1 | NR | 8021944118356 | 94054239 | 6PL00 | Lighting | 6PL | PIL LIGHTING | 6PL65G | URBAN AND STREETS | 6PL65G91F | BOLLARDS AND COLUMNS | 6PL65G91F991 | AMON
P306067 | AMON MAXI SOFT 74 S/EW 840 AN-96_1-10V | 1936 | 1 | 1 | 1 | NR | 8021944118363 | 94054239 | 6PL00 | Lighting | 6PL | PIL LIGHTING | 6PL65G | URBAN AND STREETS | 6PL65G91F | BOLLARDS AND COLUMNS | 6PL65G91F991 | AMON
P306068 | AMON MINI 36 S/W 830 AN-96_1-10V | 1015.5 | 1 | 1 | 1 | NR | 8021944118370 | 94054239 | 6PL00 | Lighting | 6PL | PIL LIGHTING | 6PL65G | URBAN AND STREETS | 6PL65G91F | BOLLARDS AND COLUMNS | 6PL65G91F991 | AMON
P306069 | AMON MINI 72 S/W 830 AN-96_1-10V | 1149 | 1 | 1 | 1 | NR | 8021944118387 | 94054239 | 6PL00 | Lighting | 6PL | PIL LIGHTING | 6PL65G | URBAN AND STREETS | 6PL65G91F | BOLLARDS AND COLUMNS | 6PL65G91F991 | AMON
P306070 | AMON MINI SOFT 36 S/EW 830 AN-96_1-10V | 1045.5 | 1 | 1 | 1 | NR | 8021944118394 | 94054239 | 6PL00 | Lighting | 6PL | PIL LIGHTING | 6PL65G | URBAN AND STREETS | 6PL65G91F | BOLLARDS AND COLUMNS | 6PL65G91F991 | AMON
P306071 | AMON MINI SOFT 72 S/EW 830 AN-96_1-10V | 1169.5 | 1 | 1 | 1 | NR | 8021944118400 | 94054239 | 6PL00 | Lighting | 6PL | PIL LIGHTING | 6PL65G | URBAN AND STREETS | 6PL65G91F | BOLLARDS AND COLUMNS | 6PL65G91F991 | AMON
P306072 | AMON MAXI 72 S/W 830 AN-96_1-10V | 1666.5 | 1 | 1 | 1 | NR | 8021944118417 | 94054239 | 6PL00 | Lighting | 6PL | PIL LIGHTING | 6PL65G | URBAN AND STREETS | 6PL65G91F | BOLLARDS AND COLUMNS | 6PL65G91F991 | AMON
P306073 | AMON MAXI 24 A17/M 830 AN-96_1-10V | 1408.5 | 1 | 1 | 1 | NR | 8021944118424 | 94054239 | 6PL00 | Lighting | 6PL | PIL LIGHTING | 6PL65G | URBAN AND STREETS | 6PL65G91F | BOLLARDS AND COLUMNS | 6PL65G91F991 | AMON
P306074 | AMON MAXI 24 A30/M 830 AN-96_1-10V | 1408.5 | 1 | 1 | 1 | NR | 8021944118431 | 94054239 | 6PL00 | Lighting | 6PL | PIL LIGHTING | 6PL65G | URBAN AND STREETS | 6PL65G91F | BOLLARDS AND COLUMNS | 6PL65G91F991 | AMON
P306075 | AMON MAXI 37 S/EW 830 AN-96_1-10V | 1697.5 | 1 | 1 | 1 | NR | 8021944118448 | 94054239 | 6PL00 | Lighting | 6PL | PIL LIGHTING | 6PL65G | URBAN AND STREETS | 6PL65G91F | BOLLARDS AND COLUMNS | 6PL65G91F991 | AMON
P306076 | AMON MAXI SOFT 74 S/EW 830 AN-96_1-10V | 1936 | 1 | 1 | 1 | NR | 8021944118455 | 94054239 | 6PL00 | Lighting | 6PL | PIL LIGHTING | 6PL65G | URBAN AND STREETS | 6PL65G91F | BOLLARDS AND COLUMNS | 6PL65G91F991 | AMON
P306114 | GUELL 3 300 A50/W 840 GR-94 | 1429 | 1 | 1 | 1 | NR | 8021944117960 | 94054210 | 6PL00 | Lighting | 6PL | PIL LIGHTING | 6PL63G | SPORTS AND AREAS | 6PL63G72F | FLOODLIGHTS | 6PL63G72F981 | GUELL
P30611490100 | GUELL 3 300 A50/W 850 GR-94 | 1429 | 1 | 1 | 1 | NR | 8021944130624 | 94054210 | 6PL00 | Lighting | 6PL | PIL LIGHTING | 6PL63G | SPORTS AND AREAS | 6PL63G72F | FLOODLIGHTS | 6PL63G72F981 | GUELL
P306116 | GUELL 3 230 A50/W 840 GR-94 | 1169.5 | 1 | 1 | 1 | NR | 8021944117984 | 94054210 | 6PL00 | Lighting | 6PL | PIL LIGHTING | 6PL63G | SPORTS AND AREAS | 6PL63G72F | FLOODLIGHTS | 6PL63G72F981 | GUELL
P30611690101 | GUELL 3 230 A50/W 850 GR-94 | 1169.5 | 1 | 1 | 1 | NR | 8018367699395 | 94054210 | 6PL00 | Lighting | 6PL | PIL LIGHTING | 6PL63G | SPORTS AND AREAS | 6PL63G72F | FLOODLIGHTS | 6PL63G72F981 | GUELL
P306120 | GUELL 3 300 A50/W 840 GR-94 DALI | 1563 | 1 | 1 | 1 | NR | 8021944118028 | 94054210 | 6PL00 | Lighting | 6PL | PIL LIGHTING | 6PL63G | SPORTS AND AREAS | 6PL63G72F | FLOODLIGHTS | 6PL63G72F981 | GUELL
P306122 | GUELL 3 230 A50/W 840 GR-94 DALI | 1315 | 1 | 1 | 1 | NR | 8021944118042 | 94054210 | 6PL00 | Lighting | 6PL | PIL LIGHTING | 6PL63G | SPORTS AND AREAS | 6PL63G72F | FLOODLIGHTS | 6PL63G72F981 | GUELL
P306128 | GUELL 4 440 A50/W 840 GR-94 DALI | 2226.5 | 1 | 1 | 1 | NR | 8021944118080 | 94054210 | 6PL00 | Lighting | 6PL | PIL LIGHTING | 6PL63G | SPORTS AND AREAS | 6PL63G72F | FLOODLIGHTS | 6PL63G72F981 | GUELL
P30612890102 | GUELL 4 440 A50/W 850 GR-94 DALI | 2226.5 | 1 | 1 | 1 | NR | 8018367699388 | 94054210 | 6PL00 | Lighting | 6PL | PIL LIGHTING | 6PL63G | SPORTS AND AREAS | 6PL63G72F | FLOODLIGHTS | 6PL63G72F981 | GUELL
P306131 | QUASAR 30 CEILING 20W S/I 830 WH87 TECH | 257 | 1 | 1 | 6 | NR | 8018367663679 | 94051190 | 6PL00 | Lighting | 6PL | PIL LIGHTING | 6PL68G | HOUSEHOLD | 6PL68G38F | EXTERIOR CEILINGS | 6PL68G38FB43 | QUASAR CEILING
P306139 | MULTI+35 9 S/EW 830 WH87 | 106.5 | 1 | 1 | 1 | NR | 8018367664058 | 94051140 | 6PL00 | Lighting | 6PL | PIL LIGHTING | 6PL68G | HOUSEHOLD | 6PL68G36F | BULKHEADS | 6PL68G36FB33 | MULTI+
P306140 | MULTI+35 9 S/EW 830 WH87 SE | 199 | 1 | 1 | 1 | NR | 8018367664065 | 94051140 | 6PL00 | Lighting | 6PL | PIL LIGHTING | 6PL68G | HOUSEHOLD | 6PL68G36F | BULKHEADS | 6PL68G36FB33 | MULTI+
P306141 | MULTI+35 9 S/EW 830 WH87 EM1P | 319 | 1 | 1 | 1 | NR | 8018367664072 | 94051140 | 6PL00 | Lighting | 6PL | PIL LIGHTING | 6PL68G | HOUSEHOLD | 6PL68G36F | BULKHEADS | 6PL68G36FB33 | MULTI+
P306142 | MULTI+35 9 S/EW 840 WH87 | 106.5 | 1 | 1 | 1 | NR | 8018367664089 | 94051140 | 6PL00 | Lighting | 6PL | PIL LIGHTING | 6PL68G | HOUSEHOLD | 6PL68G36F | BULKHEADS | 6PL68G36FB33 | MULTI+
P306143 | MULTI+35 9 S/EW 840 WH87 SE | 199 | 1 | 1 | 1 | NR | 8018367664096 | 94051140 | 6PL00 | Lighting | 6PL | PIL LIGHTING | 6PL68G | HOUSEHOLD | 6PL68G36F | BULKHEADS | 6PL68G36FB33 | MULTI+
P306144 | MULTI+35 9 S/EW 840 WH87 EM1P | 319 | 1 | 1 | 1 | NR | 8018367664102 | 94051140 | 6PL00 | Lighting | 6PL | PIL LIGHTING | 6PL68G | HOUSEHOLD | 6PL68G36F | BULKHEADS | 6PL68G36FB33 | MULTI+
P306174 | QUASAR 30 CEILING 20W S/I 840 WH87 TECH | 257 | 1 | 1 | 6 | NR | 8018367664430 | 94051190 | 6PL00 | Lighting | 6PL | PIL LIGHTING | 6PL68G | HOUSEHOLD | 6PL68G38F | EXTERIOR CEILINGS | 6PL68G38FB43 | QUASAR CEILING
P306175 | QUASAR 30 CEILING 20W S/I 840 AN96 TECH | 257 | 1 | 1 | 6 | NR | 8018367664447 | 94051190 | 6PL00 | Lighting | 6PL | PIL LIGHTING | 6PL68G | HOUSEHOLD | 6PL68G38F | EXTERIOR CEILINGS | 6PL68G38FB43 | QUASAR CEILING
P306176 | QUASAR 30 CEILING 20W S/I 830 AN96 TECH | 257 | 1 | 1 | 6 | NR | 8018367664454 | 94051190 | 6PL00 | Lighting | 6PL | PIL LIGHTING | 6PL68G | HOUSEHOLD | 6PL68G38F | EXTERIOR CEILINGS | 6PL68G38FB43 | QUASAR CEILING
P306177 | QUASAR 30 CEILING 20W S/I 840 GR94 TECH | 257 | 1 | 1 | 6 | NR | 8018367664461 | 94051190 | 6PL00 | Lighting | 6PL | PIL LIGHTING | 6PL68G | HOUSEHOLD | 6PL68G38F | EXTERIOR CEILINGS | 6PL68G38FB43 | QUASAR CEILING
P306178 | QUASAR 30 CEILING 20W S/I 830 GR94 TECH | 257 | 1 | 1 | 6 | NR | 8018367664478 | 94051190 | 6PL00 | Lighting | 6PL | PIL LIGHTING | 6PL68G | HOUSEHOLD | 6PL68G38F | EXTERIOR CEILINGS | 6PL68G38FB43 | QUASAR CEILING
P306289 | PADO BASIC 8 S/EW 830 BK81 | 131.5 | 1 | 1 | 1 | NR | 8018367665901 | 94054239 | 6PL00 | Lighting | 6PL | PIL LIGHTING | 6PL68G | HOUSEHOLD | 6PL68G77F | GARDEN POSTS | 6PL68G77FB39 | PADO
P306290 | PADO BASIC 8 S/EW 840 BK81 | 131.5 | 1 | 1 | 1 | NR | 8018367665918 | 94054239 | 6PL00 | Lighting | 6PL | PIL LIGHTING | 6PL68G | HOUSEHOLD | 6PL68G77F | GARDEN POSTS | 6PL68G77FB39 | PADO
P306311 | AMON WALL 24 A15/M 840 AN-96_1-10V | 530 | 1 | 1 | 1 | NR | 8021944120809 | 94051190 | 6PL00 | Lighting | 6PL | PIL LIGHTING | 6PL68G | HOUSEHOLD | 6PL68G35F | EXTERIOR WALLS | 6PL68G35FB55 | AMON WALL
P306312 | AMON WALL 24 A30/M 840 AN-96_1-10V | 530 | 1 | 1 | 1 | NR | 8021944120816 | 94051190 | 6PL00 | Lighting | 6PL | PIL LIGHTING | 6PL68G | HOUSEHOLD | 6PL68G35F | EXTERIOR WALLS | 6PL68G35FB55 | AMON WALL
P306313 | AMON WALL BI 48 A15/M 840 AN-96_1-10V | 739 | 1 | 1 | 1 | NR | 8021944120823 | 94051190 | 6PL00 | Lighting | 6PL | PIL LIGHTING | 6PL68G | HOUSEHOLD | 6PL68G35F | EXTERIOR WALLS | 6PL68G35FB55 | AMON WALL
P306314 | AMON WALL BI 48 A30/M 840 AN-96_1-10V | 739 | 1 | 1 | 1 | NR | 8021944120830 | 94051190 | 6PL00 | Lighting | 6PL | PIL LIGHTING | 6PL68G | HOUSEHOLD | 6PL68G35F | EXTERIOR WALLS | 6PL68G35FB55 | AMON WALL
P306315 | AMON WALL BI 32 A15/M 840 AN-96_1-10V | 665.5 | 1 | 1 | 1 | NR | 8021944120847 | 94051190 | 6PL00 | Lighting | 6PL | PIL LIGHTING | 6PL68G | HOUSEHOLD | 6PL68G35F | EXTERIOR WALLS | 6PL68G35FB55 | AMON WALL
P306316 | AMON WALL BI 32 A30/M 840 AN-96_1-10V | 665.5 | 1 | 1 | 1 | NR | 8021944120854 | 94051190 | 6PL00 | Lighting | 6PL | PIL LIGHTING | 6PL68G | HOUSEHOLD | 6PL68G35F | EXTERIOR WALLS | 6PL68G35FB55 | AMON WALL
P306317 | AMON WALL 24 A15/M 830 AN-96_1-10V | 530 | 1 | 1 | 1 | NR | 8021944120861 | 94051190 | 6PL00 | Lighting | 6PL | PIL LIGHTING | 6PL68G | HOUSEHOLD | 6PL68G35F | EXTERIOR WALLS | 6PL68G35FB55 | AMON WALL
P306318 | AMON WALL 24 A30/M 830 AN-96_1-10V | 530 | 1 | 1 | 1 | NR | 8021944120878 | 94051190 | 6PL00 | Lighting | 6PL | PIL LIGHTING | 6PL68G | HOUSEHOLD | 6PL68G35F | EXTERIOR WALLS | 6PL68G35FB55 | AMON WALL
P306319 | AMON WALL BI 48 A15/M 830 AN-96_1-10V | 739 | 1 | 1 | 1 | NR | 8021944120885 | 94051190 | 6PL00 | Lighting | 6PL | PIL LIGHTING | 6PL68G | HOUSEHOLD | 6PL68G35F | EXTERIOR WALLS | 6PL68G35FB55 | AMON WALL
P306320 | AMON WALL BI 48 A30/M 830 AN-96_1-10V | 739 | 1 | 1 | 1 | NR | 8021944120892 | 94051190 | 6PL00 | Lighting | 6PL | PIL LIGHTING | 6PL68G | HOUSEHOLD | 6PL68G35F | EXTERIOR WALLS | 6PL68G35FB55 | AMON WALL
P306321 | AMON WALL BI 32 A15/M 830 AN-96_1-10V | 665.5 | 1 | 1 | 1 | NR | 8021944120908 | 94051190 | 6PL00 | Lighting | 6PL | PIL LIGHTING | 6PL68G | HOUSEHOLD | 6PL68G35F | EXTERIOR WALLS | 6PL68G35FB55 | AMON WALL
P306322 | AMON WALL BI 32 A30/M 830 AN-96_1-10V | 665.5 | 1 | 1 | 1 | NR | 8021944120915 | 94051190 | 6PL00 | Lighting | 6PL | PIL LIGHTING | 6PL68G | HOUSEHOLD | 6PL68G35F | EXTERIOR WALLS | 6PL68G35FB55 | AMON WALL
P306352 | PADO1200 18 S/EW 830 GR94 | 247.5 | 1 | 1 | 1 | NR | 8018367666366 | 94054239 | 6PL00 | Lighting | 6PL | PIL LIGHTING | 6PL68G | HOUSEHOLD | 6PL68G77F | GARDEN POSTS | 6PL68G77FB39 | PADO
P306353 | PADO1200 18 S/EW 830 AN96 | 247.5 | 1 | 1 | 1 | NR | 8018367666373 | 94054239 | 6PL00 | Lighting | 6PL | PIL LIGHTING | 6PL68G | HOUSEHOLD | 6PL68G77F | GARDEN POSTS | 6PL68G77FB39 | PADO
P306354 | PADO1200 18 S/EW 840 GR94 | 247.5 | 1 | 1 | 1 | NR | 8018367666380 | 94054239 | 6PL00 | Lighting | 6PL | PIL LIGHTING | 6PL68G | HOUSEHOLD | 6PL68G77F | GARDEN POSTS | 6PL68G77FB39 | PADO
P306355 | PADO1200 18 S/EW 840 AN96 | 247.5 | 1 | 1 | 1 | NR | 8018367666397 | 94054239 | 6PL00 | Lighting | 6PL | PIL LIGHTING | 6PL68G | HOUSEHOLD | 6PL68G77F | GARDEN POSTS | 6PL68G77FB39 | PADO
P306497 | TRY S/W 39-830-88 DALI+EM | 523 | 1 | 1 | 1 | NR | 8021944122513 | 94051190 | 6PL00 | Lighting | 6PL | PIL LIGHTING | 6PL59G | WORK & COMM. SPACES | 6PL59G69F | TRUNKING SYSTEMS | 6PL59G69F921 | TRY
P306498 | TRY S/W 39-840-88 DALI+EM | 538.5 | 1 | 1 | 1 | NR | 8021944122520 | 94051190 | 6PL00 | Lighting | 6PL | PIL LIGHTING | 6PL59G | WORK & COMM. SPACES | 6PL59G69F | TRUNKING SYSTEMS | 6PL59G69F921 | TRY
P306499 | TRY S/W 50-830-88 DALI+EM | 534 | 1 | 1 | 1 | NR | 8021944122537 | 94051190 | 6PL00 | Lighting | 6PL | PIL LIGHTING | 6PL59G | WORK & COMM. SPACES | 6PL59G69F | TRUNKING SYSTEMS | 6PL59G69F921 | TRY
P306500 | TRY S/W 50-840-88 DALI+EM | 552 | 1 | 1 | 1 | NR | 8021944122544 | 94051190 | 6PL00 | Lighting | 6PL | PIL LIGHTING | 6PL59G | WORK & COMM. SPACES | 6PL59G69F | TRUNKING SYSTEMS | 6PL59G69F921 | TRY
P306501 | TRY S/W 66-830-88 DALI+EM | 534 | 1 | 1 | 1 | NR | 8021944122551 | 94051190 | 6PL00 | Lighting | 6PL | PIL LIGHTING | 6PL59G | WORK & COMM. SPACES | 6PL59G69F | TRUNKING SYSTEMS | 6PL59G69F921 | TRY
P306502 | TRY S/W 66-840-88 DALI+EM | 552 | 1 | 1 | 1 | NR | 8021944122568 | 94051190 | 6PL00 | Lighting | 6PL | PIL LIGHTING | 6PL59G | WORK & COMM. SPACES | 6PL59G69F | TRUNKING SYSTEMS | 6PL59G69F921 | TRY
P306503 | TRY S/W 81-830-88 DALI+EM | 570.5 | 1 | 1 | 1 | NR | 8021944122575 | 94051190 | 6PL00 | Lighting | 6PL | PIL LIGHTING | 6PL59G | WORK & COMM. SPACES | 6PL59G69F | TRUNKING SYSTEMS | 6PL59G69F921 | TRY
P306504 | TRY S/W 81-840-88 DALI+EM | 587 | 1 | 1 | 1 | NR | 8021944122582 | 94051190 | 6PL00 | Lighting | 6PL | PIL LIGHTING | 6PL59G | WORK & COMM. SPACES | 6PL59G69F | TRUNKING SYSTEMS | 6PL59G69F921 | TRY
P306509 | GUELL ZERO/S/M 30 830 BK-RAL9005 | 108.5 | 1 | 1 | 1 | NR | 8021944122605 | 94054210 | 6PL00 | Lighting | 6PL | PIL LIGHTING | 6PL63G | SPORTS AND AREAS | 6PL63G72F | FLOODLIGHTS | 6PL63G72F981 | GUELL
P306511 | GUELL ZERO/S/M 30 830 GR-94 | 108.5 | 1 | 1 | 1 | NR | 8021944122629 | 94054210 | 6PL00 | Lighting | 6PL | PIL LIGHTING | 6PL63G | SPORTS AND AREAS | 6PL63G72F | FLOODLIGHTS | 6PL63G72F981 | GUELL
P306512 | GUELL ZERO/S/M 30 840 BK-RAL9005 | 108.5 | 1 | 1 | 1 | NR | 8021944122636 | 94054210 | 6PL00 | Lighting | 6PL | PIL LIGHTING | 6PL63G | SPORTS AND AREAS | 6PL63G72F | FLOODLIGHTS | 6PL63G72F981 | GUELL
P306514 | GUELL ZERO/S/M 30 840 GR-94 | 108.5 | 1 | 1 | 1 | NR | 8021944122650 | 94054210 | 6PL00 | Lighting | 6PL | PIL LIGHTING | 6PL63G | SPORTS AND AREAS | 6PL63G72F | FLOODLIGHTS | 6PL63G72F981 | GUELL
P306518 | GUELL ZERO/A/W 30 830 BK-RAL9005 | 115 | 1 | 1 | 1 | NR | 8021944122698 | 94054210 | 6PL00 | Lighting | 6PL | PIL LIGHTING | 6PL63G | SPORTS AND AREAS | 6PL63G72F | FLOODLIGHTS | 6PL63G72F981 | GUELL
P306520 | GUELL ZERO/A/W 30 830 GR-94 | 115 | 1 | 1 | 1 | NR | 8021944122711 | 94054210 | 6PL00 | Lighting | 6PL | PIL LIGHTING | 6PL63G | SPORTS AND AREAS | 6PL63G72F | FLOODLIGHTS | 6PL63G72F981 | GUELL
P306521 | GUELL ZERO/A/W 30 840 BK-RAL9005 | 115 | 1 | 1 | 1 | NR | 8021944122728 | 94054210 | 6PL00 | Lighting | 6PL | PIL LIGHTING | 6PL63G | SPORTS AND AREAS | 6PL63G72F | FLOODLIGHTS | 6PL63G72F981 | GUELL
P306523 | GUELL ZERO/A/W 30 840 GR-94 | 115 | 1 | 1 | 1 | NR | 8021944122742 | 94054210 | 6PL00 | Lighting | 6PL | PIL LIGHTING | 6PL63G | SPORTS AND AREAS | 6PL63G72F | FLOODLIGHTS | 6PL63G72F981 | GUELL
P306539 | GUELL ZERO KIT/S/M 30 830 BK-RAL9005 | 163.5 | 1 | 1 | 1 | NR | 8021944122902 | 94054210 | 6PL00 | Lighting | 6PL | PIL LIGHTING | 6PL63G | SPORTS AND AREAS | 6PL63G72F | FLOODLIGHTS | 6PL63G72F981 | GUELL
P306541 | GUELL ZERO KIT/S/M 30 840 BK-RAL9005 | 163.5 | 1 | 1 | 1 | NR | 8021944122926 | 94054210 | 6PL00 | Lighting | 6PL | PIL LIGHTING | 6PL63G | SPORTS AND AREAS | 6PL63G72F | FLOODLIGHTS | 6PL63G72F981 | GUELL
P306593 | KYRO+1 70 SR/075 740 AN-96 | 493 | 1 | 1 | 1 | NR | 8021944123145 | 94054239 | 6PL00 | Lighting | 6PL | PIL LIGHTING | 6PL65G | URBAN AND STREETS | 6PL65G68H | STREETLIGHTS | 6PL65G68HB09 | KYRO+
P306594 | KYRO+1 35 SR/075 740 AN-96 | 464 | 1 | 1 | 1 | NR | 8021944123152 | 94054239 | 6PL00 | Lighting | 6PL | PIL LIGHTING | 6PL65G | URBAN AND STREETS | 6PL65G68H | STREETLIGHTS | 6PL65G68HB09 | KYRO+
P306595 | KYRO+1 35 SR/125 740 AN-96 RPA | 558 | 1 | 1 | 1 | NR | 8021944123169 | 94054239 | 6PL00 | Lighting | 6PL | PIL LIGHTING | 6PL65G | URBAN AND STREETS | 6PL65G68H | STREETLIGHTS | 6PL65G68HB09 | KYRO+
P306596 | KYRO+1 70 SR/125 740 AN-96 RPA | 581 | 1 | 1 | 1 | NR | 8021944123176 | 94054239 | 6PL00 | Lighting | 6PL | PIL LIGHTING | 6PL65G | URBAN AND STREETS | 6PL65G68H | STREETLIGHTS | 6PL65G68HB09 | KYRO+
P306597 | KYRO+1 70 SR/100 740 AN-96 | 493 | 1 | 1 | 1 | NR | 8021944123183 | 94054239 | 6PL00 | Lighting | 6PL | PIL LIGHTING | 6PL65G | URBAN AND STREETS | 6PL65G68H | STREETLIGHTS | 6PL65G68HB09 | KYRO+
P306598 | KYRO+1 35 SR/100 740 AN-96 | 464 | 1 | 1 | 1 | NR | 8021944123190 | 94054239 | 6PL00 | Lighting | 6PL | PIL LIGHTING | 6PL65G | URBAN AND STREETS | 6PL65G68H | STREETLIGHTS | 6PL65G68HB09 | KYRO+
P306599 | KYRO+1 70 SR/125 740 AN-96 DALI | 581 | 1 | 1 | 1 | NR | 8021944123206 | 94054239 | 6PL00 | Lighting | 6PL | PIL LIGHTING | 6PL65G | URBAN AND STREETS | 6PL65G68H | STREETLIGHTS | 6PL65G68HB09 | KYRO+
P306600 | KYRO+1 35 SR/125 740 AN-96 DALI | 558 | 1 | 1 | 1 | NR | 8021944123213 | 94054239 | 6PL00 | Lighting | 6PL | PIL LIGHTING | 6PL65G | URBAN AND STREETS | 6PL65G68H | STREETLIGHTS | 6PL65G68HB09 | KYRO+
P306601 | KYRO+1 70 SR/075 740 AN-96 RPA | 581 | 1 | 1 | 1 | NR | 8021944123220 | 94054239 | 6PL00 | Lighting | 6PL | PIL LIGHTING | 6PL65G | URBAN AND STREETS | 6PL65G68H | STREETLIGHTS | 6PL65G68HB09 | KYRO+
P306602 | KYRO+1 35 SR/075 740 AN-96 RPA | 558 | 1 | 1 | 1 | NR | 8021944123237 | 94054239 | 6PL00 | Lighting | 6PL | PIL LIGHTING | 6PL65G | URBAN AND STREETS | 6PL65G68H | STREETLIGHTS | 6PL65G68HB09 | KYRO+
P306603 | KYRO+1 70 SR/150 740 AN-96 RPA | 581 | 1 | 1 | 1 | NR | 8021944123244 | 94054239 | 6PL00 | Lighting | 6PL | PIL LIGHTING | 6PL65G | URBAN AND STREETS | 6PL65G68H | STREETLIGHTS | 6PL65G68HB09 | KYRO+
P306604 | KYRO+1 35 SR/150 740 AN-96 RPA | 558 | 1 | 1 | 1 | NR | 8021944123251 | 94054239 | 6PL00 | Lighting | 6PL | PIL LIGHTING | 6PL65G | URBAN AND STREETS | 6PL65G68H | STREETLIGHTS | 6PL65G68HB09 | KYRO+
P306605 | KYRO+1 70 SR/100 740 AN-96 RPA | 581 | 1 | 1 | 1 | NR | 8021944123268 | 94054239 | 6PL00 | Lighting | 6PL | PIL LIGHTING | 6PL65G | URBAN AND STREETS | 6PL65G68H | STREETLIGHTS | 6PL65G68HB09 | KYRO+
P306606 | KYRO+1 35 SR/100 740 AN-96 RPA | 558 | 1 | 1 | 1 | NR | 8021944123275 | 94054239 | 6PL00 | Lighting | 6PL | PIL LIGHTING | 6PL65G | URBAN AND STREETS | 6PL65G68H | STREETLIGHTS | 6PL65G68HB09 | KYRO+
P306607 | KYRO+1 70 SR/150 740 AN-96 DALI | 581 | 1 | 1 | 1 | NR | 8021944123282 | 94054239 | 6PL00 | Lighting | 6PL | PIL LIGHTING | 6PL65G | URBAN AND STREETS | 6PL65G68H | STREETLIGHTS | 6PL65G68HB09 | KYRO+
P306608 | KYRO+1 35 SR/150 740 AN-96 DALI | 558 | 1 | 1 | 1 | NR | 8021944123299 | 94054239 | 6PL00 | Lighting | 6PL | PIL LIGHTING | 6PL65G | URBAN AND STREETS | 6PL65G68H | STREETLIGHTS | 6PL65G68HB09 | KYRO+
P306609 | KYRO+1 70 SR/125 740 AN-96 | 493 | 1 | 1 | 1 | NR | 8021944123305 | 94054239 | 6PL00 | Lighting | 6PL | PIL LIGHTING | 6PL65G | URBAN AND STREETS | 6PL65G68H | STREETLIGHTS | 6PL65G68HB09 | KYRO+
P306610 | KYRO+1 35 SR/125 740 AN-96 | 464 | 1 | 1 | 1 | NR | 8021944123312 | 94054239 | 6PL00 | Lighting | 6PL | PIL LIGHTING | 6PL65G | URBAN AND STREETS | 6PL65G68H | STREETLIGHTS | 6PL65G68HB09 | KYRO+
P306611 | KYRO+1 70 SR/150 740 AN-96 | 493 | 1 | 1 | 1 | NR | 8021944123329 | 94054239 | 6PL00 | Lighting | 6PL | PIL LIGHTING | 6PL65G | URBAN AND STREETS | 6PL65G68H | STREETLIGHTS | 6PL65G68HB09 | KYRO+
P306612 | KYRO+1 35 SR/150 740 AN-96 | 464 | 1 | 1 | 1 | NR | 8021944123336 | 94054239 | 6PL00 | Lighting | 6PL | PIL LIGHTING | 6PL65G | URBAN AND STREETS | 6PL65G68H | STREETLIGHTS | 6PL65G68HB09 | KYRO+
P306613 | KYRO+1 70 SR/075 740 AN-96 DALI | 581 | 1 | 1 | 1 | NR | 8021944123343 | 94054239 | 6PL00 | Lighting | 6PL | PIL LIGHTING | 6PL65G | URBAN AND STREETS | 6PL65G68H | STREETLIGHTS | 6PL65G68HB09 | KYRO+
P306614 | KYRO+1 35 SR/075 740 AN-96 DALI | 558 | 1 | 1 | 1 | NR | 8021944123350 | 94054239 | 6PL00 | Lighting | 6PL | PIL LIGHTING | 6PL65G | URBAN AND STREETS | 6PL65G68H | STREETLIGHTS | 6PL65G68HB09 | KYRO+
P306615 | KYRO+1 70 SR/100 740 AN-96 DALI | 581 | 1 | 1 | 1 | NR | 8021944123367 | 94054239 | 6PL00 | Lighting | 6PL | PIL LIGHTING | 6PL65G | URBAN AND STREETS | 6PL65G68H | STREETLIGHTS | 6PL65G68HB09 | KYRO+
P306616 | KYRO+1 35 SR/100 740 AN-96 DALI | 558 | 1 | 1 | 1 | NR | 8021944123374 | 94054239 | 6PL00 | Lighting | 6PL | PIL LIGHTING | 6PL65G | URBAN AND STREETS | 6PL65G68H | STREETLIGHTS | 6PL65G68HB09 | KYRO+
P306617 | KYRO+2 140 SR/125 740 AN-96 | 711 | 1 | 1 | 1 | NR | 8021944123381 | 94054239 | 6PL00 | Lighting | 6PL | PIL LIGHTING | 6PL65G | URBAN AND STREETS | 6PL65G68H | STREETLIGHTS | 6PL65G68HB09 | KYRO+
P306618 | KYRO+2 105 SR/125 740 AN-96 | 617 | 1 | 1 | 1 | NR | 8021944123398 | 94054239 | 6PL00 | Lighting | 6PL | PIL LIGHTING | 6PL65G | URBAN AND STREETS | 6PL65G68H | STREETLIGHTS | 6PL65G68HB09 | KYRO+
P306621 | KYRO+2 140 SR/150 740 AN-96 | 711 | 1 | 1 | 1 | NR | 8021944123428 | 94054239 | 6PL00 | Lighting | 6PL | PIL LIGHTING | 6PL65G | URBAN AND STREETS | 6PL65G68H | STREETLIGHTS | 6PL65G68HB09 | KYRO+
P306622 | KYRO+2 105 SR/150 740 AN-96 | 617 | 1 | 1 | 1 | NR | 8021944123435 | 94054239 | 6PL00 | Lighting | 6PL | PIL LIGHTING | 6PL65G | URBAN AND STREETS | 6PL65G68H | STREETLIGHTS | 6PL65G68HB09 | KYRO+
P306625 | KYRO+2 140 SR/100 740 AN-96 | 711 | 1 | 1 | 1 | NR | 8021944123466 | 94054239 | 6PL00 | Lighting | 6PL | PIL LIGHTING | 6PL65G | URBAN AND STREETS | 6PL65G68H | STREETLIGHTS | 6PL65G68HB09 | KYRO+
P306626 | KYRO+2 105 SR/100 740 AN-96 | 617 | 1 | 1 | 1 | NR | 8021944123473 | 94054239 | 6PL00 | Lighting | 6PL | PIL LIGHTING | 6PL65G | URBAN AND STREETS | 6PL65G68H | STREETLIGHTS | 6PL65G68HB09 | KYRO+
P306629 | KYRO+2 140 SR/125 740 AN-96 RPA | 805.5 | 1 | 1 | 1 | NR | 8021944123503 | 94054239 | 6PL00 | Lighting | 6PL | PIL LIGHTING | 6PL65G | URBAN AND STREETS | 6PL65G68H | STREETLIGHTS | 6PL65G68HB09 | KYRO+
P306630 | KYRO+2 105 SR/125 740 AN-96 RPA | 717.5 | 1 | 1 | 1 | NR | 8021944123510 | 94054239 | 6PL00 | Lighting | 6PL | PIL LIGHTING | 6PL65G | URBAN AND STREETS | 6PL65G68H | STREETLIGHTS | 6PL65G68HB09 | KYRO+
P306633 | KYRO+2 140 SR/150 740 AN-96 RPA | 805.5 | 1 | 1 | 1 | NR | 8021944123541 | 94054239 | 6PL00 | Lighting | 6PL | PIL LIGHTING | 6PL65G | URBAN AND STREETS | 6PL65G68H | STREETLIGHTS | 6PL65G68HB09 | KYRO+
P306634 | KYRO+2 105 SR/150 740 AN-96 RPA | 717.5 | 1 | 1 | 1 | NR | 8021944123558 | 94054239 | 6PL00 | Lighting | 6PL | PIL LIGHTING | 6PL65G | URBAN AND STREETS | 6PL65G68H | STREETLIGHTS | 6PL65G68HB09 | KYRO+
P306637 | KYRO+2 140 SR/100 740 AN-96 RPA | 805.5 | 1 | 1 | 1 | NR | 8021944123589 | 94054239 | 6PL00 | Lighting | 6PL | PIL LIGHTING | 6PL65G | URBAN AND STREETS | 6PL65G68H | STREETLIGHTS | 6PL65G68HB09 | KYRO+
P306638 | KYRO+2 105 SR/100 740 AN-96 RPA | 717.5 | 1 | 1 | 1 | NR | 8021944123596 | 94054239 | 6PL00 | Lighting | 6PL | PIL LIGHTING | 6PL65G | URBAN AND STREETS | 6PL65G68H | STREETLIGHTS | 6PL65G68HB09 | KYRO+
P306641 | KYRO+2 140 SR/075 740 AN-96 RPA | 805.5 | 1 | 1 | 1 | NR | 8021944123626 | 94054239 | 6PL00 | Lighting | 6PL | PIL LIGHTING | 6PL65G | URBAN AND STREETS | 6PL65G68H | STREETLIGHTS | 6PL65G68HB09 | KYRO+
P306642 | KYRO+2 105 SR/075 740 AN-96 RPA | 717.5 | 1 | 1 | 1 | NR | 8021944123633 | 94054239 | 6PL00 | Lighting | 6PL | PIL LIGHTING | 6PL65G | URBAN AND STREETS | 6PL65G68H | STREETLIGHTS | 6PL65G68HB09 | KYRO+
P306643 | KYRO+2 140 SR/075 740 AN-96 DALI | 805.5 | 1 | 1 | 1 | NR | 8021944123640 | 94054239 | 6PL00 | Lighting | 6PL | PIL LIGHTING | 6PL65G | URBAN AND STREETS | 6PL65G68H | STREETLIGHTS | 6PL65G68HB09 | KYRO+
P306644 | KYRO+2 105 SR/075 740 AN-96 DALI | 717.5 | 1 | 1 | 1 | NR | 8021944123657 | 94054239 | 6PL00 | Lighting | 6PL | PIL LIGHTING | 6PL65G | URBAN AND STREETS | 6PL65G68H | STREETLIGHTS | 6PL65G68HB09 | KYRO+
P306645 | KYRO+2 140 SR/075 740 AN-96 | 711 | 1 | 1 | 1 | NR | 8021944123664 | 94054239 | 6PL00 | Lighting | 6PL | PIL LIGHTING | 6PL65G | URBAN AND STREETS | 6PL65G68H | STREETLIGHTS | 6PL65G68HB09 | KYRO+
P306646 | KYRO+2 105 SR/075 740 AN-96 | 617 | 1 | 1 | 1 | NR | 8021944123671 | 94054239 | 6PL00 | Lighting | 6PL | PIL LIGHTING | 6PL65G | URBAN AND STREETS | 6PL65G68H | STREETLIGHTS | 6PL65G68HB09 | KYRO+
P306647 | KYRO+2 140 SR/125 740 AN-96 DALI | 805.5 | 1 | 1 | 1 | NR | 8021944123688 | 94054239 | 6PL00 | Lighting | 6PL | PIL LIGHTING | 6PL65G | URBAN AND STREETS | 6PL65G68H | STREETLIGHTS | 6PL65G68HB09 | KYRO+
P306648 | KYRO+2 105 SR/125 740 AN-96 DALI | 717.5 | 1 | 1 | 1 | NR | 8021944123695 | 94054239 | 6PL00 | Lighting | 6PL | PIL LIGHTING | 6PL65G | URBAN AND STREETS | 6PL65G68H | STREETLIGHTS | 6PL65G68HB09 | KYRO+
P306649 | KYRO+2 140 SR/150 740 AN-96 DALI | 805.5 | 1 | 1 | 1 | NR | 8021944123701 | 94054239 | 6PL00 | Lighting | 6PL | PIL LIGHTING | 6PL65G | URBAN AND STREETS | 6PL65G68H | STREETLIGHTS | 6PL65G68HB09 | KYRO+
P306650 | KYRO+2 105 SR/150 740 AN-96 DALI | 717.5 | 1 | 1 | 1 | NR | 8021944123718 | 94054239 | 6PL00 | Lighting | 6PL | PIL LIGHTING | 6PL65G | URBAN AND STREETS | 6PL65G68H | STREETLIGHTS | 6PL65G68HB09 | KYRO+
P306651 | KYRO+2 140 SR/100 740 AN-96 DALI | 805.5 | 1 | 1 | 1 | NR | 8021944123725 | 94054239 | 6PL00 | Lighting | 6PL | PIL LIGHTING | 6PL65G | URBAN AND STREETS | 6PL65G68H | STREETLIGHTS | 6PL65G68HB09 | KYRO+
P306652 | KYRO+2 105 SR/100 740 AN-96 DALI | 717.5 | 1 | 1 | 1 | NR | 8021944123732 | 94054239 | 6PL00 | Lighting | 6PL | PIL LIGHTING | 6PL65G | URBAN AND STREETS | 6PL65G68H | STREETLIGHTS | 6PL65G68HB09 | KYRO+
P306668 | Q-LIGHT 12 S/W 830 AN96 | 426.5 | 1 | 1 | 1 | NR | 8018367668933 | 94054239 | 6PL00 | Lighting | 6PL | PIL LIGHTING | 6PL68G | HOUSEHOLD | 6PL68G77F | GARDEN POSTS | 6PL68G77FC29 | Q-LIGHT
P306669 | Q-LIGHT 12 S/W 840 AN96 | 426.5 | 1 | 1 | 1 | NR | 8018367668940 | 94054239 | 6PL00 | Lighting | 6PL | PIL LIGHTING | 6PL68G | HOUSEHOLD | 6PL68G77F | GARDEN POSTS | 6PL68G77FC29 | Q-LIGHT
P306670 | Q-LIGHT 12 S/W 830 GR94 | 426.5 | 1 | 1 | 1 | NR | 8018367668957 | 94054239 | 6PL00 | Lighting | 6PL | PIL LIGHTING | 6PL68G | HOUSEHOLD | 6PL68G77F | GARDEN POSTS | 6PL68G77FC29 | Q-LIGHT
P306671 | Q-LIGHT 12 S/W 840 GR94 | 426.5 | 1 | 1 | 1 | NR | 8018367668964 | 94054239 | 6PL00 | Lighting | 6PL | PIL LIGHTING | 6PL68G | HOUSEHOLD | 6PL68G77F | GARDEN POSTS | 6PL68G77FC29 | Q-LIGHT
P306672 | KYRO+1/D76 70 SR/075 740 AN-96 | 493 | 1 | 1 | 1 | NR | 8021944124005 | 94054239 | 6PL00 | Lighting | 6PL | PIL LIGHTING | 6PL65G | URBAN AND STREETS | 6PL65G68H | STREETLIGHTS | 6PL65G68HB09 | KYRO+
P306673 | KYRO+1/D76 35 SR/075 740 AN-96 | 464 | 1 | 1 | 1 | NR | 8021944124012 | 94054239 | 6PL00 | Lighting | 6PL | PIL LIGHTING | 6PL65G | URBAN AND STREETS | 6PL65G68H | STREETLIGHTS | 6PL65G68HB09 | KYRO+
P306674 | KYRO+1/D76 70 SR/125 740 AN-96 RPA | 581 | 1 | 1 | 1 | NR | 8021944124029 | 94054239 | 6PL00 | Lighting | 6PL | PIL LIGHTING | 6PL65G | URBAN AND STREETS | 6PL65G68H | STREETLIGHTS | 6PL65G68HB09 | KYRO+
P306675 | KYRO+1/D76 35 SR/125 740 AN-96 RPA | 558 | 1 | 1 | 1 | NR | 8021944124036 | 94054239 | 6PL00 | Lighting | 6PL | PIL LIGHTING | 6PL65G | URBAN AND STREETS | 6PL65G68H | STREETLIGHTS | 6PL65G68HB09 | KYRO+
P306676 | KYRO+1/D76 70 SR/100 740 AN-96 | 493 | 1 | 1 | 1 | NR | 8021944124043 | 94054239 | 6PL00 | Lighting | 6PL | PIL LIGHTING | 6PL65G | URBAN AND STREETS | 6PL65G68H | STREETLIGHTS | 6PL65G68HB09 | KYRO+
P306677 | KYRO+1/D76 35 SR/100 740 AN-96 | 464 | 1 | 1 | 1 | NR | 8021944124050 | 94054239 | 6PL00 | Lighting | 6PL | PIL LIGHTING | 6PL65G | URBAN AND STREETS | 6PL65G68H | STREETLIGHTS | 6PL65G68HB09 | KYRO+
P306678 | KYRO+1/D76 70 SR/125 740 AN-96 DALI | 581 | 1 | 1 | 1 | NR | 8021944123824 | 94054239 | 6PL00 | Lighting | 6PL | PIL LIGHTING | 6PL65G | URBAN AND STREETS | 6PL65G68H | STREETLIGHTS | 6PL65G68HB09 | KYRO+
P306679 | KYRO+1/D76 35 SR/125 740 AN-96 DALI | 558 | 1 | 1 | 1 | NR | 8021944123831 | 94054239 | 6PL00 | Lighting | 6PL | PIL LIGHTING | 6PL65G | URBAN AND STREETS | 6PL65G68H | STREETLIGHTS | 6PL65G68HB09 | KYRO+
P306680 | KYRO+1/D76 70 SR/075 740 AN-96 RPA | 581 | 1 | 1 | 1 | NR | 8021944123848 | 94054239 | 6PL00 | Lighting | 6PL | PIL LIGHTING | 6PL65G | URBAN AND STREETS | 6PL65G68H | STREETLIGHTS | 6PL65G68HB09 | KYRO+
P306681 | KYRO+1/D76 35 SR/075 740 AN-96 RPA | 558 | 1 | 1 | 1 | NR | 8021944123855 | 94054239 | 6PL00 | Lighting | 6PL | PIL LIGHTING | 6PL65G | URBAN AND STREETS | 6PL65G68H | STREETLIGHTS | 6PL65G68HB09 | KYRO+
P306682 | KYRO+1/D76 70 SR/150 740 AN-96 RPA | 581 | 1 | 1 | 1 | NR | 8021944123862 | 94054239 | 6PL00 | Lighting | 6PL | PIL LIGHTING | 6PL65G | URBAN AND STREETS | 6PL65G68H | STREETLIGHTS | 6PL65G68HB09 | KYRO+
P306683 | KYRO+1/D76 35 SR/150 740 AN-96 RPA | 558 | 1 | 1 | 1 | NR | 8021944123879 | 94054239 | 6PL00 | Lighting | 6PL | PIL LIGHTING | 6PL65G | URBAN AND STREETS | 6PL65G68H | STREETLIGHTS | 6PL65G68HB09 | KYRO+
P306684 | KYRO+1/D76 70 SR/100 740 AN-96 RPA | 581 | 1 | 1 | 1 | NR | 8021944123886 | 94054239 | 6PL00 | Lighting | 6PL | PIL LIGHTING | 6PL65G | URBAN AND STREETS | 6PL65G68H | STREETLIGHTS | 6PL65G68HB09 | KYRO+
P306685 | KYRO+1/D76 35 SR/100 740 AN-96 RPA | 558 | 1 | 1 | 1 | NR | 8021944123893 | 94054239 | 6PL00 | Lighting | 6PL | PIL LIGHTING | 6PL65G | URBAN AND STREETS | 6PL65G68H | STREETLIGHTS | 6PL65G68HB09 | KYRO+
P306686 | KYRO+1/D76 70 SR/150 740 AN-96 DALI | 581 | 1 | 1 | 1 | NR | 8021944123909 | 94054239 | 6PL00 | Lighting | 6PL | PIL LIGHTING | 6PL65G | URBAN AND STREETS | 6PL65G68H | STREETLIGHTS | 6PL65G68HB09 | KYRO+
P306687 | KYRO+1/D76 35 SR/150 740 AN-96 DALI | 558 | 1 | 1 | 1 | NR | 8021944123916 | 94054239 | 6PL00 | Lighting | 6PL | PIL LIGHTING | 6PL65G | URBAN AND STREETS | 6PL65G68H | STREETLIGHTS | 6PL65G68HB09 | KYRO+
P306688 | KYRO+1/D76 70 SR/125 740 AN-96 | 493 | 1 | 1 | 1 | NR | 8021944124197 | 94054239 | 6PL00 | Lighting | 6PL | PIL LIGHTING | 6PL65G | URBAN AND STREETS | 6PL65G68H | STREETLIGHTS | 6PL65G68HB09 | KYRO+
P306689 | KYRO+1/D76 35 SR/125 740 AN-96 | 464 | 1 | 1 | 1 | NR | 8021944123930 | 94054239 | 6PL00 | Lighting | 6PL | PIL LIGHTING | 6PL65G | URBAN AND STREETS | 6PL65G68H | STREETLIGHTS | 6PL65G68HB09 | KYRO+
P306690 | KYRO+1/D76 70 SR/150 740 AN-96 | 493 | 1 | 1 | 1 | NR | 8021944123947 | 94054239 | 6PL00 | Lighting | 6PL | PIL LIGHTING | 6PL65G | URBAN AND STREETS | 6PL65G68H | STREETLIGHTS | 6PL65G68HB09 | KYRO+
P306691 | KYRO+1/D76 35 SR/150 740 AN-96 | 464 | 1 | 1 | 1 | NR | 8021944123954 | 94054239 | 6PL00 | Lighting | 6PL | PIL LIGHTING | 6PL65G | URBAN AND STREETS | 6PL65G68H | STREETLIGHTS | 6PL65G68HB09 | KYRO+
P306692 | KYRO+1/D76 70 SR/075 740 AN-96 DALI | 581 | 1 | 1 | 1 | NR | 8021944123961 | 94054239 | 6PL00 | Lighting | 6PL | PIL LIGHTING | 6PL65G | URBAN AND STREETS | 6PL65G68H | STREETLIGHTS | 6PL65G68HB09 | KYRO+
P306693 | KYRO+1/D76 35 SR/075 740 AN-96 DALI | 558 | 1 | 1 | 1 | NR | 8021944123978 | 94054239 | 6PL00 | Lighting | 6PL | PIL LIGHTING | 6PL65G | URBAN AND STREETS | 6PL65G68H | STREETLIGHTS | 6PL65G68HB09 | KYRO+
P306694 | KYRO+1/D76 70 SR/100 740 AN-96 DALI | 581 | 1 | 1 | 1 | NR | 8021944123985 | 94054239 | 6PL00 | Lighting | 6PL | PIL LIGHTING | 6PL65G | URBAN AND STREETS | 6PL65G68H | STREETLIGHTS | 6PL65G68HB09 | KYRO+
P306695 | KYRO+1/D76 35 SR/100 740 AN-96 DALI | 558 | 1 | 1 | 1 | NR | 8021944123992 | 94054239 | 6PL00 | Lighting | 6PL | PIL LIGHTING | 6PL65G | URBAN AND STREETS | 6PL65G68H | STREETLIGHTS | 6PL65G68HB09 | KYRO+
P306705 | MULTI+35 4,5 S/EW 830 WH87 | 104.5 | 1 | 1 | 1 | NR | 8018367669374 | 94051140 | 6PL00 | Lighting | 6PL | PIL LIGHTING | 6PL68G | HOUSEHOLD | 6PL68G36F | BULKHEADS | 6PL68G36FB33 | MULTI+
P306706 | MULTI+35 4,5 S/EW 840 WH87 | 104.5 | 1 | 1 | 1 | NR | 8018367669381 | 94051140 | 6PL00 | Lighting | 6PL | PIL LIGHTING | 6PL68G | HOUSEHOLD | 6PL68G36F | BULKHEADS | 6PL68G36FB33 | MULTI+
P306802 | TRY A/M L 23-830-88 | 229 | 1 | 1 | 1 | NR | 8021944125729 | 94051190 | 6PL00 | Lighting | 6PL | PIL LIGHTING | 6PL59G | WORK & COMM. SPACES | 6PL59G69F | TRUNKING SYSTEMS | 6PL59G69F921 | TRY
P306803 | TRY A/M L 23-840-88 | 229 | 1 | 1 | 1 | NR | 8021944125736 | 94051190 | 6PL00 | Lighting | 6PL | PIL LIGHTING | 6PL59G | WORK & COMM. SPACES | 6PL59G69F | TRUNKING SYSTEMS | 6PL59G69F921 | TRY
P306804 | TRY A/M L 31-830-88 | 229 | 1 | 1 | 1 | NR | 8021944125743 | 94051190 | 6PL00 | Lighting | 6PL | PIL LIGHTING | 6PL59G | WORK & COMM. SPACES | 6PL59G69F | TRUNKING SYSTEMS | 6PL59G69F921 | TRY
P306805 | TRY A/M L 31-840-88 | 229 | 1 | 1 | 1 | NR | 8021944125750 | 94051190 | 6PL00 | Lighting | 6PL | PIL LIGHTING | 6PL59G | WORK & COMM. SPACES | 6PL59G69F | TRUNKING SYSTEMS | 6PL59G69F921 | TRY
P306806 | TRY A/M L 39-830-88 | 229 | 1 | 1 | 1 | NR | 8021944125767 | 94051190 | 6PL00 | Lighting | 6PL | PIL LIGHTING | 6PL59G | WORK & COMM. SPACES | 6PL59G69F | TRUNKING SYSTEMS | 6PL59G69F921 | TRY
P306807 | TRY A/M L 39-840-88 | 229 | 1 | 1 | 1 | NR | 8021944125774 | 94051190 | 6PL00 | Lighting | 6PL | PIL LIGHTING | 6PL59G | WORK & COMM. SPACES | 6PL59G69F | TRUNKING SYSTEMS | 6PL59G69F921 | TRY
P306808 | TRY A/M L 50-830-88 | 252.5 | 1 | 1 | 1 | NR | 8021944125781 | 94051190 | 6PL00 | Lighting | 6PL | PIL LIGHTING | 6PL59G | WORK & COMM. SPACES | 6PL59G69F | TRUNKING SYSTEMS | 6PL59G69F921 | TRY
P306809 | TRY A/M L 50-840-88 | 252.5 | 1 | 1 | 1 | NR | 8021944125798 | 94051190 | 6PL00 | Lighting | 6PL | PIL LIGHTING | 6PL59G | WORK & COMM. SPACES | 6PL59G69F | TRUNKING SYSTEMS | 6PL59G69F921 | TRY
P306810 | TRY A/M L 66-830-88 | 252.5 | 1 | 1 | 1 | NR | 8021944125804 | 94051190 | 6PL00 | Lighting | 6PL | PIL LIGHTING | 6PL59G | WORK & COMM. SPACES | 6PL59G69F | TRUNKING SYSTEMS | 6PL59G69F921 | TRY
P306811 | TRY A/M L 66-840-88 | 252.5 | 1 | 1 | 1 | NR | 8021944125811 | 94051190 | 6PL00 | Lighting | 6PL | PIL LIGHTING | 6PL59G | WORK & COMM. SPACES | 6PL59G69F | TRUNKING SYSTEMS | 6PL59G69F921 | TRY
P306812 | TRY A/M L 81-830-88 | 269 | 1 | 1 | 1 | NR | 8021944125828 | 94051190 | 6PL00 | Lighting | 6PL | PIL LIGHTING | 6PL59G | WORK & COMM. SPACES | 6PL59G69F | TRUNKING SYSTEMS | 6PL59G69F921 | TRY
P306813 | TRY A/M L 81-840-88 | 269 | 1 | 1 | 1 | NR | 8021944125835 | 94051190 | 6PL00 | Lighting | 6PL | PIL LIGHTING | 6PL59G | WORK & COMM. SPACES | 6PL59G69F | TRUNKING SYSTEMS | 6PL59G69F921 | TRY
P306814 | TRY A/M R 23-830-88 | 229 | 1 | 1 | 1 | NR | 8021944125842 | 94051190 | 6PL00 | Lighting | 6PL | PIL LIGHTING | 6PL59G | WORK & COMM. SPACES | 6PL59G69F | TRUNKING SYSTEMS | 6PL59G69F921 | TRY
P306815 | TRY A/M R 23-840-88 | 229 | 1 | 1 | 1 | NR | 8021944125859 | 94051190 | 6PL00 | Lighting | 6PL | PIL LIGHTING | 6PL59G | WORK & COMM. SPACES | 6PL59G69F | TRUNKING SYSTEMS | 6PL59G69F921 | TRY
P306816 | TRY A/M R 31-830-88 | 229 | 1 | 1 | 1 | NR | 8021944125866 | 94051190 | 6PL00 | Lighting | 6PL | PIL LIGHTING | 6PL59G | WORK & COMM. SPACES | 6PL59G69F | TRUNKING SYSTEMS | 6PL59G69F921 | TRY
P306817 | TRY A/M R 31-840-88 | 229 | 1 | 1 | 1 | NR | 8021944125873 | 94051190 | 6PL00 | Lighting | 6PL | PIL LIGHTING | 6PL59G | WORK & COMM. SPACES | 6PL59G69F | TRUNKING SYSTEMS | 6PL59G69F921 | TRY
P306818 | TRY A/M R 39-830-88 | 229 | 1 | 1 | 1 | NR | 8021944125880 | 94051190 | 6PL00 | Lighting | 6PL | PIL LIGHTING | 6PL59G | WORK & COMM. SPACES | 6PL59G69F | TRUNKING SYSTEMS | 6PL59G69F921 | TRY
P306819 | TRY A/M R 39-840-88 | 229 | 1 | 1 | 1 | NR | 8021944125897 | 94051190 | 6PL00 | Lighting | 6PL | PIL LIGHTING | 6PL59G | WORK & COMM. SPACES | 6PL59G69F | TRUNKING SYSTEMS | 6PL59G69F921 | TRY
P306820 | TRY A/M R 50-830-88 | 252.5 | 1 | 1 | 1 | NR | 8021944125903 | 94051190 | 6PL00 | Lighting | 6PL | PIL LIGHTING | 6PL59G | WORK & COMM. SPACES | 6PL59G69F | TRUNKING SYSTEMS | 6PL59G69F921 | TRY
P306821 | TRY A/M R 50-840-88 | 252.5 | 1 | 1 | 1 | NR | 8021944125910 | 94051190 | 6PL00 | Lighting | 6PL | PIL LIGHTING | 6PL59G | WORK & COMM. SPACES | 6PL59G69F | TRUNKING SYSTEMS | 6PL59G69F921 | TRY
P306822 | TRY A/M R 66-830-88 | 252.5 | 1 | 1 | 1 | NR | 8021944125927 | 94051190 | 6PL00 | Lighting | 6PL | PIL LIGHTING | 6PL59G | WORK & COMM. SPACES | 6PL59G69F | TRUNKING SYSTEMS | 6PL59G69F921 | TRY
P306823 | TRY A/M R 66-840-88 | 252.5 | 1 | 1 | 1 | NR | 8021944125934 | 94051190 | 6PL00 | Lighting | 6PL | PIL LIGHTING | 6PL59G | WORK & COMM. SPACES | 6PL59G69F | TRUNKING SYSTEMS | 6PL59G69F921 | TRY
P306824 | TRY A/M R 81-830-88 | 269 | 1 | 1 | 1 | NR | 8021944125941 | 94051190 | 6PL00 | Lighting | 6PL | PIL LIGHTING | 6PL59G | WORK & COMM. SPACES | 6PL59G69F | TRUNKING SYSTEMS | 6PL59G69F921 | TRY
P306825 | TRY A/M R 81-840-88 | 269 | 1 | 1 | 1 | NR | 8021944125958 | 94051190 | 6PL00 | Lighting | 6PL | PIL LIGHTING | 6PL59G | WORK & COMM. SPACES | 6PL59G69F | TRUNKING SYSTEMS | 6PL59G69F921 | TRY
P306826 | TRY A/M L 39-830-88 DALI | 282.5 | 1 | 1 | 1 | NR | 8021944125965 | 94051190 | 6PL00 | Lighting | 6PL | PIL LIGHTING | 6PL59G | WORK & COMM. SPACES | 6PL59G69F | TRUNKING SYSTEMS | 6PL59G69F921 | TRY
P306827 | TRY A/M L 39-840-88 DALI | 282.5 | 1 | 1 | 1 | NR | 8021944125972 | 94051190 | 6PL00 | Lighting | 6PL | PIL LIGHTING | 6PL59G | WORK & COMM. SPACES | 6PL59G69F | TRUNKING SYSTEMS | 6PL59G69F921 | TRY
P306828 | TRY A/M L 50-830-88 DALI | 299 | 1 | 1 | 1 | NR | 8021944125989 | 94051190 | 6PL00 | Lighting | 6PL | PIL LIGHTING | 6PL59G | WORK & COMM. SPACES | 6PL59G69F | TRUNKING SYSTEMS | 6PL59G69F921 | TRY
P306829 | TRY A/M L 50-840-88 DALI | 299 | 1 | 1 | 1 | NR | 8021944125996 | 94051190 | 6PL00 | Lighting | 6PL | PIL LIGHTING | 6PL59G | WORK & COMM. SPACES | 6PL59G69F | TRUNKING SYSTEMS | 6PL59G69F921 | TRY
P306830 | TRY A/M L 66-830-88 DALI | 299 | 1 | 1 | 1 | NR | 8021944126009 | 94051190 | 6PL00 | Lighting | 6PL | PIL LIGHTING | 6PL59G | WORK & COMM. SPACES | 6PL59G69F | TRUNKING SYSTEMS | 6PL59G69F921 | TRY
P306831 | TRY A/M L 66-840-88 DALI | 299 | 1 | 1 | 1 | NR | 8021944126016 | 94051190 | 6PL00 | Lighting | 6PL | PIL LIGHTING | 6PL59G | WORK & COMM. SPACES | 6PL59G69F | TRUNKING SYSTEMS | 6PL59G69F921 | TRY
P306832 | TRY A/M L 81-830-88 DALI | 329 | 1 | 1 | 1 | NR | 8021944126023 | 94051190 | 6PL00 | Lighting | 6PL | PIL LIGHTING | 6PL59G | WORK & COMM. SPACES | 6PL59G69F | TRUNKING SYSTEMS | 6PL59G69F921 | TRY
P306833 | TRY A/M L 81-840-88 DALI | 329 | 1 | 1 | 1 | NR | 8021944126030 | 94051190 | 6PL00 | Lighting | 6PL | PIL LIGHTING | 6PL59G | WORK & COMM. SPACES | 6PL59G69F | TRUNKING SYSTEMS | 6PL59G69F921 | TRY
P306834 | TRY A/M R 39-830-88 DALI | 282.5 | 1 | 1 | 1 | NR | 8021944126047 | 94051190 | 6PL00 | Lighting | 6PL | PIL LIGHTING | 6PL59G | WORK & COMM. SPACES | 6PL59G69F | TRUNKING SYSTEMS | 6PL59G69F921 | TRY
P306835 | TRY A/M R 39-840-88 DALI | 282.5 | 1 | 1 | 1 | NR | 8021944126054 | 94051190 | 6PL00 | Lighting | 6PL | PIL LIGHTING | 6PL59G | WORK & COMM. SPACES | 6PL59G69F | TRUNKING SYSTEMS | 6PL59G69F921 | TRY
P306836 | TRY A/M R 50-830-88 DALI | 299 | 1 | 1 | 1 | NR | 8021944126061 | 94051190 | 6PL00 | Lighting | 6PL | PIL LIGHTING | 6PL59G | WORK & COMM. SPACES | 6PL59G69F | TRUNKING SYSTEMS | 6PL59G69F921 | TRY
P306837 | TRY A/M R 50-840-88 DALI | 299 | 1 | 1 | 1 | NR | 8021944126078 | 94051190 | 6PL00 | Lighting | 6PL | PIL LIGHTING | 6PL59G | WORK & COMM. SPACES | 6PL59G69F | TRUNKING SYSTEMS | 6PL59G69F921 | TRY
P306838 | TRY A/M R 66-830-88 DALI | 299 | 1 | 1 | 1 | NR | 8021944126085 | 94051190 | 6PL00 | Lighting | 6PL | PIL LIGHTING | 6PL59G | WORK & COMM. SPACES | 6PL59G69F | TRUNKING SYSTEMS | 6PL59G69F921 | TRY
P306839 | TRY A/M R 66-840-88 DALI | 299 | 1 | 1 | 1 | NR | 8021944126092 | 94051190 | 6PL00 | Lighting | 6PL | PIL LIGHTING | 6PL59G | WORK & COMM. SPACES | 6PL59G69F | TRUNKING SYSTEMS | 6PL59G69F921 | TRY
P306840 | TRY A/M R 81-830-88 DALI | 329 | 1 | 1 | 1 | NR | 8021944126108 | 94051190 | 6PL00 | Lighting | 6PL | PIL LIGHTING | 6PL59G | WORK & COMM. SPACES | 6PL59G69F | TRUNKING SYSTEMS | 6PL59G69F921 | TRY
P306841 | TRY A/M R 81-840-88 DALI | 329 | 1 | 1 | 1 | NR | 8021944126115 | 94051190 | 6PL00 | Lighting | 6PL | PIL LIGHTING | 6PL59G | WORK & COMM. SPACES | 6PL59G69F | TRUNKING SYSTEMS | 6PL59G69F921 | TRY
P306842 | TRY 2A/M 23-830-88 EM | 451.5 | 1 | 1 | 1 | NR | 8021944126122 | 94051190 | 6PL00 | Lighting | 6PL | PIL LIGHTING | 6PL59G | WORK & COMM. SPACES | 6PL59G69F | TRUNKING SYSTEMS | 6PL59G69F921 | TRY
P306843 | TRY 2A/M 23-840-88 EM | 451.5 | 1 | 1 | 1 | NR | 8021944126139 | 94051190 | 6PL00 | Lighting | 6PL | PIL LIGHTING | 6PL59G | WORK & COMM. SPACES | 6PL59G69F | TRUNKING SYSTEMS | 6PL59G69F921 | TRY
P306844 | TRY 2A/M 31-830-88 EM | 451.5 | 1 | 1 | 1 | NR | 8021944126146 | 94051190 | 6PL00 | Lighting | 6PL | PIL LIGHTING | 6PL59G | WORK & COMM. SPACES | 6PL59G69F | TRUNKING SYSTEMS | 6PL59G69F921 | TRY
P306845 | TRY 2A/M 31-840-88 EM | 451.5 | 1 | 1 | 1 | NR | 8021944126153 | 94051190 | 6PL00 | Lighting | 6PL | PIL LIGHTING | 6PL59G | WORK & COMM. SPACES | 6PL59G69F | TRUNKING SYSTEMS | 6PL59G69F921 | TRY
P306846 | TRY 2A/M 39-830-88 EM | 451.5 | 1 | 1 | 1 | NR | 8021944126160 | 94051190 | 6PL00 | Lighting | 6PL | PIL LIGHTING | 6PL59G | WORK & COMM. SPACES | 6PL59G69F | TRUNKING SYSTEMS | 6PL59G69F921 | TRY
P306847 | TRY 2A/M 39-840-88 EM | 451.5 | 1 | 1 | 1 | NR | 8021944126177 | 94051190 | 6PL00 | Lighting | 6PL | PIL LIGHTING | 6PL59G | WORK & COMM. SPACES | 6PL59G69F | TRUNKING SYSTEMS | 6PL59G69F921 | TRY
P306848 | TRY 2A/M 50-840-88 EM | 464 | 1 | 1 | 1 | NR | 8021944126184 | 94051190 | 6PL00 | Lighting | 6PL | PIL LIGHTING | 6PL59G | WORK & COMM. SPACES | 6PL59G69F | TRUNKING SYSTEMS | 6PL59G69F921 | TRY
P306849 | TRY 2A/M 50-830-88 EM | 464 | 1 | 1 | 1 | NR | 8021944126191 | 94051190 | 6PL00 | Lighting | 6PL | PIL LIGHTING | 6PL59G | WORK & COMM. SPACES | 6PL59G69F | TRUNKING SYSTEMS | 6PL59G69F921 | TRY
P306850 | TRY 2A/M 66-830-88 EM | 464 | 1 | 1 | 1 | NR | 8021944126207 | 94051190 | 6PL00 | Lighting | 6PL | PIL LIGHTING | 6PL59G | WORK & COMM. SPACES | 6PL59G69F | TRUNKING SYSTEMS | 6PL59G69F921 | TRY
P306851 | TRY 2A/M 66-840-88 EM | 464 | 1 | 1 | 1 | NR | 8021944126214 | 94051190 | 6PL00 | Lighting | 6PL | PIL LIGHTING | 6PL59G | WORK & COMM. SPACES | 6PL59G69F | TRUNKING SYSTEMS | 6PL59G69F921 | TRY
P306852 | TRY 2A/M 81-830-88 EM | 498 | 1 | 1 | 1 | NR | 8021944126221 | 94051190 | 6PL00 | Lighting | 6PL | PIL LIGHTING | 6PL59G | WORK & COMM. SPACES | 6PL59G69F | TRUNKING SYSTEMS | 6PL59G69F921 | TRY
P306853 | TRY 2A/M 81-840-88 EM | 498 | 1 | 1 | 1 | NR | 8021944126238 | 94051190 | 6PL00 | Lighting | 6PL | PIL LIGHTING | 6PL59G | WORK & COMM. SPACES | 6PL59G69F | TRUNKING SYSTEMS | 6PL59G69F921 | TRY
P306854 | TRY S/W 23-830-88 EM | 451.5 | 1 | 1 | 1 | NR | 8021944126245 | 94051190 | 6PL00 | Lighting | 6PL | PIL LIGHTING | 6PL59G | WORK & COMM. SPACES | 6PL59G69F | TRUNKING SYSTEMS | 6PL59G69F921 | TRY
P306855 | TRY S/W 23-840-88 EM | 451.5 | 1 | 1 | 1 | NR | 8021944126252 | 94051190 | 6PL00 | Lighting | 6PL | PIL LIGHTING | 6PL59G | WORK & COMM. SPACES | 6PL59G69F | TRUNKING SYSTEMS | 6PL59G69F921 | TRY
P306856 | TRY S/W 31-830-88 EM | 451.5 | 1 | 1 | 1 | NR | 8021944126269 | 94051190 | 6PL00 | Lighting | 6PL | PIL LIGHTING | 6PL59G | WORK & COMM. SPACES | 6PL59G69F | TRUNKING SYSTEMS | 6PL59G69F921 | TRY
P306857 | TRY S/W 31-840-88 EM | 451.5 | 1 | 1 | 1 | NR | 8021944126276 | 94051190 | 6PL00 | Lighting | 6PL | PIL LIGHTING | 6PL59G | WORK & COMM. SPACES | 6PL59G69F | TRUNKING SYSTEMS | 6PL59G69F921 | TRY
P306858 | TRY S/W 39-830-88 EM | 451.5 | 1 | 1 | 1 | NR | 8021944126283 | 94051190 | 6PL00 | Lighting | 6PL | PIL LIGHTING | 6PL59G | WORK & COMM. SPACES | 6PL59G69F | TRUNKING SYSTEMS | 6PL59G69F921 | TRY
P306859 | TRY S/W 39-840-88 EM | 451.5 | 1 | 1 | 1 | NR | 8021944126290 | 94051190 | 6PL00 | Lighting | 6PL | PIL LIGHTING | 6PL59G | WORK & COMM. SPACES | 6PL59G69F | TRUNKING SYSTEMS | 6PL59G69F921 | TRY
P306860 | TRY S/W 50-840-88 EM | 464 | 1 | 1 | 1 | NR | 8021944126306 | 94051190 | 6PL00 | Lighting | 6PL | PIL LIGHTING | 6PL59G | WORK & COMM. SPACES | 6PL59G69F | TRUNKING SYSTEMS | 6PL59G69F921 | TRY
P306861 | TRY S/W 50-830-88 EM | 464 | 1 | 1 | 1 | NR | 8021944125118 | 94051190 | 6PL00 | Lighting | 6PL | PIL LIGHTING | 6PL59G | WORK & COMM. SPACES | 6PL59G69F | TRUNKING SYSTEMS | 6PL59G69F921 | TRY
P306862 | TRY S/W 66-830-88 EM | 464 | 1 | 1 | 1 | NR | 8021944125125 | 94051190 | 6PL00 | Lighting | 6PL | PIL LIGHTING | 6PL59G | WORK & COMM. SPACES | 6PL59G69F | TRUNKING SYSTEMS | 6PL59G69F921 | TRY
P306863 | TRY S/W 66-840-88 EM | 464 | 1 | 1 | 1 | NR | 8021944125132 | 94051190 | 6PL00 | Lighting | 6PL | PIL LIGHTING | 6PL59G | WORK & COMM. SPACES | 6PL59G69F | TRUNKING SYSTEMS | 6PL59G69F921 | TRY
P306864 | TRY S/W 81-830-88 EM | 498 | 1 | 1 | 1 | NR | 8021944125149 | 94051190 | 6PL00 | Lighting | 6PL | PIL LIGHTING | 6PL59G | WORK & COMM. SPACES | 6PL59G69F | TRUNKING SYSTEMS | 6PL59G69F921 | TRY
P306865 | TRY S/W 81-840-88 EM | 498 | 1 | 1 | 1 | NR | 8021944125156 | 94051190 | 6PL00 | Lighting | 6PL | PIL LIGHTING | 6PL59G | WORK & COMM. SPACES | 6PL59G69F | TRUNKING SYSTEMS | 6PL59G69F921 | TRY
P306866 | TRY A/M L 23-830-88 EM | 451.5 | 1 | 1 | 1 | NR | 8021944125163 | 94051190 | 6PL00 | Lighting | 6PL | PIL LIGHTING | 6PL59G | WORK & COMM. SPACES | 6PL59G69F | TRUNKING SYSTEMS | 6PL59G69F921 | TRY
P306867 | TRY A/M L 23-840-88 EM | 451.5 | 1 | 1 | 1 | NR | 8021944125170 | 94051190 | 6PL00 | Lighting | 6PL | PIL LIGHTING | 6PL59G | WORK & COMM. SPACES | 6PL59G69F | TRUNKING SYSTEMS | 6PL59G69F921 | TRY
P306868 | TRY A/M L 31-830-88 EM | 451.5 | 1 | 1 | 1 | NR | 8021944125187 | 94051190 | 6PL00 | Lighting | 6PL | PIL LIGHTING | 6PL59G | WORK & COMM. SPACES | 6PL59G69F | TRUNKING SYSTEMS | 6PL59G69F921 | TRY
P306869 | TRY A/M L 31-840-88 EM | 451.5 | 1 | 1 | 1 | NR | 8021944125194 | 94051190 | 6PL00 | Lighting | 6PL | PIL LIGHTING | 6PL59G | WORK & COMM. SPACES | 6PL59G69F | TRUNKING SYSTEMS | 6PL59G69F921 | TRY
P306870 | TRY A/M L 39-830-88 EM | 451.5 | 1 | 1 | 1 | NR | 8021944125200 | 94051190 | 6PL00 | Lighting | 6PL | PIL LIGHTING | 6PL59G | WORK & COMM. SPACES | 6PL59G69F | TRUNKING SYSTEMS | 6PL59G69F921 | TRY
P306871 | TRY A/M L 39-840-88 EM | 451.5 | 1 | 1 | 1 | NR | 8021944125217 | 94051190 | 6PL00 | Lighting | 6PL | PIL LIGHTING | 6PL59G | WORK & COMM. SPACES | 6PL59G69F | TRUNKING SYSTEMS | 6PL59G69F921 | TRY
P306872 | TRY A/M L 50-840-88 EM | 464 | 1 | 1 | 1 | NR | 8021944125224 | 94051190 | 6PL00 | Lighting | 6PL | PIL LIGHTING | 6PL59G | WORK & COMM. SPACES | 6PL59G69F | TRUNKING SYSTEMS | 6PL59G69F921 | TRY
P306873 | TRY A/M L 50-830-88 EM | 464 | 1 | 1 | 1 | NR | 8021944125231 | 94051190 | 6PL00 | Lighting | 6PL | PIL LIGHTING | 6PL59G | WORK & COMM. SPACES | 6PL59G69F | TRUNKING SYSTEMS | 6PL59G69F921 | TRY
P306874 | TRY A/M L 66-830-88 EM | 464 | 1 | 1 | 1 | NR | 8021944125248 | 94051190 | 6PL00 | Lighting | 6PL | PIL LIGHTING | 6PL59G | WORK & COMM. SPACES | 6PL59G69F | TRUNKING SYSTEMS | 6PL59G69F921 | TRY
P306875 | TRY A/M L 66-840-88 EM | 464 | 1 | 1 | 1 | NR | 8021944125255 | 94051190 | 6PL00 | Lighting | 6PL | PIL LIGHTING | 6PL59G | WORK & COMM. SPACES | 6PL59G69F | TRUNKING SYSTEMS | 6PL59G69F921 | TRY
P306876 | TRY A/M L 81-830-88 EM | 498 | 1 | 1 | 1 | NR | 8021944125262 | 94051190 | 6PL00 | Lighting | 6PL | PIL LIGHTING | 6PL59G | WORK & COMM. SPACES | 6PL59G69F | TRUNKING SYSTEMS | 6PL59G69F921 | TRY
P306877 | TRY A/M L 81-840-88 EM | 498 | 1 | 1 | 1 | NR | 8021944125279 | 94051190 | 6PL00 | Lighting | 6PL | PIL LIGHTING | 6PL59G | WORK & COMM. SPACES | 6PL59G69F | TRUNKING SYSTEMS | 6PL59G69F921 | TRY
P306878 | TRY A/M R 23-830-88 EM | 451.5 | 1 | 1 | 1 | NR | 8021944125286 | 94051190 | 6PL00 | Lighting | 6PL | PIL LIGHTING | 6PL59G | WORK & COMM. SPACES | 6PL59G69F | TRUNKING SYSTEMS | 6PL59G69F921 | TRY
P306879 | TRY A/M R 23-840-88 EM | 451.5 | 1 | 1 | 1 | NR | 8021944125293 | 94051190 | 6PL00 | Lighting | 6PL | PIL LIGHTING | 6PL59G | WORK & COMM. SPACES | 6PL59G69F | TRUNKING SYSTEMS | 6PL59G69F921 | TRY
P306880 | TRY A/M R 31-830-88 EM | 451.5 | 1 | 1 | 1 | NR | 8021944125309 | 94051190 | 6PL00 | Lighting | 6PL | PIL LIGHTING | 6PL59G | WORK & COMM. SPACES | 6PL59G69F | TRUNKING SYSTEMS | 6PL59G69F921 | TRY
P306881 | TRY A/M R 31-840-88 EM | 451.5 | 1 | 1 | 1 | NR | 8021944125316 | 94051190 | 6PL00 | Lighting | 6PL | PIL LIGHTING | 6PL59G | WORK & COMM. SPACES | 6PL59G69F | TRUNKING SYSTEMS | 6PL59G69F921 | TRY
P306882 | TRY A/M R 39-830-88 EM | 451.5 | 1 | 1 | 1 | NR | 8021944125323 | 94051190 | 6PL00 | Lighting | 6PL | PIL LIGHTING | 6PL59G | WORK & COMM. SPACES | 6PL59G69F | TRUNKING SYSTEMS | 6PL59G69F921 | TRY
P306883 | TRY A/M R 39-840-88 EM | 451.5 | 1 | 1 | 1 | NR | 8021944125330 | 94051190 | 6PL00 | Lighting | 6PL | PIL LIGHTING | 6PL59G | WORK & COMM. SPACES | 6PL59G69F | TRUNKING SYSTEMS | 6PL59G69F921 | TRY
P306884 | TRY A/M R 50-840-88 EM | 464 | 1 | 1 | 1 | NR | 8021944125347 | 94051190 | 6PL00 | Lighting | 6PL | PIL LIGHTING | 6PL59G | WORK & COMM. SPACES | 6PL59G69F | TRUNKING SYSTEMS | 6PL59G69F921 | TRY
P306885 | TRY A/M R 50-830-88 EM | 464 | 1 | 1 | 1 | NR | 8021944125354 | 94051190 | 6PL00 | Lighting | 6PL | PIL LIGHTING | 6PL59G | WORK & COMM. SPACES | 6PL59G69F | TRUNKING SYSTEMS | 6PL59G69F921 | TRY
P306886 | TRY A/M R 66-830-88 EM | 464 | 1 | 1 | 1 | NR | 8021944125361 | 94051190 | 6PL00 | Lighting | 6PL | PIL LIGHTING | 6PL59G | WORK & COMM. SPACES | 6PL59G69F | TRUNKING SYSTEMS | 6PL59G69F921 | TRY
P306887 | TRY A/M R 66-840-88 EM | 464 | 1 | 1 | 1 | NR | 8021944125378 | 94051190 | 6PL00 | Lighting | 6PL | PIL LIGHTING | 6PL59G | WORK & COMM. SPACES | 6PL59G69F | TRUNKING SYSTEMS | 6PL59G69F921 | TRY
P306888 | TRY A/M R 81-830-88 EM | 498 | 1 | 1 | 1 | NR | 8021944125385 | 94051190 | 6PL00 | Lighting | 6PL | PIL LIGHTING | 6PL59G | WORK & COMM. SPACES | 6PL59G69F | TRUNKING SYSTEMS | 6PL59G69F921 | TRY
P306889 | TRY A/M R 81-840-88 EM | 498 | 1 | 1 | 1 | NR | 8021944125392 | 94051190 | 6PL00 | Lighting | 6PL | PIL LIGHTING | 6PL59G | WORK & COMM. SPACES | 6PL59G69F | TRUNKING SYSTEMS | 6PL59G69F921 | TRY
P306890 | TRY 2A/M 39-830-88 DALI+EM | 523 | 1 | 1 | 1 | NR | 8021944125408 | 94051190 | 6PL00 | Lighting | 6PL | PIL LIGHTING | 6PL59G | WORK & COMM. SPACES | 6PL59G69F | TRUNKING SYSTEMS | 6PL59G69F921 | TRY
P306891 | TRY 2A/M 39-840-88 DALI+EM | 523 | 1 | 1 | 1 | NR | 8021944125415 | 94051190 | 6PL00 | Lighting | 6PL | PIL LIGHTING | 6PL59G | WORK & COMM. SPACES | 6PL59G69F | TRUNKING SYSTEMS | 6PL59G69F921 | TRY
P306892 | TRY 2A/M 50-830-88 DALI+EM | 534 | 1 | 1 | 1 | NR | 8021944125422 | 94051190 | 6PL00 | Lighting | 6PL | PIL LIGHTING | 6PL59G | WORK & COMM. SPACES | 6PL59G69F | TRUNKING SYSTEMS | 6PL59G69F921 | TRY
P306893 | TRY 2A/M 50-840-88 DALI+EM | 534 | 1 | 1 | 1 | NR | 8021944125439 | 94051190 | 6PL00 | Lighting | 6PL | PIL LIGHTING | 6PL59G | WORK & COMM. SPACES | 6PL59G69F | TRUNKING SYSTEMS | 6PL59G69F921 | TRY
P306894 | TRY 2A/M 66-830-88 DALI+EM | 534 | 1 | 1 | 1 | NR | 8021944125446 | 94051190 | 6PL00 | Lighting | 6PL | PIL LIGHTING | 6PL59G | WORK & COMM. SPACES | 6PL59G69F | TRUNKING SYSTEMS | 6PL59G69F921 | TRY
P306895 | TRY 2A/M 66-840-88 DALI+EM | 534 | 1 | 1 | 1 | NR | 8021944125453 | 94051190 | 6PL00 | Lighting | 6PL | PIL LIGHTING | 6PL59G | WORK & COMM. SPACES | 6PL59G69F | TRUNKING SYSTEMS | 6PL59G69F921 | TRY
P306896 | TRY 2A/M 81-830-88 DALI+EM | 570.5 | 1 | 1 | 1 | NR | 8021944125460 | 94051190 | 6PL00 | Lighting | 6PL | PIL LIGHTING | 6PL59G | WORK & COMM. SPACES | 6PL59G69F | TRUNKING SYSTEMS | 6PL59G69F921 | TRY
P306897 | TRY 2A/M 81-840-88 DALI+EM | 570.5 | 1 | 1 | 1 | NR | 8021944125477 | 94051190 | 6PL00 | Lighting | 6PL | PIL LIGHTING | 6PL59G | WORK & COMM. SPACES | 6PL59G69F | TRUNKING SYSTEMS | 6PL59G69F921 | TRY
P306898 | TRY S/EW 39-830-88 DALI+EM | 523 | 1 | 1 | 1 | NR | 8021944125484 | 94051190 | 6PL00 | Lighting | 6PL | PIL LIGHTING | 6PL59G | WORK & COMM. SPACES | 6PL59G69F | TRUNKING SYSTEMS | 6PL59G69F921 | TRY
P306899 | TRY S/EW 39-840-88 DALI+EM | 523 | 1 | 1 | 1 | NR | 8021944125491 | 94051190 | 6PL00 | Lighting | 6PL | PIL LIGHTING | 6PL59G | WORK & COMM. SPACES | 6PL59G69F | TRUNKING SYSTEMS | 6PL59G69F921 | TRY
P306900 | TRY S/EW 50-830-88 DALI+EM | 534 | 1 | 1 | 1 | NR | 8021944125507 | 94051190 | 6PL00 | Lighting | 6PL | PIL LIGHTING | 6PL59G | WORK & COMM. SPACES | 6PL59G69F | TRUNKING SYSTEMS | 6PL59G69F921 | TRY
P306901 | TRY S/EW 50-840-88 DALI+EM | 534 | 1 | 1 | 1 | NR | 8021944125514 | 94051190 | 6PL00 | Lighting | 6PL | PIL LIGHTING | 6PL59G | WORK & COMM. SPACES | 6PL59G69F | TRUNKING SYSTEMS | 6PL59G69F921 | TRY
P306902 | TRY S/EW 66-830-88 DALI+EM | 534 | 1 | 1 | 1 | NR | 8021944125521 | 94051190 | 6PL00 | Lighting | 6PL | PIL LIGHTING | 6PL59G | WORK & COMM. SPACES | 6PL59G69F | TRUNKING SYSTEMS | 6PL59G69F921 | TRY
P306903 | TRY S/EW 66-840-88 DALI+EM | 534 | 1 | 1 | 1 | NR | 8021944125538 | 94051190 | 6PL00 | Lighting | 6PL | PIL LIGHTING | 6PL59G | WORK & COMM. SPACES | 6PL59G69F | TRUNKING SYSTEMS | 6PL59G69F921 | TRY
P306904 | TRY S/EW 81-830-88 DALI+EM | 570.5 | 1 | 1 | 1 | NR | 8021944125545 | 94051190 | 6PL00 | Lighting | 6PL | PIL LIGHTING | 6PL59G | WORK & COMM. SPACES | 6PL59G69F | TRUNKING SYSTEMS | 6PL59G69F921 | TRY
P306905 | TRY S/EW 81-840-88 DALI+EM | 570.5 | 1 | 1 | 1 | NR | 8021944125552 | 94051190 | 6PL00 | Lighting | 6PL | PIL LIGHTING | 6PL59G | WORK & COMM. SPACES | 6PL59G69F | TRUNKING SYSTEMS | 6PL59G69F921 | TRY
P306906 | TRY A/M L 39-830-88 DALI+EM | 523 | 1 | 1 | 1 | NR | 8021944125569 | 94051190 | 6PL00 | Lighting | 6PL | PIL LIGHTING | 6PL59G | WORK & COMM. SPACES | 6PL59G69F | TRUNKING SYSTEMS | 6PL59G69F921 | TRY
P306907 | TRY A/M L 39-840-88 DALI+EM | 523 | 1 | 1 | 1 | NR | 8021944125576 | 94051190 | 6PL00 | Lighting | 6PL | PIL LIGHTING | 6PL59G | WORK & COMM. SPACES | 6PL59G69F | TRUNKING SYSTEMS | 6PL59G69F921 | TRY
P306908 | TRY A/M L 50-830-88 DALI+EM | 534 | 1 | 1 | 1 | NR | 8021944125583 | 94051190 | 6PL00 | Lighting | 6PL | PIL LIGHTING | 6PL59G | WORK & COMM. SPACES | 6PL59G69F | TRUNKING SYSTEMS | 6PL59G69F921 | TRY
P306909 | TRY A/M L 50-840-88 DALI+EM | 534 | 1 | 1 | 1 | NR | 8021944125590 | 94051190 | 6PL00 | Lighting | 6PL | PIL LIGHTING | 6PL59G | WORK & COMM. SPACES | 6PL59G69F | TRUNKING SYSTEMS | 6PL59G69F921 | TRY
P306910 | TRY A/M L 66-830-88 DALI+EM | 534 | 1 | 1 | 1 | NR | 8021944125606 | 94051190 | 6PL00 | Lighting | 6PL | PIL LIGHTING | 6PL59G | WORK & COMM. SPACES | 6PL59G69F | TRUNKING SYSTEMS | 6PL59G69F921 | TRY
P306911 | TRY A/M L 66-840-88 DALI+EM | 534 | 1 | 1 | 1 | NR | 8021944125613 | 94051190 | 6PL00 | Lighting | 6PL | PIL LIGHTING | 6PL59G | WORK & COMM. SPACES | 6PL59G69F | TRUNKING SYSTEMS | 6PL59G69F921 | TRY
P306912 | TRY A/M L 81-830-88 DALI+EM | 570.5 | 1 | 1 | 1 | NR | 8021944125620 | 94051190 | 6PL00 | Lighting | 6PL | PIL LIGHTING | 6PL59G | WORK & COMM. SPACES | 6PL59G69F | TRUNKING SYSTEMS | 6PL59G69F921 | TRY
P306913 | TRY A/M L 81-840-88 DALI+EM | 570.5 | 1 | 1 | 1 | NR | 8021944125637 | 94051190 | 6PL00 | Lighting | 6PL | PIL LIGHTING | 6PL59G | WORK & COMM. SPACES | 6PL59G69F | TRUNKING SYSTEMS | 6PL59G69F921 | TRY
P306914 | TRY A/M R 39-830-88 DALI+EM | 523 | 1 | 1 | 1 | NR | 8021944125644 | 94051190 | 6PL00 | Lighting | 6PL | PIL LIGHTING | 6PL59G | WORK & COMM. SPACES | 6PL59G69F | TRUNKING SYSTEMS | 6PL59G69F921 | TRY
P306915 | TRY A/M R 39-840-88 DALI+EM | 523 | 1 | 1 | 1 | NR | 8021944125651 | 94051190 | 6PL00 | Lighting | 6PL | PIL LIGHTING | 6PL59G | WORK & COMM. SPACES | 6PL59G69F | TRUNKING SYSTEMS | 6PL59G69F921 | TRY
P306916 | TRY A/M R 50-830-88 DALI+EM | 534 | 1 | 1 | 1 | NR | 8021944125668 | 94051190 | 6PL00 | Lighting | 6PL | PIL LIGHTING | 6PL59G | WORK & COMM. SPACES | 6PL59G69F | TRUNKING SYSTEMS | 6PL59G69F921 | TRY
P306917 | TRY A/M R 50-840-88 DALI+EM | 534 | 1 | 1 | 1 | NR | 8021944125675 | 94051190 | 6PL00 | Lighting | 6PL | PIL LIGHTING | 6PL59G | WORK & COMM. SPACES | 6PL59G69F | TRUNKING SYSTEMS | 6PL59G69F921 | TRY
P306918 | TRY A/M R 66-830-88 DALI+EM | 534 | 1 | 1 | 1 | NR | 8021944125682 | 94051190 | 6PL00 | Lighting | 6PL | PIL LIGHTING | 6PL59G | WORK & COMM. SPACES | 6PL59G69F | TRUNKING SYSTEMS | 6PL59G69F921 | TRY
P306919 | TRY A/M R 66-840-88 DALI+EM | 534 | 1 | 1 | 1 | NR | 8021944125699 | 94051190 | 6PL00 | Lighting | 6PL | PIL LIGHTING | 6PL59G | WORK & COMM. SPACES | 6PL59G69F | TRUNKING SYSTEMS | 6PL59G69F921 | TRY
P306920 | TRY A/M R 81-830-88 DALI+EM | 570.5 | 1 | 1 | 1 | NR | 8021944125705 | 94051190 | 6PL00 | Lighting | 6PL | PIL LIGHTING | 6PL59G | WORK & COMM. SPACES | 6PL59G69F | TRUNKING SYSTEMS | 6PL59G69F921 | TRY
P306921 | TRY A/M R 81-840-88 DALI+EM | 570.5 | 1 | 1 | 1 | NR | 8021944125712 | 94051190 | 6PL00 | Lighting | 6PL | PIL LIGHTING | 6PL59G | WORK & COMM. SPACES | 6PL59G69F | TRUNKING SYSTEMS | 6PL59G69F921 | TRY
P3100000 | GYM+ KIT ROTATION | 23.85 | 1 | 1 | 1 | NR | 5414833096553 | 94059900 | 6PL00 | Lighting | 6PL | PIL LIGHTING | 6PL57G | INDUSTRIAL SPACES | 6PL57G67F | HIGH BAY AND LOW BAY | 6PL57G67F923 | GYM+
P3100003 | GYM+ 2 76 S/EW 840 WH87 | 593 | 1 | 1 | 1 | NR | 5414833096560 | 94051190 | 6PL00 | Lighting | 6PL | PIL LIGHTING | 6PL57G | INDUSTRIAL SPACES | 6PL57G67F | HIGH BAY AND LOW BAY | 6PL57G67F923 | GYM+
P3100004 | GYM+ 2 105 S/EW 840 WH87 | 654.5 | 1 | 1 | 1 | NR | 5414833096577 | 94051190 | 6PL00 | Lighting | 6PL | PIL LIGHTING | 6PL57G | INDUSTRIAL SPACES | 6PL57G67F | HIGH BAY AND LOW BAY | 6PL57G67F923 | GYM+
P3100005 | GYM+ 3 145 S/EW 840 WH87 DA | 900.5 | 1 | 1 | 1 | NR | 5414833096522 | 94051190 | 6PL00 | Lighting | 6PL | PIL LIGHTING | 6PL57G | INDUSTRIAL SPACES | 6PL57G67F | HIGH BAY AND LOW BAY | 6PL57G67F923 | GYM+
P3100006 | GYM+ 2 105 S/EW 840 WH87 DALI | 734 | 1 | 1 | 1 | NR | 5414833096539 | 94051190 | 6PL00 | Lighting | 6PL | PIL LIGHTING | 6PL57G | INDUSTRIAL SPACES | 6PL57G67F | HIGH BAY AND LOW BAY | 6PL57G67F923 | GYM+
P3100007 | GYM+ 3 145 S/EW 840 WH87 DALI | 1012.5 | 1 | 1 | 1 | NR | 5414833096546 | 94051190 | 6PL00 | Lighting | 6PL | PIL LIGHTING | 6PL57G | INDUSTRIAL SPACES | 6PL57G67F | HIGH BAY AND LOW BAY | 6PL57G67F923 | GYM+
P3100037 | MULTI+35 4,5 S/EW 830 WH87 SE | 186.5 | 1 | 1 | 1 | NR | 8018367671230 | 94051140 | 6PL00 | Lighting | 6PL | PIL LIGHTING | 6PL68G | HOUSEHOLD | 6PL68G36F | BULKHEADS | 6PL68G36FB33 | MULTI+
P3100038 | MULTI+35 4,5 S/EW 840 WH87 SE | 186.5 | 1 | 1 | 1 | NR | 8018367671247 | 94051140 | 6PL00 | Lighting | 6PL | PIL LIGHTING | 6PL68G | HOUSEHOLD | 6PL68G36F | BULKHEADS | 6PL68G36FB33 | MULTI+
P3100062 | INSERT+ ZERO CLIP 4.5 830 WH87 | 110 | 1 | 1 | 6 | NR | 8018367671414 | 94051190 | 6PL00 | Lighting | 6PL | PIL LIGHTING | 6PL68G | HOUSEHOLD | 6PL68G83F | STEPLIGHTS | 6PL68G83FB79 | INSERT+
P3100064 | INSERT+ ZERO CLIP 4.5 830 GR94 | 110 | 1 | 1 | 6 | NR | 8018367671438 | 94051190 | 6PL00 | Lighting | 6PL | PIL LIGHTING | 6PL68G | HOUSEHOLD | 6PL68G83F | STEPLIGHTS | 6PL68G83FB79 | INSERT+
P3100066 | INSERT+ ZERO CLIP 4.5 830 AN96 | 110 | 1 | 1 | 6 | NR | 8018367671452 | 94051190 | 6PL00 | Lighting | 6PL | PIL LIGHTING | 6PL68G | HOUSEHOLD | 6PL68G83F | STEPLIGHTS | 6PL68G83FB79 | INSERT+
P3100084 | RONDA+ LED EQ128/840 WH | 148 | 1 | 1 | 1 | NR | 5414833096911 | 94051190 | 6PL00 | Lighting | 6PL | PIL LIGHTING | 6PL59G | WORK & COMM. SPACES | 6PL59G07F | SURFACE MOUNTED | 6PL59G07F965 | RONDA+
P3100085 | RONDA+ LED EQ149/840 WH | 154.5 | 1 | 1 | 1 | NR | 5414833096928 | 94051190 | 6PL00 | Lighting | 6PL | PIL LIGHTING | 6PL59G | WORK & COMM. SPACES | 6PL59G07F | SURFACE MOUNTED | 6PL59G07F965 | RONDA+
P3100086 | RONDA+ LED EQ228/840 WH | 229 | 1 | 1 | 1 | NR | 5414833096935 | 94051190 | 6PL00 | Lighting | 6PL | PIL LIGHTING | 6PL59G | WORK & COMM. SPACES | 6PL59G07F | SURFACE MOUNTED | 6PL59G07F965 | RONDA+
P3100087 | RONDA+ LED EQ249/840 WH | 297 | 1 | 1 | 1 | NR | 5414833096942 | 94051190 | 6PL00 | Lighting | 6PL | PIL LIGHTING | 6PL59G | WORK & COMM. SPACES | 6PL59G07F | SURFACE MOUNTED | 6PL59G07F965 | RONDA+
P3100135 | CHIP OV25 5 S/EW 830 WH87 | 103.5 | 1 | 1 | 6 | NR | 8018367671650 | 94051140 | 6PL00 | Lighting | 6PL | PIL LIGHTING | 6PL68G | HOUSEHOLD | 6PL68G36F | BULKHEADS | 6PL68G36FB25 | CHIP
P3100136 | CHIP OV25 5 S/EW 840 WH87 | 103.5 | 1 | 1 | 6 | NR | 8018367671667 | 94051140 | 6PL00 | Lighting | 6PL | PIL LIGHTING | 6PL68G | HOUSEHOLD | 6PL68G36F | BULKHEADS | 6PL68G36FB25 | CHIP
P3100139 | CHIP OV25 5 S/EW 830 BK81 | 103.5 | 1 | 1 | 6 | NR | 8018367671698 | 94051140 | 6PL00 | Lighting | 6PL | PIL LIGHTING | 6PL68G | HOUSEHOLD | 6PL68G36F | BULKHEADS | 6PL68G36FB25 | CHIP
P3100140 | CHIP OV25 5 S/EW 840 BK81 | 103.5 | 1 | 1 | 6 | NR | 8018367671704 | 94051140 | 6PL00 | Lighting | 6PL | PIL LIGHTING | 6PL68G | HOUSEHOLD | 6PL68G36F | BULKHEADS | 6PL68G36FB25 | CHIP
P3100141 | CHIP OV25 GRILL 5 A/EW 830 WH87 | 108.5 | 1 | 1 | 6 | NR | 8018367671711 | 94051140 | 6PL00 | Lighting | 6PL | PIL LIGHTING | 6PL68G | HOUSEHOLD | 6PL68G36F | BULKHEADS | 6PL68G36FB25 | CHIP
P3100142 | CHIP OV25 GRILL 5 A/EW 840 WH87 | 108.5 | 1 | 1 | 6 | NR | 8018367671728 | 94051140 | 6PL00 | Lighting | 6PL | PIL LIGHTING | 6PL68G | HOUSEHOLD | 6PL68G36F | BULKHEADS | 6PL68G36FB25 | CHIP
P3100145 | CHIP OV25 GRILL 5 A/EW 830 BK81 | 108.5 | 1 | 1 | 6 | NR | 8018367671759 | 94051140 | 6PL00 | Lighting | 6PL | PIL LIGHTING | 6PL68G | HOUSEHOLD | 6PL68G36F | BULKHEADS | 6PL68G36FB25 | CHIP
P3100146 | CHIP OV25 GRILL 5 A/EW 840 BK81 | 108.5 | 1 | 1 | 6 | NR | 8018367671766 | 94051140 | 6PL00 | Lighting | 6PL | PIL LIGHTING | 6PL68G | HOUSEHOLD | 6PL68G36F | BULKHEADS | 6PL68G36FB25 | CHIP
P3100147 | CHIP OV30 10 S/EW 830 WH87 | 116 | 1 | 1 | 6 | NR | 8018367671773 | 94051140 | 6PL00 | Lighting | 6PL | PIL LIGHTING | 6PL68G | HOUSEHOLD | 6PL68G36F | BULKHEADS | 6PL68G36FB25 | CHIP
P3100148 | CHIP OV30 10 S/EW 840 WH87 | 116 | 1 | 1 | 6 | NR | 8018367671780 | 94051140 | 6PL00 | Lighting | 6PL | PIL LIGHTING | 6PL68G | HOUSEHOLD | 6PL68G36F | BULKHEADS | 6PL68G36FB25 | CHIP
P3100151 | CHIP OV30 10 S/EW 830 BK81 | 116 | 1 | 1 | 6 | NR | 8018367671810 | 94051140 | 6PL00 | Lighting | 6PL | PIL LIGHTING | 6PL68G | HOUSEHOLD | 6PL68G36F | BULKHEADS | 6PL68G36FB25 | CHIP
P3100152 | CHIP OV30 10 S/EW 840 BK81 | 116 | 1 | 1 | 6 | NR | 8018367671827 | 94051140 | 6PL00 | Lighting | 6PL | PIL LIGHTING | 6PL68G | HOUSEHOLD | 6PL68G36F | BULKHEADS | 6PL68G36FB25 | CHIP
P3100153 | CHIP OV30 GRILL 10 A/EW 830 WH87 | 122 | 1 | 1 | 6 | NR | 8018367671834 | 94051140 | 6PL00 | Lighting | 6PL | PIL LIGHTING | 6PL68G | HOUSEHOLD | 6PL68G36F | BULKHEADS | 6PL68G36FB25 | CHIP
P3100154 | CHIP OV30 GRILL 10 A/EW 840 WH87 | 122 | 1 | 1 | 6 | NR | 8018367671841 | 94051140 | 6PL00 | Lighting | 6PL | PIL LIGHTING | 6PL68G | HOUSEHOLD | 6PL68G36F | BULKHEADS | 6PL68G36FB25 | CHIP
P3100157 | CHIP OV30 GRILL 10 A/EW 830 BK81 | 122 | 1 | 1 | 6 | NR | 8018367671872 | 94051140 | 6PL00 | Lighting | 6PL | PIL LIGHTING | 6PL68G | HOUSEHOLD | 6PL68G36F | BULKHEADS | 6PL68G36FB25 | CHIP
P3100158 | CHIP OV30 GRILL 10 A/EW 840 BK81 | 122 | 1 | 1 | 6 | NR | 8018367671889 | 94051140 | 6PL00 | Lighting | 6PL | PIL LIGHTING | 6PL68G | HOUSEHOLD | 6PL68G36F | BULKHEADS | 6PL68G36FB25 | CHIP
P3100159 | CHIP TO25 9,5 S/EW 830 WH87 | 108.5 | 1 | 1 | 6 | NR | 8018367671896 | 94051140 | 6PL00 | Lighting | 6PL | PIL LIGHTING | 6PL68G | HOUSEHOLD | 6PL68G36F | BULKHEADS | 6PL68G36FB25 | CHIP
P3100160 | CHIP TO25 9,5 S/EW 840 WH87 | 108.5 | 1 | 1 | 6 | NR | 8018367671902 | 94051140 | 6PL00 | Lighting | 6PL | PIL LIGHTING | 6PL68G | HOUSEHOLD | 6PL68G36F | BULKHEADS | 6PL68G36FB25 | CHIP
P3100163 | CHIP TO25 9,5 S/EW 830 BK81 | 108.5 | 1 | 1 | 6 | NR | 8018367671933 | 94051140 | 6PL00 | Lighting | 6PL | PIL LIGHTING | 6PL68G | HOUSEHOLD | 6PL68G36F | BULKHEADS | 6PL68G36FB25 | CHIP
P3100164 | CHIP TO25 9,5 S/EW 840 BK81 | 108.5 | 1 | 1 | 6 | NR | 8018367671940 | 94051140 | 6PL00 | Lighting | 6PL | PIL LIGHTING | 6PL68G | HOUSEHOLD | 6PL68G36F | BULKHEADS | 6PL68G36FB25 | CHIP
P3100165 | CHIP TO25 GRILL 9,5 A/EW 830 WH87 | 136.5 | 1 | 1 | 6 | NR | 8018367671957 | 94051140 | 6PL00 | Lighting | 6PL | PIL LIGHTING | 6PL68G | HOUSEHOLD | 6PL68G36F | BULKHEADS | 6PL68G36FB25 | CHIP
P3100166 | CHIP TO25 GRILL 9,5 A/EW 840 WH87 | 136.5 | 1 | 1 | 6 | NR | 8018367671964 | 94051140 | 6PL00 | Lighting | 6PL | PIL LIGHTING | 6PL68G | HOUSEHOLD | 6PL68G36F | BULKHEADS | 6PL68G36FB25 | CHIP
P3100169 | CHIP TO25 GRILL 9,5 A/EW 830 BK81 | 136.5 | 1 | 1 | 6 | NR | 8018367671995 | 94051140 | 6PL00 | Lighting | 6PL | PIL LIGHTING | 6PL68G | HOUSEHOLD | 6PL68G36F | BULKHEADS | 6PL68G36FB25 | CHIP
P3100170 | CHIP TO25 GRILL 9,5 A/EW 840 BK81 | 136.5 | 1 | 1 | 6 | NR | 8018367672008 | 94051140 | 6PL00 | Lighting | 6PL | PIL LIGHTING | 6PL68G | HOUSEHOLD | 6PL68G36F | BULKHEADS | 6PL68G36FB25 | CHIP
P3100171 | CHIP TO30 14 S/EW 830 WH87 | 136.5 | 1 | 1 | 4 | NR | 8018367672015 | 94051140 | 6PL00 | Lighting | 6PL | PIL LIGHTING | 6PL68G | HOUSEHOLD | 6PL68G36F | BULKHEADS | 6PL68G36FB25 | CHIP
P3100172 | CHIP TO30 14 S/EW 840 WH87 | 136.5 | 1 | 1 | 4 | NR | 8018367672022 | 94051140 | 6PL00 | Lighting | 6PL | PIL LIGHTING | 6PL68G | HOUSEHOLD | 6PL68G36F | BULKHEADS | 6PL68G36FB25 | CHIP
P3100175 | CHIP TO30 14 S/EW 830 BK81 | 136.5 | 1 | 1 | 4 | NR | 8018367672053 | 94051140 | 6PL00 | Lighting | 6PL | PIL LIGHTING | 6PL68G | HOUSEHOLD | 6PL68G36F | BULKHEADS | 6PL68G36FB25 | CHIP
P3100176 | CHIP TO30 14 S/EW 840 BK81 | 136.5 | 1 | 1 | 4 | NR | 8018367672060 | 94051140 | 6PL00 | Lighting | 6PL | PIL LIGHTING | 6PL68G | HOUSEHOLD | 6PL68G36F | BULKHEADS | 6PL68G36FB25 | CHIP
P3100177 | CHIP TO30 GRILL 14 A/EW 830 WH87 | 149 | 1 | 1 | 4 | NR | 8018367672077 | 94051140 | 6PL00 | Lighting | 6PL | PIL LIGHTING | 6PL68G | HOUSEHOLD | 6PL68G36F | BULKHEADS | 6PL68G36FB25 | CHIP
P3100178 | CHIP TO30 GRILL 14 A/EW 840 WH87 | 149 | 1 | 1 | 4 | NR | 8018367672084 | 94051140 | 6PL00 | Lighting | 6PL | PIL LIGHTING | 6PL68G | HOUSEHOLD | 6PL68G36F | BULKHEADS | 6PL68G36FB25 | CHIP
P3100181 | CHIP TO30 GRILL 14 A/EW 830 BK81 | 149 | 1 | 1 | 4 | NR | 8018367672114 | 94051140 | 6PL00 | Lighting | 6PL | PIL LIGHTING | 6PL68G | HOUSEHOLD | 6PL68G36F | BULKHEADS | 6PL68G36FB25 | CHIP
P3100182 | CHIP TO30 GRILL 14 A/EW 840 BK81 | 149 | 1 | 1 | 4 | NR | 8018367672121 | 94051140 | 6PL00 | Lighting | 6PL | PIL LIGHTING | 6PL68G | HOUSEHOLD | 6PL68G36F | BULKHEADS | 6PL68G36FB25 | CHIP
P3100194 | EKO 19 5 S/EW 830 WH87 | 106.5 | 1 | 1 | 5 | NR | 8018367672312 | 94051140 | 6PL00 | Lighting | 6PL | PIL LIGHTING | 6PL68G | HOUSEHOLD | 6PL68G36F | BULKHEADS | 6PL68G36FB15 | EKO/EKO+
P3100195 | EKO 19 5 S/EW 840 WH87 | 106.5 | 1 | 1 | 5 | NR | 8018367672329 | 94051140 | 6PL00 | Lighting | 6PL | PIL LIGHTING | 6PL68G | HOUSEHOLD | 6PL68G36F | BULKHEADS | 6PL68G36FB15 | EKO/EKO+
P3100200 | EKO 19 5 S/EW 830 BK81 | 106.5 | 1 | 1 | 5 | NR | 8018367672374 | 94051140 | 6PL00 | Lighting | 6PL | PIL LIGHTING | 6PL68G | HOUSEHOLD | 6PL68G36F | BULKHEADS | 6PL68G36FB15 | EKO/EKO+
P3100201 | EKO 19 5 S/EW 840 BK81 | 106.5 | 1 | 1 | 5 | NR | 8018367672381 | 94051140 | 6PL00 | Lighting | 6PL | PIL LIGHTING | 6PL68G | HOUSEHOLD | 6PL68G36F | BULKHEADS | 6PL68G36FB15 | EKO/EKO+
P3100202 | EKO 19/GRILL 5 A/EW 830 WH87 | 108.5 | 1 | 1 | 5 | NR | 8018367672398 | 94051140 | 6PL00 | Lighting | 6PL | PIL LIGHTING | 6PL68G | HOUSEHOLD | 6PL68G36F | BULKHEADS | 6PL68G36FB15 | EKO/EKO+
P3100203 | EKO 19/GRILL 5 A/EW 840 WH87 | 108.5 | 1 | 1 | 5 | NR | 8018367672404 | 94051140 | 6PL00 | Lighting | 6PL | PIL LIGHTING | 6PL68G | HOUSEHOLD | 6PL68G36F | BULKHEADS | 6PL68G36FB15 | EKO/EKO+
P3100208 | EKO 19/GRILL 5 A/EW 830 BK81 | 108.5 | 1 | 1 | 5 | NR | 8018367672459 | 94051140 | 6PL00 | Lighting | 6PL | PIL LIGHTING | 6PL68G | HOUSEHOLD | 6PL68G36F | BULKHEADS | 6PL68G36FB15 | EKO/EKO+
P3100209 | EKO 19/GRILL 5 A/EW 840 BK81 | 108.5 | 1 | 1 | 5 | NR | 8018367672466 | 94051140 | 6PL00 | Lighting | 6PL | PIL LIGHTING | 6PL68G | HOUSEHOLD | 6PL68G36F | BULKHEADS | 6PL68G36FB15 | EKO/EKO+
P3100210 | EKO 21 9.5 S/EW 830 WH87 | 116 | 1 | 1 | 5 | NR | 8018367672473 | 94051140 | 6PL00 | Lighting | 6PL | PIL LIGHTING | 6PL68G | HOUSEHOLD | 6PL68G36F | BULKHEADS | 6PL68G36FB15 | EKO/EKO+
P3100211 | EKO 21 9.5 S/EW 840 WH87 | 116 | 1 | 1 | 5 | NR | 8018367672480 | 94051140 | 6PL00 | Lighting | 6PL | PIL LIGHTING | 6PL68G | HOUSEHOLD | 6PL68G36F | BULKHEADS | 6PL68G36FB15 | EKO/EKO+
P3100216 | EKO 21 9.5 S/EW 830 BK81 | 116 | 1 | 1 | 5 | NR | 8018367672534 | 94051140 | 6PL00 | Lighting | 6PL | PIL LIGHTING | 6PL68G | HOUSEHOLD | 6PL68G36F | BULKHEADS | 6PL68G36FB15 | EKO/EKO+
P3100217 | EKO 21 9.5 S/EW 840 BK81 | 116 | 1 | 1 | 5 | NR | 8018367672541 | 94051140 | 6PL00 | Lighting | 6PL | PIL LIGHTING | 6PL68G | HOUSEHOLD | 6PL68G36F | BULKHEADS | 6PL68G36FB15 | EKO/EKO+
P3100218 | EKO 21/GRILL 9.5 A/EW 830 WH87 | 122 | 1 | 1 | 5 | NR | 8018367672558 | 94051140 | 6PL00 | Lighting | 6PL | PIL LIGHTING | 6PL68G | HOUSEHOLD | 6PL68G36F | BULKHEADS | 6PL68G36FB15 | EKO/EKO+
P3100219 | EKO 21/GRILL 9.5 A/EW 840 WH87 | 122 | 1 | 1 | 5 | NR | 8018367672565 | 94051140 | 6PL00 | Lighting | 6PL | PIL LIGHTING | 6PL68G | HOUSEHOLD | 6PL68G36F | BULKHEADS | 6PL68G36FB15 | EKO/EKO+
P3100224 | EKO 21/GRILL 9.5 A/EW 830 BK81 | 122 | 1 | 1 | 5 | NR | 8018367672619 | 94051140 | 6PL00 | Lighting | 6PL | PIL LIGHTING | 6PL68G | HOUSEHOLD | 6PL68G36F | BULKHEADS | 6PL68G36FB15 | EKO/EKO+
P3100225 | EKO 21/GRILL 9.5 A/EW 840 BK81 | 122 | 1 | 1 | 5 | NR | 8018367672626 | 94051140 | 6PL00 | Lighting | 6PL | PIL LIGHTING | 6PL68G | HOUSEHOLD | 6PL68G36F | BULKHEADS | 6PL68G36FB15 | EKO/EKO+
P3100226 | EKO 26 14 S/EW 830 WH87 | 131.5 | 1 | 1 | 5 | NR | 8018367672633 | 94051140 | 6PL00 | Lighting | 6PL | PIL LIGHTING | 6PL68G | HOUSEHOLD | 6PL68G36F | BULKHEADS | 6PL68G36FB15 | EKO/EKO+
P3100227 | EKO 26 14 S/EW 840 WH87 | 131.5 | 1 | 1 | 5 | NR | 8018367672640 | 94051140 | 6PL00 | Lighting | 6PL | PIL LIGHTING | 6PL68G | HOUSEHOLD | 6PL68G36F | BULKHEADS | 6PL68G36FB15 | EKO/EKO+
P3100232 | EKO 26 14 S/EW 830 BK81 | 131.5 | 1 | 1 | 5 | NR | 8018367672695 | 94051140 | 6PL00 | Lighting | 6PL | PIL LIGHTING | 6PL68G | HOUSEHOLD | 6PL68G36F | BULKHEADS | 6PL68G36FB15 | EKO/EKO+
P3100233 | EKO 26 14 S/EW 840 BK81 | 131.5 | 1 | 1 | 5 | NR | 8018367672701 | 94051140 | 6PL00 | Lighting | 6PL | PIL LIGHTING | 6PL68G | HOUSEHOLD | 6PL68G36F | BULKHEADS | 6PL68G36FB15 | EKO/EKO+
P3100243 | KIT MOLLE PER RAIL 2 PCS | 6.25 | 1 | 1 | 1 | NR | 8021944126634 | 94059900 | 6PL00 | Lighting | 6PL | PIL LIGHTING | 6PL59G | WORK & COMM. SPACES | 6PL59G69F | TRUNKING SYSTEMS | 6PL59G69F921 | TRY
P3100244 | KIT MOLLE PER RAIL 50 PCS | 120 | 1 | 1 | 1 | NR | 8021944126658 | 94059900 | 6PL00 | Lighting | 6PL | PIL LIGHTING | 6PL59G | WORK & COMM. SPACES | 6PL59G69F | TRUNKING SYSTEMS | 6PL59G69F921 | TRY
P3100245 | KIT MOLLE + GANCI PER RAIL 2 PCS | 12.45 | 1 | 1 | 1 | NR | 8021944126641 | 94059900 | 6PL00 | Lighting | 6PL | PIL LIGHTING | 6PL59G | WORK & COMM. SPACES | 6PL59G69F | TRUNKING SYSTEMS | 6PL59G69F921 | TRY
P3100246 | KIT MOLLE + GANCI PER RAIL 50 PCS | 242.5 | 1 | 1 | 1 | NR | 8021944126665 | 94059900 | 6PL00 | Lighting | 6PL | PIL LIGHTING | 6PL59G | WORK & COMM. SPACES | 6PL59G69F | TRUNKING SYSTEMS | 6PL59G69F921 | TRY
P3100328 | GUELL 3 230 A50/W 830 GR-94 | 1169.5 | 1 | 1 | 1 | NR | 8021944126702 | 94054210 | 6PL00 | Lighting | 6PL | PIL LIGHTING | 6PL63G | SPORTS AND AREAS | 6PL63G72F | FLOODLIGHTS | 6PL63G72F981 | GUELL
P3100812 | QUASAR 60M TECH 16.5 A22/EW 830 GR94 | 323 | 1 | 1 | 1 | NR | 8018367676297 | 94051190 | 6PL00 | Lighting | 6PL | PIL LIGHTING | 6PL68G | HOUSEHOLD | 6PL68G35F | EXTERIOR WALLS | 6PL68G35FB49 | QUASAR
P3100813 | QUASAR 60M TECH 16.5 A22/EW 830 AN96 | 323 | 1 | 1 | 1 | NR | 8018367676341 | 94051190 | 6PL00 | Lighting | 6PL | PIL LIGHTING | 6PL68G | HOUSEHOLD | 6PL68G35F | EXTERIOR WALLS | 6PL68G35FB49 | QUASAR
P3100814 | QUASAR 60M TECH 16.5 A22/EW 830 WH87 | 323 | 1 | 1 | 1 | NR | 8018367676334 | 94051190 | 6PL00 | Lighting | 6PL | PIL LIGHTING | 6PL68G | HOUSEHOLD | 6PL68G35F | EXTERIOR WALLS | 6PL68G35FB49 | QUASAR
P3100815 | QUASAR 60M TECH 16.5 A22/EW 840 GR94 | 323 | 1 | 1 | 1 | NR | 8018367676327 | 94051190 | 6PL00 | Lighting | 6PL | PIL LIGHTING | 6PL68G | HOUSEHOLD | 6PL68G35F | EXTERIOR WALLS | 6PL68G35FB49 | QUASAR
P3100816 | QUASAR 60M TECH 16.5 A22/EW 840 AN96 | 323 | 1 | 1 | 1 | NR | 8018367676310 | 94051190 | 6PL00 | Lighting | 6PL | PIL LIGHTING | 6PL68G | HOUSEHOLD | 6PL68G35F | EXTERIOR WALLS | 6PL68G35FB49 | QUASAR
P3100817 | QUASAR 60M TECH 16.5 A22/EW 840 WH87 | 323 | 1 | 1 | 1 | NR | 8018367676303 | 94051190 | 6PL00 | Lighting | 6PL | PIL LIGHTING | 6PL68G | HOUSEHOLD | 6PL68G35F | EXTERIOR WALLS | 6PL68G35FB49 | QUASAR
P3100818 | QUASAR 60M 16.5 A7/EW 830 GR94 | 311.5 | 1 | 1 | 1 | NR | 8018367676402 | 94051190 | 6PL00 | Lighting | 6PL | PIL LIGHTING | 6PL68G | HOUSEHOLD | 6PL68G35F | EXTERIOR WALLS | 6PL68G35FB49 | QUASAR
P3100819 | QUASAR 60M 16.5 A7/EW 830 AN96 | 311.5 | 1 | 1 | 1 | NR | 8018367676396 | 94051190 | 6PL00 | Lighting | 6PL | PIL LIGHTING | 6PL68G | HOUSEHOLD | 6PL68G35F | EXTERIOR WALLS | 6PL68G35FB49 | QUASAR
P3100820 | QUASAR 60M 16.5 A7/EW 830 WH87 | 311.5 | 1 | 1 | 1 | NR | 8018367676389 | 94051190 | 6PL00 | Lighting | 6PL | PIL LIGHTING | 6PL68G | HOUSEHOLD | 6PL68G35F | EXTERIOR WALLS | 6PL68G35FB49 | QUASAR
P3100821 | QUASAR 60M 16.5 A7/EW 840 GR94 | 311.5 | 1 | 1 | 1 | NR | 8018367676372 | 94051190 | 6PL00 | Lighting | 6PL | PIL LIGHTING | 6PL68G | HOUSEHOLD | 6PL68G35F | EXTERIOR WALLS | 6PL68G35FB49 | QUASAR
P3100822 | QUASAR 60M 16.5 A7/EW 840 AN96 | 311.5 | 1 | 1 | 1 | NR | 8018367676365 | 94051190 | 6PL00 | Lighting | 6PL | PIL LIGHTING | 6PL68G | HOUSEHOLD | 6PL68G35F | EXTERIOR WALLS | 6PL68G35FB49 | QUASAR
P3100823 | QUASAR 60M 16.5 A7/EW 840 WH87 | 311.5 | 1 | 1 | 1 | NR | 8018367676358 | 94051190 | 6PL00 | Lighting | 6PL | PIL LIGHTING | 6PL68G | HOUSEHOLD | 6PL68G35F | EXTERIOR WALLS | 6PL68G35FB49 | QUASAR
P3100830 | QUASAR 60M 16.5 A7/EW 830 GR94 DALI | 387 | 1 | 1 | 1 | NR | 8018367676587 | 94051190 | 6PL00 | Lighting | 6PL | PIL LIGHTING | 6PL68G | HOUSEHOLD | 6PL68G35F | EXTERIOR WALLS | 6PL68G35FB49 | QUASAR
P3100831 | QUASAR 60M 16.5 A7/EW 830 AN96 DALI | 387 | 1 | 1 | 1 | NR | 8018367676570 | 94051190 | 6PL00 | Lighting | 6PL | PIL LIGHTING | 6PL68G | HOUSEHOLD | 6PL68G35F | EXTERIOR WALLS | 6PL68G35FB49 | QUASAR
P3100832 | QUASAR 60M 16.5 A7/EW 830 WH87 DALI | 387 | 1 | 1 | 1 | NR | 8018367676563 | 94051190 | 6PL00 | Lighting | 6PL | PIL LIGHTING | 6PL68G | HOUSEHOLD | 6PL68G35F | EXTERIOR WALLS | 6PL68G35FB49 | QUASAR
P3100833 | QUASAR 60M 16.5 A7/EW 840 GR94 DALI | 387 | 1 | 1 | 1 | NR | 8018367676556 | 94051190 | 6PL00 | Lighting | 6PL | PIL LIGHTING | 6PL68G | HOUSEHOLD | 6PL68G35F | EXTERIOR WALLS | 6PL68G35FB49 | QUASAR
P3100834 | QUASAR 60M 16.5 A7/EW 840 AN96 DALI | 387 | 1 | 1 | 1 | NR | 8018367676549 | 94051190 | 6PL00 | Lighting | 6PL | PIL LIGHTING | 6PL68G | HOUSEHOLD | 6PL68G35F | EXTERIOR WALLS | 6PL68G35FB49 | QUASAR
P3100835 | QUASAR 60M 16.5 A7/EW 840 WH87 DALI | 387 | 1 | 1 | 1 | NR | 8018367676532 | 94051190 | 6PL00 | Lighting | 6PL | PIL LIGHTING | 6PL68G | HOUSEHOLD | 6PL68G35F | EXTERIOR WALLS | 6PL68G35FB49 | QUASAR
P3100842 | QUASAR 60M 16.5 A7/EW 830 GR94 EM3P | 449.5 | 1 | 1 | 1 | NR | 8018367676709 | 94051190 | 6PL00 | Lighting | 6PL | PIL LIGHTING | 6PL68G | HOUSEHOLD | 6PL68G35F | EXTERIOR WALLS | 6PL68G35FB49 | QUASAR
P3100843 | QUASAR 60M 16.5 A7/EW 830 AN96 EM3P | 449.5 | 1 | 1 | 1 | NR | 8018367676631 | 94051190 | 6PL00 | Lighting | 6PL | PIL LIGHTING | 6PL68G | HOUSEHOLD | 6PL68G35F | EXTERIOR WALLS | 6PL68G35FB49 | QUASAR
P3100844 | QUASAR 60M 16.5 A7/EW 830 WH87 EM3P | 449.5 | 1 | 1 | 1 | NR | 8018367676648 | 94051190 | 6PL00 | Lighting | 6PL | PIL LIGHTING | 6PL68G | HOUSEHOLD | 6PL68G35F | EXTERIOR WALLS | 6PL68G35FB49 | QUASAR
P3100845 | QUASAR 60M 16.5 A7/EW 840 GR94 EM3P | 449.5 | 1 | 1 | 1 | NR | 8018367676655 | 94051190 | 6PL00 | Lighting | 6PL | PIL LIGHTING | 6PL68G | HOUSEHOLD | 6PL68G35F | EXTERIOR WALLS | 6PL68G35FB49 | QUASAR
P3100846 | QUASAR 60M 16.5 A7/EW 840 AN96 EM3P | 449.5 | 1 | 1 | 1 | NR | 8018367676662 | 94051190 | 6PL00 | Lighting | 6PL | PIL LIGHTING | 6PL68G | HOUSEHOLD | 6PL68G35F | EXTERIOR WALLS | 6PL68G35FB49 | QUASAR
P3100847 | QUASAR 60M 16.5 A7/EW 840 WH87 EM3P | 449.5 | 1 | 1 | 1 | NR | 8018367676679 | 94051190 | 6PL00 | Lighting | 6PL | PIL LIGHTING | 6PL68G | HOUSEHOLD | 6PL68G35F | EXTERIOR WALLS | 6PL68G35FB49 | QUASAR
P3100848 | QUASAR 60B TECH 33 A22/EW 830 GR94 | 387 | 1 | 1 | 1 | NR | 8018367676686 | 94051190 | 6PL00 | Lighting | 6PL | PIL LIGHTING | 6PL68G | HOUSEHOLD | 6PL68G35F | EXTERIOR WALLS | 6PL68G35FB49 | QUASAR
P3100849 | QUASAR 60B TECH 33 A22/EW 830 AN96 | 387 | 1 | 1 | 1 | NR | 8018367676693 | 94051190 | 6PL00 | Lighting | 6PL | PIL LIGHTING | 6PL68G | HOUSEHOLD | 6PL68G35F | EXTERIOR WALLS | 6PL68G35FB49 | QUASAR
P3100850 | QUASAR 60B TECH 33 A22/EW 830 WH87 | 387 | 1 | 1 | 1 | NR | 8018367676624 | 94051190 | 6PL00 | Lighting | 6PL | PIL LIGHTING | 6PL68G | HOUSEHOLD | 6PL68G35F | EXTERIOR WALLS | 6PL68G35FB49 | QUASAR
P3100851 | QUASAR 60B TECH 33 A22/EW 840 GR94 | 387 | 1 | 1 | 1 | NR | 8018367676617 | 94051190 | 6PL00 | Lighting | 6PL | PIL LIGHTING | 6PL68G | HOUSEHOLD | 6PL68G35F | EXTERIOR WALLS | 6PL68G35FB49 | QUASAR
P3100852 | QUASAR 60B TECH 33 A22/EW 840 AN96 | 387 | 1 | 1 | 1 | NR | 8018367676600 | 94051190 | 6PL00 | Lighting | 6PL | PIL LIGHTING | 6PL68G | HOUSEHOLD | 6PL68G35F | EXTERIOR WALLS | 6PL68G35FB49 | QUASAR
P3100853 | QUASAR 60B TECH 33 A22/EW 840 WH87 | 387 | 1 | 1 | 1 | NR | 8018367676594 | 94051190 | 6PL00 | Lighting | 6PL | PIL LIGHTING | 6PL68G | HOUSEHOLD | 6PL68G35F | EXTERIOR WALLS | 6PL68G35FB49 | QUASAR
P3100854 | QUASAR 60B 33 A7/EW 830 GR94 | 374 | 1 | 1 | 1 | NR | 8018367676853 | 94051190 | 6PL00 | Lighting | 6PL | PIL LIGHTING | 6PL68G | HOUSEHOLD | 6PL68G35F | EXTERIOR WALLS | 6PL68G35FB49 | QUASAR
P3100855 | QUASAR 60B 33 A7/EW 830 AN96 | 374 | 1 | 1 | 1 | NR | 8018367676846 | 94051190 | 6PL00 | Lighting | 6PL | PIL LIGHTING | 6PL68G | HOUSEHOLD | 6PL68G35F | EXTERIOR WALLS | 6PL68G35FB49 | QUASAR
P3100856 | QUASAR 60B 33 A7/EW 830 WH87 | 374 | 1 | 1 | 1 | NR | 8018367676839 | 94051190 | 6PL00 | Lighting | 6PL | PIL LIGHTING | 6PL68G | HOUSEHOLD | 6PL68G35F | EXTERIOR WALLS | 6PL68G35FB49 | QUASAR
P3100857 | QUASAR 60B 33 A7/EW 840 GR94 | 374 | 1 | 1 | 1 | NR | 8018367676822 | 94051190 | 6PL00 | Lighting | 6PL | PIL LIGHTING | 6PL68G | HOUSEHOLD | 6PL68G35F | EXTERIOR WALLS | 6PL68G35FB49 | QUASAR
P3100858 | QUASAR 60B 33 A7/EW 840 AN96 | 374 | 1 | 1 | 1 | NR | 8018367676815 | 94051190 | 6PL00 | Lighting | 6PL | PIL LIGHTING | 6PL68G | HOUSEHOLD | 6PL68G35F | EXTERIOR WALLS | 6PL68G35FB49 | QUASAR
P3100859 | QUASAR 60B 33 A7/EW 840 WH87 | 374 | 1 | 1 | 1 | NR | 8018367676808 | 94051190 | 6PL00 | Lighting | 6PL | PIL LIGHTING | 6PL68G | HOUSEHOLD | 6PL68G35F | EXTERIOR WALLS | 6PL68G35FB49 | QUASAR
P3100866 | QUASAR 60B 33 A7/EW 830 GR94 DALI | 464 | 1 | 1 | 1 | NR | 8018367676914 | 94051190 | 6PL00 | Lighting | 6PL | PIL LIGHTING | 6PL68G | HOUSEHOLD | 6PL68G35F | EXTERIOR WALLS | 6PL68G35FB49 | QUASAR
P3100867 | QUASAR 60B 33 A7/EW 830 AN96 DALI | 464 | 1 | 1 | 1 | NR | 8018367676907 | 94051190 | 6PL00 | Lighting | 6PL | PIL LIGHTING | 6PL68G | HOUSEHOLD | 6PL68G35F | EXTERIOR WALLS | 6PL68G35FB49 | QUASAR
P3100868 | QUASAR 60B 33 A7/EW 830 WH87 DALI | 464 | 1 | 1 | 1 | NR | 8018367676877 | 94051190 | 6PL00 | Lighting | 6PL | PIL LIGHTING | 6PL68G | HOUSEHOLD | 6PL68G35F | EXTERIOR WALLS | 6PL68G35FB49 | QUASAR
P3100869 | QUASAR 60B 33 A7/EW 840 GR94 DALI | 464 | 1 | 1 | 1 | NR | 8018367676891 | 94051190 | 6PL00 | Lighting | 6PL | PIL LIGHTING | 6PL68G | HOUSEHOLD | 6PL68G35F | EXTERIOR WALLS | 6PL68G35FB49 | QUASAR
P3100870 | QUASAR 60B 33 A7/EW 840 AN96 DALI | 464 | 1 | 1 | 1 | NR | 8018367676884 | 94051190 | 6PL00 | Lighting | 6PL | PIL LIGHTING | 6PL68G | HOUSEHOLD | 6PL68G35F | EXTERIOR WALLS | 6PL68G35FB49 | QUASAR
P3100871 | QUASAR 60B 33 A7/EW 840 WH87 DALI | 464 | 1 | 1 | 1 | NR | 8018367676860 | 94051190 | 6PL00 | Lighting | 6PL | PIL LIGHTING | 6PL68G | HOUSEHOLD | 6PL68G35F | EXTERIOR WALLS | 6PL68G35FB49 | QUASAR
P3101184 | LAMA+ MINI 100 S/W 840 WH87 | 370.5 | 1 | 1 | 1 | NR | 8021944128539 | 94051190 | 6PL00 | Lighting | 6PL | PIL LIGHTING | 6PL57G | INDUSTRIAL SPACES | 6PL57G67F | HIGH BAY AND LOW BAY | 6PL57G67F917 | LAMA+
P3101185 | LAMA+ MINI 70 S/W 840 WH-87 | 362.5 | 1 | 1 | 1 | NR | 8021944129383 | 94051190 | 6PL00 | Lighting | 6PL | PIL LIGHTING | 6PL57G | INDUSTRIAL SPACES | 6PL57G67F | HIGH BAY AND LOW BAY | 6PL57G67F917 | LAMA+
P3101186 | LAMA+ MINI 50 S/W 840 WH87 | 338.5 | 1 | 1 | 1 | NR | 8021944128560 | 94051190 | 6PL00 | Lighting | 6PL | PIL LIGHTING | 6PL57G | INDUSTRIAL SPACES | 6PL57G67F | HIGH BAY AND LOW BAY | 6PL57G67F917 | LAMA+
P3101187 | LAMA+ MINI 35 S/W 840 WH-87 | 333.5 | 1 | 1 | 1 | NR | 8021944129376 | 94051190 | 6PL00 | Lighting | 6PL | PIL LIGHTING | 6PL57G | INDUSTRIAL SPACES | 6PL57G67F | HIGH BAY AND LOW BAY | 6PL57G67F917 | LAMA+
P3101188 | LAMA+ MINI 100 S/EW 840 WH87 | 370.5 | 1 | 1 | 1 | NR | 8021944128577 | 94051190 | 6PL00 | Lighting | 6PL | PIL LIGHTING | 6PL57G | INDUSTRIAL SPACES | 6PL57G67F | HIGH BAY AND LOW BAY | 6PL57G67F917 | LAMA+
P3101189 | LAMA+ MINI 70 S/EW 840 WH-87 | 362.5 | 1 | 1 | 1 | NR | 8021944129369 | 94051190 | 6PL00 | Lighting | 6PL | PIL LIGHTING | 6PL57G | INDUSTRIAL SPACES | 6PL57G67F | HIGH BAY AND LOW BAY | 6PL57G67F917 | LAMA+
P3101190 | LAMA+ MINI 50 S/EW 840 WH87 | 338.5 | 1 | 1 | 1 | NR | 8021944128584 | 94051190 | 6PL00 | Lighting | 6PL | PIL LIGHTING | 6PL57G | INDUSTRIAL SPACES | 6PL57G67F | HIGH BAY AND LOW BAY | 6PL57G67F917 | LAMA+
P3101191 | LAMA+ MINI 35 S/EW 840 WH-87 | 333.5 | 1 | 1 | 1 | NR | 8021944129345 | 94051190 | 6PL00 | Lighting | 6PL | PIL LIGHTING | 6PL57G | INDUSTRIAL SPACES | 6PL57G67F | HIGH BAY AND LOW BAY | 6PL57G67F917 | LAMA+
P3101192 | LAMA+ MINI 100 S/W 840 WH87 DALI | 428.5 | 1 | 1 | 1 | NR | 8021944128591 | 94051190 | 6PL00 | Lighting | 6PL | PIL LIGHTING | 6PL57G | INDUSTRIAL SPACES | 6PL57G67F | HIGH BAY AND LOW BAY | 6PL57G67F917 | LAMA+
P3101193 | LAMA+ MINI 70 S/W 840 WH-87 DALI | 423.5 | 1 | 1 | 1 | NR | 8021944129352 | 94051190 | 6PL00 | Lighting | 6PL | PIL LIGHTING | 6PL57G | INDUSTRIAL SPACES | 6PL57G67F | HIGH BAY AND LOW BAY | 6PL57G67F917 | LAMA+
P3101194 | LAMA+ MINI 50 S/W 840 WH87 DALI | 399.5 | 1 | 1 | 1 | NR | 8021944128607 | 94051190 | 6PL00 | Lighting | 6PL | PIL LIGHTING | 6PL57G | INDUSTRIAL SPACES | 6PL57G67F | HIGH BAY AND LOW BAY | 6PL57G67F917 | LAMA+
P3101195 | LAMA+ MINI 35 S/W 840 WH-87 DALI | 394.5 | 1 | 1 | 1 | NR | 8021944129338 | 94051190 | 6PL00 | Lighting | 6PL | PIL LIGHTING | 6PL57G | INDUSTRIAL SPACES | 6PL57G67F | HIGH BAY AND LOW BAY | 6PL57G67F917 | LAMA+
P3101196 | LAMA+ MINI 100 S/EW 840 WH87 DALI | 428.5 | 1 | 1 | 1 | NR | 8021944128614 | 94051190 | 6PL00 | Lighting | 6PL | PIL LIGHTING | 6PL57G | INDUSTRIAL SPACES | 6PL57G67F | HIGH BAY AND LOW BAY | 6PL57G67F917 | LAMA+
P3101197 | LAMA+ MINI 70 S/EW 840 WH-87 DALI | 423.5 | 1 | 1 | 1 | NR | 8021944129321 | 94051190 | 6PL00 | Lighting | 6PL | PIL LIGHTING | 6PL57G | INDUSTRIAL SPACES | 6PL57G67F | HIGH BAY AND LOW BAY | 6PL57G67F917 | LAMA+
P3101198 | LAMA+ MINI 50 S/EW 840 WH87 DALI | 399.5 | 1 | 1 | 1 | NR | 8021944128621 | 94051190 | 6PL00 | Lighting | 6PL | PIL LIGHTING | 6PL57G | INDUSTRIAL SPACES | 6PL57G67F | HIGH BAY AND LOW BAY | 6PL57G67F917 | LAMA+
P3101199 | LAMA+ MINI 35 S/EW 840 WH-87 DALI | 394.5 | 1 | 1 | 1 | NR | 8021944129314 | 94051190 | 6PL00 | Lighting | 6PL | PIL LIGHTING | 6PL57G | INDUSTRIAL SPACES | 6PL57G67F | HIGH BAY AND LOW BAY | 6PL57G67F917 | LAMA+
P3101716 | AS615 40 S/EW 840 WH-87 | 376 | 1 | 1 | 1 | NR | 8021944129710 | 94051190 | 6PL00 | Lighting | 6PL | PIL LIGHTING | 6PL59G | WORK & COMM. SPACES | 6PL59G74F | TRACK LIGHTS | 6PL59G74F951 | AS
P3101717 | AS615 65 S/EW 840 WH-87 | 400.5 | 1 | 1 | 1 | NR | 8021944129727 | 94051190 | 6PL00 | Lighting | 6PL | PIL LIGHTING | 6PL59G | WORK & COMM. SPACES | 6PL59G74F | TRACK LIGHTS | 6PL59G74F951 | AS
P3101718 | AS615 40 2A/M 840 WH-87 | 376 | 1 | 1 | 1 | NR | 8021944129734 | 94051190 | 6PL00 | Lighting | 6PL | PIL LIGHTING | 6PL59G | WORK & COMM. SPACES | 6PL59G74F | TRACK LIGHTS | 6PL59G74F951 | AS
P3101719 | AS615 65 2A/M 840 WH-87 | 400.5 | 1 | 1 | 1 | NR | 8021944129741 | 94051190 | 6PL00 | Lighting | 6PL | PIL LIGHTING | 6PL59G | WORK & COMM. SPACES | 6PL59G74F | TRACK LIGHTS | 6PL59G74F951 | AS
P3101720 | AS615 40 S/EW 840 BK-81 | 376 | 1 | 1 | 1 | NR | 8021944130051 | 94051190 | 6PL00 | Lighting | 6PL | PIL LIGHTING | 6PL59G | WORK & COMM. SPACES | 6PL59G74F | TRACK LIGHTS | 6PL59G74F951 | AS
P3101721 | AS615 65 S/EW 840 BK-81 | 400.5 | 1 | 1 | 1 | NR | 8021944130181 | 94051190 | 6PL00 | Lighting | 6PL | PIL LIGHTING | 6PL59G | WORK & COMM. SPACES | 6PL59G74F | TRACK LIGHTS | 6PL59G74F951 | AS
P3101722 | AS615 40 2A/M 840 BK-81 | 376 | 1 | 1 | 1 | NR | 8021944130198 | 94051190 | 6PL00 | Lighting | 6PL | PIL LIGHTING | 6PL59G | WORK & COMM. SPACES | 6PL59G74F | TRACK LIGHTS | 6PL59G74F951 | AS
P3101723 | AS615 65 2A/M 840 BK-81 | 400.5 | 1 | 1 | 1 | NR | 8021944130204 | 94051190 | 6PL00 | Lighting | 6PL | PIL LIGHTING | 6PL59G | WORK & COMM. SPACES | 6PL59G74F | TRACK LIGHTS | 6PL59G74F951 | AS
P3101724 | AS615 40 S/EW 840 WH-87 DALI | 440 | 1 | 1 | 1 | NR | 8021944130044 | 94051190 | 6PL00 | Lighting | 6PL | PIL LIGHTING | 6PL59G | WORK & COMM. SPACES | 6PL59G74F | TRACK LIGHTS | 6PL59G74F951 | AS
P3101725 | AS615 65 S/EW 840 WH-87 DALI | 465 | 1 | 1 | 1 | NR | 8021944130211 | 94051190 | 6PL00 | Lighting | 6PL | PIL LIGHTING | 6PL59G | WORK & COMM. SPACES | 6PL59G74F | TRACK LIGHTS | 6PL59G74F951 | AS
P3101726 | AS615 40 2A/M 840 WH-87 DALI | 440 | 1 | 1 | 1 | NR | 8021944130228 | 94051190 | 6PL00 | Lighting | 6PL | PIL LIGHTING | 6PL59G | WORK & COMM. SPACES | 6PL59G74F | TRACK LIGHTS | 6PL59G74F951 | AS
P3101727 | AS615 65 2A/M 840 WH-87 DALI | 465 | 1 | 1 | 1 | NR | 8021944130235 | 94051190 | 6PL00 | Lighting | 6PL | PIL LIGHTING | 6PL59G | WORK & COMM. SPACES | 6PL59G74F | TRACK LIGHTS | 6PL59G74F951 | AS
P3101728 | AS615 40 S/EW 840 BK-81 DALI | 440 | 1 | 1 | 1 | NR | 8021944130242 | 94051190 | 6PL00 | Lighting | 6PL | PIL LIGHTING | 6PL59G | WORK & COMM. SPACES | 6PL59G74F | TRACK LIGHTS | 6PL59G74F951 | AS
P3101729 | AS615 65 S/EW 840 BK-81 DALI | 465 | 1 | 1 | 1 | NR | 8021944130259 | 94051190 | 6PL00 | Lighting | 6PL | PIL LIGHTING | 6PL59G | WORK & COMM. SPACES | 6PL59G74F | TRACK LIGHTS | 6PL59G74F951 | AS
P3101730 | AS615 40 2A/M 840 BK-81 DALI | 440 | 1 | 1 | 1 | NR | 8021944130266 | 94051190 | 6PL00 | Lighting | 6PL | PIL LIGHTING | 6PL59G | WORK & COMM. SPACES | 6PL59G74F | TRACK LIGHTS | 6PL59G74F951 | AS
P3101731 | AS615 65 2A/M 840 BK-81 DALI | 465 | 1 | 1 | 1 | NR | 8021944130273 | 94051190 | 6PL00 | Lighting | 6PL | PIL LIGHTING | 6PL59G | WORK & COMM. SPACES | 6PL59G74F | TRACK LIGHTS | 6PL59G74F951 | AS
P3101732 | AS615 40 S/EW 830 WH-87 | 376 | 1 | 1 | 1 | NR | 8021944129765 | 94051190 | 6PL00 | Lighting | 6PL | PIL LIGHTING | 6PL59G | WORK & COMM. SPACES | 6PL59G74F | TRACK LIGHTS | 6PL59G74F951 | AS
P3101733 | AS615 65 S/EW 830 WH-87 | 400.5 | 1 | 1 | 1 | NR | 8021944129758 | 94051190 | 6PL00 | Lighting | 6PL | PIL LIGHTING | 6PL59G | WORK & COMM. SPACES | 6PL59G74F | TRACK LIGHTS | 6PL59G74F951 | AS
P3101734 | AS615 40 2A/M 830 WH-87 | 376 | 1 | 1 | 1 | NR | 8021944129789 | 94051190 | 6PL00 | Lighting | 6PL | PIL LIGHTING | 6PL59G | WORK & COMM. SPACES | 6PL59G74F | TRACK LIGHTS | 6PL59G74F951 | AS
P3101735 | AS615 65 2A/M 830 WH-87 | 400.5 | 1 | 1 | 1 | NR | 8021944129772 | 94051190 | 6PL00 | Lighting | 6PL | PIL LIGHTING | 6PL59G | WORK & COMM. SPACES | 6PL59G74F | TRACK LIGHTS | 6PL59G74F951 | AS
P3101736 | AS615 40 S/EW 830 BK-81 | 376 | 1 | 1 | 1 | NR | 8021944130280 | 94051190 | 6PL00 | Lighting | 6PL | PIL LIGHTING | 6PL59G | WORK & COMM. SPACES | 6PL59G74F | TRACK LIGHTS | 6PL59G74F951 | AS
P3101737 | AS615 65 S/EW 830 BK-81 | 400.5 | 1 | 1 | 1 | NR | 8021944130297 | 94051190 | 6PL00 | Lighting | 6PL | PIL LIGHTING | 6PL59G | WORK & COMM. SPACES | 6PL59G74F | TRACK LIGHTS | 6PL59G74F951 | AS
P3101738 | AS615 40 2A/M 830 BK-81 | 376 | 1 | 1 | 1 | NR | 8021944130303 | 94051190 | 6PL00 | Lighting | 6PL | PIL LIGHTING | 6PL59G | WORK & COMM. SPACES | 6PL59G74F | TRACK LIGHTS | 6PL59G74F951 | AS
P3101739 | AS615 65 2A/M 830 BK-81 | 400.5 | 1 | 1 | 1 | NR | 8021944130310 | 94051190 | 6PL00 | Lighting | 6PL | PIL LIGHTING | 6PL59G | WORK & COMM. SPACES | 6PL59G74F | TRACK LIGHTS | 6PL59G74F951 | AS
P3101740 | AS615 40 S/EW 830 WH-87 DALI | 440 | 1 | 1 | 1 | NR | 8021944130143 | 94051190 | 6PL00 | Lighting | 6PL | PIL LIGHTING | 6PL59G | WORK & COMM. SPACES | 6PL59G74F | TRACK LIGHTS | 6PL59G74F951 | AS
P3101741 | AS615 65 S/EW 830 WH-87 DALI | 465 | 1 | 1 | 1 | NR | 8021944130150 | 94051190 | 6PL00 | Lighting | 6PL | PIL LIGHTING | 6PL59G | WORK & COMM. SPACES | 6PL59G74F | TRACK LIGHTS | 6PL59G74F951 | AS
P3101742 | AS615 40 2A/M 830 WH-87 DALI | 440 | 1 | 1 | 1 | NR | 8021944130167 | 94051190 | 6PL00 | Lighting | 6PL | PIL LIGHTING | 6PL59G | WORK & COMM. SPACES | 6PL59G74F | TRACK LIGHTS | 6PL59G74F951 | AS
P3101743 | AS615 65 2A/M 830 WH-87 DALI | 465 | 1 | 1 | 1 | NR | 8021944130174 | 94051190 | 6PL00 | Lighting | 6PL | PIL LIGHTING | 6PL59G | WORK & COMM. SPACES | 6PL59G74F | TRACK LIGHTS | 6PL59G74F951 | AS
P3101744 | AS615 40 S/EW 830 BK-81 DALI | 440 | 1 | 1 | 1 | NR | 8021944130327 | 94051190 | 6PL00 | Lighting | 6PL | PIL LIGHTING | 6PL59G | WORK & COMM. SPACES | 6PL59G74F | TRACK LIGHTS | 6PL59G74F951 | AS
P3101745 | AS615 65 S/EW 830 BK-81 DALI | 465 | 1 | 1 | 1 | NR | 8021944130334 | 94051190 | 6PL00 | Lighting | 6PL | PIL LIGHTING | 6PL59G | WORK & COMM. SPACES | 6PL59G74F | TRACK LIGHTS | 6PL59G74F951 | AS
P3101746 | AS615 40 2A/M 830 BK-81 DALI | 440 | 1 | 1 | 1 | NR | 8021944130341 | 94051190 | 6PL00 | Lighting | 6PL | PIL LIGHTING | 6PL59G | WORK & COMM. SPACES | 6PL59G74F | TRACK LIGHTS | 6PL59G74F951 | AS
P3101747 | AS615 65 2A/M 830 BK-81 DALI | 465 | 1 | 1 | 1 | NR | 8021944130358 | 94051190 | 6PL00 | Lighting | 6PL | PIL LIGHTING | 6PL59G | WORK & COMM. SPACES | 6PL59G74F | TRACK LIGHTS | 6PL59G74F951 | AS
P3101750 | LAMA+ MINI 50 S/W 840 WH87 EM1 | 479.5 | 1 | 1 | 1 | NR | 8021944130440 | 94051190 | 6PL00 | Lighting | 6PL | PIL LIGHTING | 6PL57G | INDUSTRIAL SPACES | 6PL57G67F | HIGH BAY AND LOW BAY | 6PL57G67F917 | LAMA+
P3101751 | LAMA+ MINI 35 S/W 840 WH87 EM1 | 472 | 1 | 1 | 1 | NR | 8021944130457 | 94051190 | 6PL00 | Lighting | 6PL | PIL LIGHTING | 6PL57G | INDUSTRIAL SPACES | 6PL57G67F | HIGH BAY AND LOW BAY | 6PL57G67F917 | LAMA+
P3101754 | LAMA+ MINI 50 S/EW 840 WH87 EM1 | 479.5 | 1 | 1 | 1 | NR | 8021944130464 | 94051190 | 6PL00 | Lighting | 6PL | PIL LIGHTING | 6PL57G | INDUSTRIAL SPACES | 6PL57G67F | HIGH BAY AND LOW BAY | 6PL57G67F917 | LAMA+
P3101755 | LAMA+ MINI 35 S/EW 840 WH87 EM1 | 472 | 1 | 1 | 1 | NR | 8021944130471 | 94051190 | 6PL00 | Lighting | 6PL | PIL LIGHTING | 6PL57G | INDUSTRIAL SPACES | 6PL57G67F | HIGH BAY AND LOW BAY | 6PL57G67F917 | LAMA+
P310176 | KIT ANTIVANDALO INOX | 19.7 | 1 | 1 | 1 | NR | 8018367045758 | 82041100 | 6PL00 | Lighting | 6PL | PIL LIGHTING | 6PL68G | HOUSEHOLD | 6PL68G36F | BULKHEADS | 6PL68G36FB15 | EKO/EKO+
P3102163 | LANTERNA NK27 AN96 | 169 | 1 | 1 | 1 | NR | 8018367683493 | 94051190 | 6PL00 | Lighting | 6PL | PIL LIGHTING | 6PL68G | HOUSEHOLD | 6PL68G36F | BULKHEADS | 6PL68G36FB17 | LANTERNA
P3102164 | LANTERNA NK27 RB10 | 169 | 1 | 1 | 1 | NR | 8018367683509 | 94051190 | 6PL00 | Lighting | 6PL | PIL LIGHTING | 6PL68G | HOUSEHOLD | 6PL68G36F | BULKHEADS | 6PL68G36FB17 | LANTERNA
P3102564 | LANTERNA NK27 13 S/EW 830 AN96 | 206 | 1 | 1 | 1 | NR | 8018367685077 | 94051190 | 6PL00 | Lighting | 6PL | PIL LIGHTING | 6PL68G | HOUSEHOLD | 6PL68G36F | BULKHEADS | 6PL68G36FB17 | LANTERNA
P3102566 | LANTERNA NK27 13 S/EW 840 AN96 | 206 | 1 | 1 | 1 | NR | 8018367685084 | 94051190 | 6PL00 | Lighting | 6PL | PIL LIGHTING | 6PL68G | HOUSEHOLD | 6PL68G36F | BULKHEADS | 6PL68G36FB17 | LANTERNA
P3102567 | LANTERNA NK27 13 S/EW 830 RB10 | 206 | 1 | 1 | 1 | NR | 8018367685091 | 94051190 | 6PL00 | Lighting | 6PL | PIL LIGHTING | 6PL68G | HOUSEHOLD | 6PL68G36F | BULKHEADS | 6PL68G36FB17 | LANTERNA
P3102568 | LANTERNA NK27 13 S/EW 840 RB10 | 206 | 1 | 1 | 1 | NR | 8018367685107 | 94051190 | 6PL00 | Lighting | 6PL | PIL LIGHTING | 6PL68G | HOUSEHOLD | 6PL68G36F | BULKHEADS | 6PL68G36FB17 | LANTERNA
P3102569 | LANTERNA NK21 9 S/EW 830 AN96 | 182 | 1 | 1 | 1 | NR | 8018367685114 | 94051190 | 6PL00 | Lighting | 6PL | PIL LIGHTING | 6PL68G | HOUSEHOLD | 6PL68G36F | BULKHEADS | 6PL68G36FB17 | LANTERNA
P3102570 | LANTERNA NK21 9 S/EW 840 AN96 | 182 | 1 | 1 | 1 | NR | 8018367685121 | 94051190 | 6PL00 | Lighting | 6PL | PIL LIGHTING | 6PL68G | HOUSEHOLD | 6PL68G36F | BULKHEADS | 6PL68G36FB17 | LANTERNA
P3102571 | LANTERNA NK21 9 S/EW 830 RB10 | 182 | 1 | 1 | 1 | NR | 8018367685138 | 94051190 | 6PL00 | Lighting | 6PL | PIL LIGHTING | 6PL68G | HOUSEHOLD | 6PL68G36F | BULKHEADS | 6PL68G36FB17 | LANTERNA
P3102572 | LANTERNA NK21 9 S/EW 840 RB10 | 182 | 1 | 1 | 1 | NR | 8018367685145 | 94051190 | 6PL00 | Lighting | 6PL | PIL LIGHTING | 6PL68G | HOUSEHOLD | 6PL68G36F | BULKHEADS | 6PL68G36FB17 | LANTERNA
P3102585 | VISIERA GUELL 3/4 A50 GR-94 | 56 | 1 | 1 | 20 | NR | 8021944130914 | 94059900 | 6PL00 | Lighting | 6PL | PIL LIGHTING | 6PL63G | SPORTS AND AREAS | 6PL63G72F | FLOODLIGHTS | 6PL63G72F981 | GUELL
P3102823 | KIT H07-RNF 4x1,5 L=1000+SPINA+PRESA | 61 | 1 | 1 | 1 | NR | 8021944130921 | 94059900 | 6PL00 | Lighting | 6PL | PIL LIGHTING | 6PL65G | URBAN AND STREETS | 6PL65G68H | STREETLIGHTS | 6PL65G68H875 | OTHER STREET PIL
P3102824 | KIT H07-RN8F 2x1,5 L=1100+SPINA+PRESA | 35.2 | 1 | 1 | 1 | NR | 8021944130938 | 94059900 | 6PL00 | Lighting | 6PL | PIL LIGHTING | 6PL65G | URBAN AND STREETS | 6PL65G68H | STREETLIGHTS | 6PL65G68H875 | OTHER STREET PIL
P310310 | DIFF PC EKO 19 | 13.5 | 1 | 1 | 1 | NR | 8018367936148 | 94059200 | 6PL00 | Lighting | 6PL | PIL LIGHTING | 6PL68G | HOUSEHOLD | 6PL68G36F | BULKHEADS | 6PL68G36FB15 | EKO/EKO+
P310312 | DIFF PC EKO 26 | 15.55 | 1 | 1 | 1 | NR | 8018367936155 | 94059200 | 6PL00 | Lighting | 6PL | PIL LIGHTING | 6PL68G | HOUSEHOLD | 6PL68G36F | BULKHEADS | 6PL68G36FB15 | EKO/EKO+
P3103871 | GUELL 3 300 A50/W 830 GR-94 DALI | 1563 | 1 | 1 | 1 | NR | 8021944132321 | 94054210 | 6PL00 | Lighting | 6PL | PIL LIGHTING | 6PL63G | SPORTS AND AREAS | 6PL63G72F | FLOODLIGHTS | 6PL63G72F981 | GUELL
P3103914 | ACRO+ EQ118 S/EW 840 | 104.5 | 1 | 1 | 1 | NR | 5414833103756 | 94051140 | 6PL00 | Lighting | 6PL | PIL LIGHTING | 6PL57G | INDUSTRIAL SPACES | 6PL57G53F | WATERPROOF | 6PL57G53F915 | ACRO
P3103915 | ACRO+ EQ136 S/EW 840 | 93 | 1 | 1 | 1 | NR | 5414833103763 | 94051140 | 6PL00 | Lighting | 6PL | PIL LIGHTING | 6PL57G | INDUSTRIAL SPACES | 6PL57G53F | WATERPROOF | 6PL57G53F915 | ACRO
P3103916 | ACRO+ EQ136 S/EW 840 DALI | 148 | 1 | 1 | 1 | NR | 5414833103770 | 94051140 | 6PL00 | Lighting | 6PL | PIL LIGHTING | 6PL57G | INDUSTRIAL SPACES | 6PL57G53F | WATERPROOF | 6PL57G53F915 | ACRO
P3103917 | ACRO+ EQ136 S/EW 840 EM | 277.5 | 1 | 1 | 1 | NR | 5414833103787 | 94051140 | 6PL00 | Lighting | 6PL | PIL LIGHTING | 6PL57G | INDUSTRIAL SPACES | 6PL57G53F | WATERPROOF | 6PL57G53F915 | ACRO
P3103918 | ACRO+ EQ136 S/EW 840 HF | 198 | 1 | 1 | 1 | NR | 5414833103794 | 94051140 | 6PL00 | Lighting | 6PL | PIL LIGHTING | 6PL57G | INDUSTRIAL SPACES | 6PL57G53F | WATERPROOF | 6PL57G53F915 | ACRO
P3103920 | ACRO+ EQ236 S/EW 840 DALI | 174 | 1 | 1 | 1 | NR | 5414833103817 | 94051140 | 6PL00 | Lighting | 6PL | PIL LIGHTING | 6PL57G | INDUSTRIAL SPACES | 6PL57G53F | WATERPROOF | 6PL57G53F915 | ACRO
P3103921 | ACRO+ EQ236 S/EW 840 EM | 302.5 | 1 | 1 | 1 | NR | 5414833103824 | 94051140 | 6PL00 | Lighting | 6PL | PIL LIGHTING | 6PL57G | INDUSTRIAL SPACES | 6PL57G53F | WATERPROOF | 6PL57G53F915 | ACRO
P3103922 | ACRO+ EQ236 S/EW 840 HF | 222.5 | 1 | 1 | 1 | NR | 5414833103831 | 94051140 | 6PL00 | Lighting | 6PL | PIL LIGHTING | 6PL57G | INDUSTRIAL SPACES | 6PL57G53F | WATERPROOF | 6PL57G53F915 | ACRO
P3103923 | ACRO+ EQ236 HO S/EW 840 | 154.5 | 1 | 1 | 1 | NR | 5414833103848 | 94051140 | 6PL00 | Lighting | 6PL | PIL LIGHTING | 6PL57G | INDUSTRIAL SPACES | 6PL57G53F | WATERPROOF | 6PL57G53F915 | ACRO
P3103924 | ACRO+ EQ236 HO S/EW 840 DALI | 203 | 1 | 1 | 1 | NR | 5414833103855 | 94051140 | 6PL00 | Lighting | 6PL | PIL LIGHTING | 6PL57G | INDUSTRIAL SPACES | 6PL57G53F | WATERPROOF | 6PL57G53F915 | ACRO
P3103925 | ACRO+ EQ236 HO S/EW 840 EM | 339.5 | 1 | 1 | 1 | NR | 5414833103862 | 94051140 | 6PL00 | Lighting | 6PL | PIL LIGHTING | 6PL57G | INDUSTRIAL SPACES | 6PL57G53F | WATERPROOF | 6PL57G53F915 | ACRO
P3103926 | ACRO+ EQ236 HO S/EW 840 HF | 253.5 | 1 | 1 | 1 | NR | 5414833103879 | 94051140 | 6PL00 | Lighting | 6PL | PIL LIGHTING | 6PL57G | INDUSTRIAL SPACES | 6PL57G53F | WATERPROOF | 6PL57G53F915 | ACRO
P3103927 | ACRO+ EQ158 S/EW 840 | 111 | 1 | 1 | 1 | NR | 5414833103886 | 94051140 | 6PL00 | Lighting | 6PL | PIL LIGHTING | 6PL57G | INDUSTRIAL SPACES | 6PL57G53F | WATERPROOF | 6PL57G53F915 | ACRO
P3103928 | ACRO+ EQ158 S/EW 840 DALI | 166.5 | 1 | 1 | 1 | NR | 5414833103893 | 94051140 | 6PL00 | Lighting | 6PL | PIL LIGHTING | 6PL57G | INDUSTRIAL SPACES | 6PL57G53F | WATERPROOF | 6PL57G53F915 | ACRO
P3103929 | ACRO+ EQ158 S/EW 840 EM | 297 | 1 | 1 | 1 | NR | 5414833103909 | 94051140 | 6PL00 | Lighting | 6PL | PIL LIGHTING | 6PL57G | INDUSTRIAL SPACES | 6PL57G53F | WATERPROOF | 6PL57G53F915 | ACRO
P3103930 | ACRO+ EQ158 S/EW 840 HF | 210 | 1 | 1 | 1 | NR | 5414833103916 | 94051140 | 6PL00 | Lighting | 6PL | PIL LIGHTING | 6PL57G | INDUSTRIAL SPACES | 6PL57G53F | WATERPROOF | 6PL57G53F915 | ACRO
P3103932 | ACRO+ EQ258 S/EW 840 DALI | 190.5 | 1 | 1 | 1 | NR | 5414833103930 | 94051140 | 6PL00 | Lighting | 6PL | PIL LIGHTING | 6PL57G | INDUSTRIAL SPACES | 6PL57G53F | WATERPROOF | 6PL57G53F915 | ACRO
P3103933 | ACRO+ EQ258 S/EW 840 EM | 327 | 1 | 1 | 1 | NR | 5414833103947 | 94051140 | 6PL00 | Lighting | 6PL | PIL LIGHTING | 6PL57G | INDUSTRIAL SPACES | 6PL57G53F | WATERPROOF | 6PL57G53F915 | ACRO
P3103934 | ACRO+ EQ258 S/EW 840 HF | 241 | 1 | 1 | 1 | NR | 5414833103954 | 94051140 | 6PL00 | Lighting | 6PL | PIL LIGHTING | 6PL57G | INDUSTRIAL SPACES | 6PL57G53F | WATERPROOF | 6PL57G53F915 | ACRO
P3103935 | ACRO+ EQ258 HO S/EW 840 | 179 | 1 | 1 | 1 | NR | 5414833103961 | 94051140 | 6PL00 | Lighting | 6PL | PIL LIGHTING | 6PL57G | INDUSTRIAL SPACES | 6PL57G53F | WATERPROOF | 6PL57G53F915 | ACRO
P3103936 | ACRO+ EQ258 HO S/EW 840 DALI | 234 | 1 | 1 | 1 | NR | 5414833103978 | 94051140 | 6PL00 | Lighting | 6PL | PIL LIGHTING | 6PL57G | INDUSTRIAL SPACES | 6PL57G53F | WATERPROOF | 6PL57G53F915 | ACRO
P3103937 | ACRO+ EQ258 HO S/EW 840 EM | 370.5 | 1 | 1 | 1 | NR | 5414833103985 | 94051140 | 6PL00 | Lighting | 6PL | PIL LIGHTING | 6PL57G | INDUSTRIAL SPACES | 6PL57G53F | WATERPROOF | 6PL57G53F915 | ACRO
P3103938 | ACRO+ EQ258 HO S/EW 840 HF | 277.5 | 1 | 1 | 1 | NR | 5414833103992 | 94051140 | 6PL00 | Lighting | 6PL | PIL LIGHTING | 6PL57G | INDUSTRIAL SPACES | 6PL57G53F | WATERPROOF | 6PL57G53F915 | ACRO
P3103939 | ACRO BASIC EQ136 S/EW 840 | 87 | 1 | 1 | 1 | NR | 5414833103732 | 94051140 | 6PL00 | Lighting | 6PL | PIL LIGHTING | 6PL57G | INDUSTRIAL SPACES | 6PL57G53F | WATERPROOF | 6PL57G53F915 | ACRO
P3103940 | ACRO BASIC EQ236 S/EW 840 | 93 | 1 | 1 | 1 | NR | 5414833103701 | 94051140 | 6PL00 | Lighting | 6PL | PIL LIGHTING | 6PL57G | INDUSTRIAL SPACES | 6PL57G53F | WATERPROOF | 6PL57G53F915 | ACRO
P3103941 | ACRO BASIC EQ158 S/EW 840 | 99.5 | 1 | 1 | 1 | NR | 5414833103718 | 94051140 | 6PL00 | Lighting | 6PL | PIL LIGHTING | 6PL57G | INDUSTRIAL SPACES | 6PL57G53F | WATERPROOF | 6PL57G53F915 | ACRO
P3103942 | ACRO BASIC EQ258 S/EW 840 | 104.5 | 1 | 1 | 1 | NR | 5414833103725 | 94051140 | 6PL00 | Lighting | 6PL | PIL LIGHTING | 6PL57G | INDUSTRIAL SPACES | 6PL57G53F | WATERPROOF | 6PL57G53F915 | ACRO
P3103947 | ACRO+ EXTREME-40° EQ236 HO S/EW 840 | 241 | 1 | 1 | 1 | NR | 5414833104005 | 94051140 | 6PL00 | Lighting | 6PL | PIL LIGHTING | 6PL57G | INDUSTRIAL SPACES | 6PL57G53F | WATERPROOF | 6PL57G53F915 | ACRO
P3103948 | ACRO+ EXTREME-40° EQ258 HO S/EW 840 | 266 | 1 | 1 | 1 | NR | 5414833104012 | 94051140 | 6PL00 | Lighting | 6PL | PIL LIGHTING | 6PL57G | INDUSTRIAL SPACES | 6PL57G53F | WATERPROOF | 6PL57G53F915 | ACRO
P310398 | C/FLANGIA Q-Q LIGHT | 33.15 | 1 | 1 | 1 | NR | 8018367610710 | 94059900 | 6PL00 | Lighting | 6PL | PIL LIGHTING | 6PL68G | HOUSEHOLD | 6PL68G77F | GARDEN POSTS | 6PL68G77FC29 | Q-LIGHT
P310403 | ADATT TESTAPALO D.60MM SPILLO AN96 | 38.35 | 1 | 1 | 1 | NR | 8018367612196 | 94059900 | 6PL00 | Lighting | 6PL | PIL LIGHTING | 6PL65G | URBAN AND STREETS | 6PL65G02H | URBAN LIGHTS | 6PL65G02H995 | SPILLO
P310404 | ADATT TESTAPALO D.48MM SPILLO MINI AN96 | 38.35 | 1 | 1 | 1 | NR | 8018367612202 | 94059900 | 6PL00 | Lighting | 6PL | PIL LIGHTING | 6PL65G | URBAN AND STREETS | 6PL65G02H | URBAN LIGHTS | 6PL65G02H995 | SPILLO
P310405 | ADATT TESTAPALO D.76MM SPILLO AN96 | 38.35 | 1 | 1 | 1 | NR | 8018367612219 | 94059900 | 6PL00 | Lighting | 6PL | PIL LIGHTING | 6PL65G | URBAN AND STREETS | 6PL65G02H | URBAN LIGHTS | 6PL65G02H995 | SPILLO
P310414 | C/FLANGIA SPILLO MINI | 38.35 | 1 | 1 | 1 | NR | 8018367614169 | 94059900 | 6PL00 | Lighting | 6PL | PIL LIGHTING | 6PL65G | URBAN AND STREETS | 6PL65G02H | URBAN LIGHTS | 6PL65G02H995 | SPILLO
P310415 | C/FLANGIA SPILLO | 56 | 1 | 1 | 1 | NR | 8018367614176 | 94059900 | 6PL00 | Lighting | 6PL | PIL LIGHTING | 6PL65G | URBAN AND STREETS | 6PL65G02H | URBAN LIGHTS | 6PL65G02H995 | SPILLO
P310416 | ADATT. TESTAPALO D.60MM SPILLO MINI AN96 | 38.35 | 1 | 1 | 1 | NR | 8018367682762 | 94059900 | 6PL00 | Lighting | 6PL | PIL LIGHTING | 6PL65G | URBAN AND STREETS | 6PL65G02H | URBAN LIGHTS | 6PL65G02H995 | SPILLO
P3104683 | HEDO+ 20 C/EW 830 AN96 | 515.5 | 1 | 1 | 1 | NR | 8021944136558 | 94054239 | 6PL00 | Lighting | 6PL | PIL LIGHTING | 6PL65G | URBAN AND STREETS | 6PL65G02H | URBAN LIGHTS | 6PL65G02H997 | HEDO+
P3104684 | HEDO+ 20 C/EW 830 AN96 DALI | 590 | 1 | 1 | 1 | NR | 8021944136565 | 94054239 | 6PL00 | Lighting | 6PL | PIL LIGHTING | 6PL65G | URBAN AND STREETS | 6PL65G02H | URBAN LIGHTS | 6PL65G02H997 | HEDO+
P3104685 | HEDO+ 20 C/EW 840 AN96 | 515.5 | 1 | 1 | 1 | NR | 8021944136572 | 94054239 | 6PL00 | Lighting | 6PL | PIL LIGHTING | 6PL65G | URBAN AND STREETS | 6PL65G02H | URBAN LIGHTS | 6PL65G02H997 | HEDO+
P3104686 | HEDO+ 20 C/EW 840 AN96 DALI | 590 | 1 | 1 | 1 | NR | 8021944136596 | 94054239 | 6PL00 | Lighting | 6PL | PIL LIGHTING | 6PL65G | URBAN AND STREETS | 6PL65G02H | URBAN LIGHTS | 6PL65G02H997 | HEDO+
P3104689 | HEDO+ 40 C/EW 830 AN96 | 540.5 | 1 | 1 | 1 | NR | 8021944136619 | 94054239 | 6PL00 | Lighting | 6PL | PIL LIGHTING | 6PL65G | URBAN AND STREETS | 6PL65G02H | URBAN LIGHTS | 6PL65G02H997 | HEDO+
P3104690 | HEDO+ 40 C/EW 830 AN96 DALI | 614 | 1 | 1 | 1 | NR | 8021944136626 | 94054239 | 6PL00 | Lighting | 6PL | PIL LIGHTING | 6PL65G | URBAN AND STREETS | 6PL65G02H | URBAN LIGHTS | 6PL65G02H997 | HEDO+
P3104691 | HEDO+ 40 C/EW 840 AN96 | 540.5 | 1 | 1 | 1 | NR | 8021944136633 | 94054239 | 6PL00 | Lighting | 6PL | PIL LIGHTING | 6PL65G | URBAN AND STREETS | 6PL65G02H | URBAN LIGHTS | 6PL65G02H997 | HEDO+
P3104692 | HEDO+ 40 C/EW 840 AN96 DALI | 614 | 1 | 1 | 1 | NR | 8021944136640 | 94054239 | 6PL00 | Lighting | 6PL | PIL LIGHTING | 6PL65G | URBAN AND STREETS | 6PL65G02H | URBAN LIGHTS | 6PL65G02H997 | HEDO+
P3104696 | HEDO+ FT 20 C/EW 730 AN96 | 529 | 1 | 1 | 1 | NR | 8021944138781 | 94054239 | 6PL00 | Lighting | 6PL | PIL LIGHTING | 6PL65G | URBAN AND STREETS | 6PL65G02H | URBAN LIGHTS | 6PL65G02H997 | HEDO+
P3104698 | HEDO+ FT 20 C/EW 730 AN96 RPA | 602.5 | 1 | 1 | 1 | NR | 8021944138804 | 94054239 | 6PL00 | Lighting | 6PL | PIL LIGHTING | 6PL65G | URBAN AND STREETS | 6PL65G02H | URBAN LIGHTS | 6PL65G02H997 | HEDO+
P3104699 | HEDO+ FT 20 C/EW 740 AN96 | 529 | 1 | 1 | 1 | NR | 8021944138811 | 94054239 | 6PL00 | Lighting | 6PL | PIL LIGHTING | 6PL65G | URBAN AND STREETS | 6PL65G02H | URBAN LIGHTS | 6PL65G02H997 | HEDO+
P3104701 | HEDO+ FT 20 C/EW 740 AN96 RPA | 602.5 | 1 | 1 | 1 | NR | 8021944138835 | 94054239 | 6PL00 | Lighting | 6PL | PIL LIGHTING | 6PL65G | URBAN AND STREETS | 6PL65G02H | URBAN LIGHTS | 6PL65G02H997 | HEDO+
P3104705 | HEDO+ FT 27 C/EW 730 AN96 | 529 | 1 | 1 | 1 | NR | 8021944138873 | 94054239 | 6PL00 | Lighting | 6PL | PIL LIGHTING | 6PL65G | URBAN AND STREETS | 6PL65G02H | URBAN LIGHTS | 6PL65G02H997 | HEDO+
P3104707 | HEDO+ FT 27 C/EW 730 AN96 RPA | 602.5 | 1 | 1 | 1 | NR | 8021944138897 | 94054239 | 6PL00 | Lighting | 6PL | PIL LIGHTING | 6PL65G | URBAN AND STREETS | 6PL65G02H | URBAN LIGHTS | 6PL65G02H997 | HEDO+
P3104708 | HEDO+ FT 27 C/EW 740 AN96 | 529 | 1 | 1 | 1 | NR | 8021944138903 | 94054239 | 6PL00 | Lighting | 6PL | PIL LIGHTING | 6PL65G | URBAN AND STREETS | 6PL65G02H | URBAN LIGHTS | 6PL65G02H997 | HEDO+
P3104710 | HEDO+ FT 27 C/EW 740 AN96 RPA | 602.5 | 1 | 1 | 1 | NR | 8021944138927 | 94054239 | 6PL00 | Lighting | 6PL | PIL LIGHTING | 6PL65G | URBAN AND STREETS | 6PL65G02H | URBAN LIGHTS | 6PL65G02H997 | HEDO+
P3104714 | HEDO+ FT 34 C/EW 730 AN96 | 540.5 | 1 | 1 | 1 | NR | 8021944138965 | 94054239 | 6PL00 | Lighting | 6PL | PIL LIGHTING | 6PL65G | URBAN AND STREETS | 6PL65G02H | URBAN LIGHTS | 6PL65G02H997 | HEDO+
P3104716 | HEDO+ FT 34 C/EW 730 AN96 RPA | 614 | 1 | 1 | 1 | NR | 8021944138989 | 94054239 | 6PL00 | Lighting | 6PL | PIL LIGHTING | 6PL65G | URBAN AND STREETS | 6PL65G02H | URBAN LIGHTS | 6PL65G02H997 | HEDO+
P3104717 | HEDO+ FT 34 C/EW 740 AN96 | 540.5 | 1 | 1 | 1 | NR | 8021944138996 | 94054239 | 6PL00 | Lighting | 6PL | PIL LIGHTING | 6PL65G | URBAN AND STREETS | 6PL65G02H | URBAN LIGHTS | 6PL65G02H997 | HEDO+
P3104719 | HEDO+ FT 34 C/EW 740 AN96 RPA | 614 | 1 | 1 | 1 | NR | 8021944139016 | 94054239 | 6PL00 | Lighting | 6PL | PIL LIGHTING | 6PL65G | URBAN AND STREETS | 6PL65G02H | URBAN LIGHTS | 6PL65G02H997 | HEDO+
P3104723 | HEDO+ FT 40 C/EW 730 AN96 | 540.5 | 1 | 1 | 1 | NR | 8021944139054 | 94054239 | 6PL00 | Lighting | 6PL | PIL LIGHTING | 6PL65G | URBAN AND STREETS | 6PL65G02H | URBAN LIGHTS | 6PL65G02H997 | HEDO+
P3104725 | HEDO+ FT 40 C/EW 730 AN96 RPA | 614 | 1 | 1 | 1 | NR | 8021944139078 | 94054239 | 6PL00 | Lighting | 6PL | PIL LIGHTING | 6PL65G | URBAN AND STREETS | 6PL65G02H | URBAN LIGHTS | 6PL65G02H997 | HEDO+
P3104726 | HEDO+ FT 40 C/EW 740 AN96 | 540.5 | 1 | 1 | 1 | NR | 8021944139085 | 94054239 | 6PL00 | Lighting | 6PL | PIL LIGHTING | 6PL65G | URBAN AND STREETS | 6PL65G02H | URBAN LIGHTS | 6PL65G02H997 | HEDO+
P3104728 | HEDO+ FT 40 C/EW 740 AN96 RPA | 614 | 1 | 1 | 1 | NR | 8021944139108 | 94054239 | 6PL00 | Lighting | 6PL | PIL LIGHTING | 6PL65G | URBAN AND STREETS | 6PL65G02H | URBAN LIGHTS | 6PL65G02H997 | HEDO+
P3104732 | HEDO+ FT 15 SR/075 730 AN96 | 505 | 1 | 1 | 1 | NR | 8021944139146 | 94054239 | 6PL00 | Lighting | 6PL | PIL LIGHTING | 6PL65G | URBAN AND STREETS | 6PL65G02H | URBAN LIGHTS | 6PL65G02H997 | HEDO+
P3104734 | HEDO+ FT 15 SR/075 730 AN96 RPA | 578.5 | 1 | 1 | 1 | NR | 8021944139160 | 94054239 | 6PL00 | Lighting | 6PL | PIL LIGHTING | 6PL65G | URBAN AND STREETS | 6PL65G02H | URBAN LIGHTS | 6PL65G02H997 | HEDO+
P3104735 | HEDO+ FT 15 SR/075 740 AN96 | 505 | 1 | 1 | 1 | NR | 8021944139177 | 94054239 | 6PL00 | Lighting | 6PL | PIL LIGHTING | 6PL65G | URBAN AND STREETS | 6PL65G02H | URBAN LIGHTS | 6PL65G02H997 | HEDO+
P3104737 | HEDO+ FT 15 SR/075 740 AN96 RPA | 578.5 | 1 | 1 | 1 | NR | 8021944139191 | 94054239 | 6PL00 | Lighting | 6PL | PIL LIGHTING | 6PL65G | URBAN AND STREETS | 6PL65G02H | URBAN LIGHTS | 6PL65G02H997 | HEDO+
P3104741 | HEDO+ FT 20 SR/075 730 AN96 | 505 | 1 | 1 | 1 | NR | 8021944139238 | 94054239 | 6PL00 | Lighting | 6PL | PIL LIGHTING | 6PL65G | URBAN AND STREETS | 6PL65G02H | URBAN LIGHTS | 6PL65G02H997 | HEDO+
P3104743 | HEDO+ FT 20 SR/075 730 AN96 RPA | 578.5 | 1 | 1 | 1 | NR | 8021944139252 | 94054239 | 6PL00 | Lighting | 6PL | PIL LIGHTING | 6PL65G | URBAN AND STREETS | 6PL65G02H | URBAN LIGHTS | 6PL65G02H997 | HEDO+
P3104744 | HEDO+ FT 20 SR/075 740 AN96 | 505 | 1 | 1 | 1 | NR | 8021944139269 | 94054239 | 6PL00 | Lighting | 6PL | PIL LIGHTING | 6PL65G | URBAN AND STREETS | 6PL65G02H | URBAN LIGHTS | 6PL65G02H997 | HEDO+
P3104746 | HEDO+ FT 20 SR/075 740 AN96 RPA | 578.5 | 1 | 1 | 1 | NR | 8021944139283 | 94054239 | 6PL00 | Lighting | 6PL | PIL LIGHTING | 6PL65G | URBAN AND STREETS | 6PL65G02H | URBAN LIGHTS | 6PL65G02H997 | HEDO+
P310475 | CONTROCASSA INSERT+ 1 | 13.5 | 1 | 1 | 3 | NR | 8018367630077 | 94059200 | 6PL00 | Lighting | 6PL | PIL LIGHTING | 6PL68G | HOUSEHOLD | 6PL68G83F | STEPLIGHTS | 6PL68G83FB79 | INSERT+
P3104750 | HEDO+ FT 27 SR/075 730 AN96 | 515.5 | 1 | 1 | 1 | NR | 8021944139320 | 94054239 | 6PL00 | Lighting | 6PL | PIL LIGHTING | 6PL65G | URBAN AND STREETS | 6PL65G02H | URBAN LIGHTS | 6PL65G02H997 | HEDO+
P3104752 | HEDO+ FT 27 SR/075 730 AN96 RPA | 590 | 1 | 1 | 1 | NR | 8021944139344 | 94054239 | 6PL00 | Lighting | 6PL | PIL LIGHTING | 6PL65G | URBAN AND STREETS | 6PL65G02H | URBAN LIGHTS | 6PL65G02H997 | HEDO+
P3104753 | HEDO+ FT 27 SR/075 740 AN96 | 515.5 | 1 | 1 | 1 | NR | 8021944139351 | 94054239 | 6PL00 | Lighting | 6PL | PIL LIGHTING | 6PL65G | URBAN AND STREETS | 6PL65G02H | URBAN LIGHTS | 6PL65G02H997 | HEDO+
P3104755 | HEDO+ FT 27 SR/075 740 AN96 RPA | 590 | 1 | 1 | 1 | NR | 8021944139375 | 94054239 | 6PL00 | Lighting | 6PL | PIL LIGHTING | 6PL65G | URBAN AND STREETS | 6PL65G02H | URBAN LIGHTS | 6PL65G02H997 | HEDO+
P3104759 | HEDO+ FT 34 SR/075 730 AN96 | 515.5 | 1 | 1 | 1 | NR | 8021944139412 | 94054239 | 6PL00 | Lighting | 6PL | PIL LIGHTING | 6PL65G | URBAN AND STREETS | 6PL65G02H | URBAN LIGHTS | 6PL65G02H997 | HEDO+
P310476 | ADATTATORE INSERT+ 1 WH87 | 16.6 | 1 | 1 | 3 | NR | 8018367630398 | 94059900 | 6PL00 | Lighting | 6PL | PIL LIGHTING | 6PL68G | HOUSEHOLD | 6PL68G83F | STEPLIGHTS | 6PL68G83FB79 | INSERT+
P3104761 | HEDO+ FT 34 SR/075 730 AN96 RPA | 590 | 1 | 1 | 1 | NR | 8021944139511 | 94054239 | 6PL00 | Lighting | 6PL | PIL LIGHTING | 6PL65G | URBAN AND STREETS | 6PL65G02H | URBAN LIGHTS | 6PL65G02H997 | HEDO+
P3104762 | HEDO+ FT 34 SR/075 740 AN96 | 515.5 | 1 | 1 | 1 | NR | 8021944139528 | 94054239 | 6PL00 | Lighting | 6PL | PIL LIGHTING | 6PL65G | URBAN AND STREETS | 6PL65G02H | URBAN LIGHTS | 6PL65G02H997 | HEDO+
P3104764 | HEDO+ FT 34 SR/075 740 AN96 RPA | 590 | 1 | 1 | 1 | NR | 8021944139542 | 94054239 | 6PL00 | Lighting | 6PL | PIL LIGHTING | 6PL65G | URBAN AND STREETS | 6PL65G02H | URBAN LIGHTS | 6PL65G02H997 | HEDO+
P3104768 | HEDO+ FT 40 SR/075 730 AN96 | 515.5 | 1 | 1 | 1 | NR | 8021944139580 | 94054239 | 6PL00 | Lighting | 6PL | PIL LIGHTING | 6PL65G | URBAN AND STREETS | 6PL65G02H | URBAN LIGHTS | 6PL65G02H997 | HEDO+
P310477 | ADATTATORE INSERT+ 1 GR94 | 16.6 | 1 | 1 | 3 | NR | 8018367630404 | 94059900 | 6PL00 | Lighting | 6PL | PIL LIGHTING | 6PL68G | HOUSEHOLD | 6PL68G83F | STEPLIGHTS | 6PL68G83FB79 | INSERT+
P3104770 | HEDO+ FT 40 SR/075 730 AN96 RPA | 590 | 1 | 1 | 1 | NR | 8021944139603 | 94054239 | 6PL00 | Lighting | 6PL | PIL LIGHTING | 6PL65G | URBAN AND STREETS | 6PL65G02H | URBAN LIGHTS | 6PL65G02H997 | HEDO+
P3104771 | HEDO+ FT 40 SR/075 740 AN96 | 515.5 | 1 | 1 | 1 | NR | 8021944139610 | 94054239 | 6PL00 | Lighting | 6PL | PIL LIGHTING | 6PL65G | URBAN AND STREETS | 6PL65G02H | URBAN LIGHTS | 6PL65G02H997 | HEDO+
P3104773 | HEDO+ FT 40 SR/075 740 AN96 RPA | 590 | 1 | 1 | 1 | NR | 8021944139634 | 94054239 | 6PL00 | Lighting | 6PL | PIL LIGHTING | 6PL65G | URBAN AND STREETS | 6PL65G02H | URBAN LIGHTS | 6PL65G02H997 | HEDO+
P310478 | ADATTATORE INSERT+ 1 AN96 | 16.6 | 1 | 1 | 3 | NR | 8018367630411 | 94059900 | 6PL00 | Lighting | 6PL | PIL LIGHTING | 6PL68G | HOUSEHOLD | 6PL68G83F | STEPLIGHTS | 6PL68G83FB79 | INSERT+
P310481 | ADATT TESTAPALO Ø42/45mm PADO AN96 | 17.65 | 1 | 1 | 10 | NR | 8018367631128 | 94059900 | 6PL00 | Lighting | 6PL | PIL LIGHTING | 6PL68G | HOUSEHOLD | 6PL68G77F | GARDEN POSTS | 6PL68G77FB39 | PADO
P310482 | ADATT TESTAPALO Ø42/45mm PADO GR94 | 17.65 | 1 | 1 | 10 | NR | 8018367631135 | 94059900 | 6PL00 | Lighting | 6PL | PIL LIGHTING | 6PL68G | HOUSEHOLD | 6PL68G77F | GARDEN POSTS | 6PL68G77FB39 | PADO
P310487 | ADATTATORE INSERT+ 2 WH87 | 16.6 | 1 | 1 | 3 | NR | 8018367632583 | 94059900 | 6PL00 | Lighting | 6PL | PIL LIGHTING | 6PL68G | HOUSEHOLD | 6PL68G83F | STEPLIGHTS | 6PL68G83FB79 | INSERT+
P310488 | ADATTATORE INSERT+ 2 GR94 | 16.6 | 1 | 1 | 3 | NR | 8018367632590 | 94059900 | 6PL00 | Lighting | 6PL | PIL LIGHTING | 6PL68G | HOUSEHOLD | 6PL68G83F | STEPLIGHTS | 6PL68G83FB79 | INSERT+
P310489 | ADATTATORE INSERT+ 2 AN96 | 16.6 | 1 | 1 | 3 | NR | 8018367632606 | 94059900 | 6PL00 | Lighting | 6PL | PIL LIGHTING | 6PL68G | HOUSEHOLD | 6PL68G83F | STEPLIGHTS | 6PL68G83FB79 | INSERT+
P310490 | CONTROCASSA INSERT+ 2 | 16.6 | 1 | 1 | 1 | NR | 8018367632620 | 94059200 | 6PL00 | Lighting | 6PL | PIL LIGHTING | 6PL68G | HOUSEHOLD | 6PL68G83F | STEPLIGHTS | 6PL68G83FB79 | INSERT+
P310495 | Y-3 WAY CONNECTION KIT D.14-17MM IP68 | 16.6 | 1 | 1 | 1 | NR | 8018367633634 | 85369010 | 6PL00 | Lighting | 6PL | PIL LIGHTING | 6PL68G | HOUSEHOLD | 6PL68G83F | STEPLIGHTS | 6PL68G83FB79 | INSERT+
P310496 | Y-3 WAY CONNECTION KIT D.7-10,5MM IP68 | 16.6 | 1 | 1 | 1 | NR | 8018367633641 | 85369010 | 6PL00 | Lighting | 6PL | PIL LIGHTING | 6PL68G | HOUSEHOLD | 6PL68G83F | STEPLIGHTS | 6PL68G83FB79 | INSERT+
P310513 | 3-PHASE CONNECTION KIT D.7-10,5MM IP68 | 14.5 | 1 | 1 | 1 | NR | 8018367639681 | 85369010 | 6PL00 | Lighting | 6PL | PIL LIGHTING | 6PL68G | HOUSEHOLD | 6PL68G83F | STEPLIGHTS | 6PL68G83FB79 | INSERT+
P310514 | ACCESSORIO KEY THEFT TORX T10 | 12.45 | 1 | 1 | 1 | NR | 8018367640267 | 82041100 | 6PL00 | Lighting | 6PL | PIL LIGHTING | 6PL68G | HOUSEHOLD | 6PL68G36F | BULKHEADS | 6PL68G36FB33 | MULTI+
P310525 | C/CASSA L500 TRACCIA | 87 | 1 | 1 | 1 | NR | 8018367653038 | 94059200 | 6PL00 | Lighting | 6PL | PIL LIGHTING | 6PL70G | FACADE | 6PL70G89F | INGROUNDS | 6PL70G89FB75 | TRACCIA
P310526 | C/CASSA L1000 TRACCIA | 111 | 1 | 1 | 1 | NR | 8018367653045 | 94059200 | 6PL00 | Lighting | 6PL | PIL LIGHTING | 6PL70G | FACADE | 6PL70G89F | INGROUNDS | 6PL70G89FB75 | TRACCIA
P310527 | C/CASSA L1500 TRACCIA | 123 | 1 | 1 | 1 | NR | 8018367663709 | 94059200 | 6PL00 | Lighting | 6PL | PIL LIGHTING | 6PL70G | FACADE | 6PL70G89F | INGROUNDS | 6PL70G89FB75 | TRACCIA
P3105293 | KYRO+1 35 SR/075 730 AN-96 | 464 | 1 | 1 | 1 | NR | 8021944136657 | 94054239 | 6PL00 | Lighting | 6PL | PIL LIGHTING | 6PL65G | URBAN AND STREETS | 6PL65G68H | STREETLIGHTS | 6PL65G68HB09 | KYRO+
P3105294 | KYRO+1 35 SR/075 730 AN-96 DALI | 558 | 1 | 1 | 1 | NR | 8021944136688 | 94054239 | 6PL00 | Lighting | 6PL | PIL LIGHTING | 6PL65G | URBAN AND STREETS | 6PL65G68H | STREETLIGHTS | 6PL65G68HB09 | KYRO+
P3105295 | KYRO+1 35 SR/075 730 AN-96 RPA | 558 | 1 | 1 | 1 | NR | 8021944136695 | 94054239 | 6PL00 | Lighting | 6PL | PIL LIGHTING | 6PL65G | URBAN AND STREETS | 6PL65G68H | STREETLIGHTS | 6PL65G68HB09 | KYRO+
P3105296 | KYRO+1 35 SR/100 730 AN-96 | 464 | 1 | 1 | 1 | NR | 8021944136701 | 94054239 | 6PL00 | Lighting | 6PL | PIL LIGHTING | 6PL65G | URBAN AND STREETS | 6PL65G68H | STREETLIGHTS | 6PL65G68HB09 | KYRO+
P3105297 | KYRO+1 35 SR/100 730 AN-96 DALI | 558 | 1 | 1 | 1 | NR | 8021944136718 | 94054239 | 6PL00 | Lighting | 6PL | PIL LIGHTING | 6PL65G | URBAN AND STREETS | 6PL65G68H | STREETLIGHTS | 6PL65G68HB09 | KYRO+
P3105298 | KYRO+1 35 SR/100 730 AN-96 RPA | 558 | 1 | 1 | 1 | NR | 8021944136725 | 94054239 | 6PL00 | Lighting | 6PL | PIL LIGHTING | 6PL65G | URBAN AND STREETS | 6PL65G68H | STREETLIGHTS | 6PL65G68HB09 | KYRO+
P3105299 | KYRO+1 35 SR/125 730 AN-96 | 464 | 1 | 1 | 1 | NR | 8021944136732 | 94054239 | 6PL00 | Lighting | 6PL | PIL LIGHTING | 6PL65G | URBAN AND STREETS | 6PL65G68H | STREETLIGHTS | 6PL65G68HB09 | KYRO+
P3105300 | KYRO+1 35 SR/125 730 AN-96 DALI | 558 | 1 | 1 | 1 | NR | 8021944136749 | 94054239 | 6PL00 | Lighting | 6PL | PIL LIGHTING | 6PL65G | URBAN AND STREETS | 6PL65G68H | STREETLIGHTS | 6PL65G68HB09 | KYRO+
P3105301 | KYRO+1 35 SR/125 730 AN-96 RPA | 558 | 1 | 1 | 1 | NR | 8021944136756 | 94054239 | 6PL00 | Lighting | 6PL | PIL LIGHTING | 6PL65G | URBAN AND STREETS | 6PL65G68H | STREETLIGHTS | 6PL65G68HB09 | KYRO+
P3105302 | KYRO+1 35 SR/150 730 AN-96 | 464 | 1 | 1 | 1 | NR | 8021944136763 | 94054239 | 6PL00 | Lighting | 6PL | PIL LIGHTING | 6PL65G | URBAN AND STREETS | 6PL65G68H | STREETLIGHTS | 6PL65G68HB09 | KYRO+
P3105303 | KYRO+1 35 SR/150 730 AN-96 DALI | 558 | 1 | 1 | 1 | NR | 8021944136770 | 94054239 | 6PL00 | Lighting | 6PL | PIL LIGHTING | 6PL65G | URBAN AND STREETS | 6PL65G68H | STREETLIGHTS | 6PL65G68HB09 | KYRO+
P3105304 | KYRO+1 35 SR/150 730 AN-96 RPA | 558 | 1 | 1 | 1 | NR | 8021944136787 | 94054239 | 6PL00 | Lighting | 6PL | PIL LIGHTING | 6PL65G | URBAN AND STREETS | 6PL65G68H | STREETLIGHTS | 6PL65G68HB09 | KYRO+
P3105305 | KYRO+1 70 SR/075 730 AN-96 | 493 | 1 | 1 | 1 | NR | 8021944136794 | 94054239 | 6PL00 | Lighting | 6PL | PIL LIGHTING | 6PL65G | URBAN AND STREETS | 6PL65G68H | STREETLIGHTS | 6PL65G68HB09 | KYRO+
P3105306 | KYRO+1 70 SR/075 730 AN-96 DALI | 581 | 1 | 1 | 1 | NR | 8021944136800 | 94054239 | 6PL00 | Lighting | 6PL | PIL LIGHTING | 6PL65G | URBAN AND STREETS | 6PL65G68H | STREETLIGHTS | 6PL65G68HB09 | KYRO+
P3105307 | KYRO+1 70 SR/075 730 AN-96 RPA | 581 | 1 | 1 | 1 | NR | 8021944136817 | 94054239 | 6PL00 | Lighting | 6PL | PIL LIGHTING | 6PL65G | URBAN AND STREETS | 6PL65G68H | STREETLIGHTS | 6PL65G68HB09 | KYRO+
P3105308 | KYRO+1 70 SR/100 730 AN-96 | 493 | 1 | 1 | 1 | NR | 8021944136824 | 94054239 | 6PL00 | Lighting | 6PL | PIL LIGHTING | 6PL65G | URBAN AND STREETS | 6PL65G68H | STREETLIGHTS | 6PL65G68HB09 | KYRO+
P3105309 | KYRO+1 70 SR/100 730 AN-96 DALI | 581 | 1 | 1 | 1 | NR | 8021944136831 | 94054239 | 6PL00 | Lighting | 6PL | PIL LIGHTING | 6PL65G | URBAN AND STREETS | 6PL65G68H | STREETLIGHTS | 6PL65G68HB09 | KYRO+
P3105310 | KYRO+1 70 SR/100 730 AN-96 RPA | 581 | 1 | 1 | 1 | NR | 8021944136848 | 94054239 | 6PL00 | Lighting | 6PL | PIL LIGHTING | 6PL65G | URBAN AND STREETS | 6PL65G68H | STREETLIGHTS | 6PL65G68HB09 | KYRO+
P3105311 | KYRO+1 70 SR/125 730 AN-96 | 493 | 1 | 1 | 1 | NR | 8021944136855 | 94054239 | 6PL00 | Lighting | 6PL | PIL LIGHTING | 6PL65G | URBAN AND STREETS | 6PL65G68H | STREETLIGHTS | 6PL65G68HB09 | KYRO+
P3105312 | KYRO+1 70 SR/125 730 AN-96 DALI | 581 | 1 | 1 | 1 | NR | 8021944136862 | 94054239 | 6PL00 | Lighting | 6PL | PIL LIGHTING | 6PL65G | URBAN AND STREETS | 6PL65G68H | STREETLIGHTS | 6PL65G68HB09 | KYRO+
P3105313 | KYRO+1 70 SR/125 730 AN-96 RPA | 581 | 1 | 1 | 1 | NR | 8021944136879 | 94054239 | 6PL00 | Lighting | 6PL | PIL LIGHTING | 6PL65G | URBAN AND STREETS | 6PL65G68H | STREETLIGHTS | 6PL65G68HB09 | KYRO+
P3105314 | KYRO+1 70 SR/150 730 AN-96 | 493 | 1 | 1 | 1 | NR | 8021944136886 | 94054239 | 6PL00 | Lighting | 6PL | PIL LIGHTING | 6PL65G | URBAN AND STREETS | 6PL65G68H | STREETLIGHTS | 6PL65G68HB09 | KYRO+
P3105315 | KYRO+1 70 SR/150 730 AN-96 DALI | 581 | 1 | 1 | 1 | NR | 8021944136893 | 94054239 | 6PL00 | Lighting | 6PL | PIL LIGHTING | 6PL65G | URBAN AND STREETS | 6PL65G68H | STREETLIGHTS | 6PL65G68HB09 | KYRO+
P3105316 | KYRO+1 70 SR/150 730 AN-96 RPA | 581 | 1 | 1 | 1 | NR | 8021944136909 | 94054239 | 6PL00 | Lighting | 6PL | PIL LIGHTING | 6PL65G | URBAN AND STREETS | 6PL65G68H | STREETLIGHTS | 6PL65G68HB09 | KYRO+
P3105317 | KYRO+1/D76 35 SR/075 730 AN-96 | 464 | 1 | 1 | 1 | NR | 8021944136923 | 94054239 | 6PL00 | Lighting | 6PL | PIL LIGHTING | 6PL65G | URBAN AND STREETS | 6PL65G68H | STREETLIGHTS | 6PL65G68HB09 | KYRO+
P3105318 | KYRO+1/D76 35 SR/075 730 AN-96 DALI | 558 | 1 | 1 | 1 | NR | 8021944136916 | 94054239 | 6PL00 | Lighting | 6PL | PIL LIGHTING | 6PL65G | URBAN AND STREETS | 6PL65G68H | STREETLIGHTS | 6PL65G68HB09 | KYRO+
P3105319 | KYRO+1/D76 35 SR/075 730 AN-96 RPA | 558 | 1 | 1 | 1 | NR | 8021944136930 | 94054239 | 6PL00 | Lighting | 6PL | PIL LIGHTING | 6PL65G | URBAN AND STREETS | 6PL65G68H | STREETLIGHTS | 6PL65G68HB09 | KYRO+
P3105320 | KYRO+1/D76 35 SR/100 730 AN-96 | 464 | 1 | 1 | 1 | NR | 8021944136961 | 94054239 | 6PL00 | Lighting | 6PL | PIL LIGHTING | 6PL65G | URBAN AND STREETS | 6PL65G68H | STREETLIGHTS | 6PL65G68HB09 | KYRO+
P3105321 | KYRO+1/D76 35 SR/100 730 AN-96 DALI | 558 | 1 | 1 | 1 | NR | 8021944136978 | 94054239 | 6PL00 | Lighting | 6PL | PIL LIGHTING | 6PL65G | URBAN AND STREETS | 6PL65G68H | STREETLIGHTS | 6PL65G68HB09 | KYRO+
P3105322 | KYRO+1/D76 35 SR/100 730 AN-96 RPA | 558 | 1 | 1 | 1 | NR | 8021944136992 | 94054239 | 6PL00 | Lighting | 6PL | PIL LIGHTING | 6PL65G | URBAN AND STREETS | 6PL65G68H | STREETLIGHTS | 6PL65G68HB09 | KYRO+
P3105323 | KYRO+1/D76 35 SR/125 730 AN-96 | 464 | 1 | 1 | 1 | NR | 8021944137005 | 94054239 | 6PL00 | Lighting | 6PL | PIL LIGHTING | 6PL65G | URBAN AND STREETS | 6PL65G68H | STREETLIGHTS | 6PL65G68HB09 | KYRO+
P3105324 | KYRO+1/D76 35 SR/125 730 AN-96 DALI | 558 | 1 | 1 | 1 | NR | 8021944137012 | 94054239 | 6PL00 | Lighting | 6PL | PIL LIGHTING | 6PL65G | URBAN AND STREETS | 6PL65G68H | STREETLIGHTS | 6PL65G68HB09 | KYRO+
P3105325 | KYRO+1/D76 35 SR/125 730 AN-96 RPA | 558 | 1 | 1 | 1 | NR | 8021944137029 | 94054239 | 6PL00 | Lighting | 6PL | PIL LIGHTING | 6PL65G | URBAN AND STREETS | 6PL65G68H | STREETLIGHTS | 6PL65G68HB09 | KYRO+
P3105326 | KYRO+1/D76 35 SR/150 730 AN-96 | 464 | 1 | 1 | 1 | NR | 8021944137036 | 94054239 | 6PL00 | Lighting | 6PL | PIL LIGHTING | 6PL65G | URBAN AND STREETS | 6PL65G68H | STREETLIGHTS | 6PL65G68HB09 | KYRO+
P3105327 | KYRO+1/D76 35 SR/150 730 AN-96 DALI | 558 | 1 | 1 | 1 | NR | 8021944137043 | 94054239 | 6PL00 | Lighting | 6PL | PIL LIGHTING | 6PL65G | URBAN AND STREETS | 6PL65G68H | STREETLIGHTS | 6PL65G68HB09 | KYRO+
P3105328 | KYRO+1/D76 35 SR/150 730 AN-96 RPA | 558 | 1 | 1 | 1 | NR | 8021944137050 | 94054239 | 6PL00 | Lighting | 6PL | PIL LIGHTING | 6PL65G | URBAN AND STREETS | 6PL65G68H | STREETLIGHTS | 6PL65G68HB09 | KYRO+
P3105329 | KYRO+1/D76 70 SR/075 730 AN-96 | 493 | 1 | 1 | 1 | NR | 8021944137067 | 94054239 | 6PL00 | Lighting | 6PL | PIL LIGHTING | 6PL65G | URBAN AND STREETS | 6PL65G68H | STREETLIGHTS | 6PL65G68HB09 | KYRO+
P3105330 | KYRO+1/D76 70 SR/075 730 AN-96 DALI | 581 | 1 | 1 | 1 | NR | 8021944137074 | 94054239 | 6PL00 | Lighting | 6PL | PIL LIGHTING | 6PL65G | URBAN AND STREETS | 6PL65G68H | STREETLIGHTS | 6PL65G68HB09 | KYRO+
P3105331 | KYRO+1/D76 70 SR/075 730 AN-96 RPA | 558 | 1 | 1 | 1 | NR | 8021944137081 | 94054239 | 6PL00 | Lighting | 6PL | PIL LIGHTING | 6PL65G | URBAN AND STREETS | 6PL65G68H | STREETLIGHTS | 6PL65G68HB09 | KYRO+
P3105332 | KYRO+1/D76 70 SR/100 730 AN-96 | 493 | 1 | 1 | 1 | NR | 8021944137098 | 94054239 | 6PL00 | Lighting | 6PL | PIL LIGHTING | 6PL65G | URBAN AND STREETS | 6PL65G68H | STREETLIGHTS | 6PL65G68HB09 | KYRO+
P3105333 | KYRO+1/D76 70 SR/100 730 AN-96 DALI | 581 | 1 | 1 | 1 | NR | 8021944137104 | 94054239 | 6PL00 | Lighting | 6PL | PIL LIGHTING | 6PL65G | URBAN AND STREETS | 6PL65G68H | STREETLIGHTS | 6PL65G68HB09 | KYRO+
P3105334 | KYRO+1/D76 70 SR/100 730 AN-96 RPA | 581 | 1 | 1 | 1 | NR | 8021944137111 | 94054239 | 6PL00 | Lighting | 6PL | PIL LIGHTING | 6PL65G | URBAN AND STREETS | 6PL65G68H | STREETLIGHTS | 6PL65G68HB09 | KYRO+
P3105335 | KYRO+1/D76 70 SR/125 730 AN-96 | 493 | 1 | 1 | 1 | NR | 8021944137227 | 94054239 | 6PL00 | Lighting | 6PL | PIL LIGHTING | 6PL65G | URBAN AND STREETS | 6PL65G68H | STREETLIGHTS | 6PL65G68HB09 | KYRO+
P3105336 | KYRO+1/D76 70 SR/125 730 AN-96 DALI | 581 | 1 | 1 | 1 | NR | 8021944137234 | 94054239 | 6PL00 | Lighting | 6PL | PIL LIGHTING | 6PL65G | URBAN AND STREETS | 6PL65G68H | STREETLIGHTS | 6PL65G68HB09 | KYRO+
P3105337 | KYRO+1/D76 70 SR/125 730 AN-96 RPA | 581 | 1 | 1 | 1 | NR | 8021944137241 | 94054239 | 6PL00 | Lighting | 6PL | PIL LIGHTING | 6PL65G | URBAN AND STREETS | 6PL65G68H | STREETLIGHTS | 6PL65G68HB09 | KYRO+
P3105338 | KYRO+1/D76 70 SR/150 730 AN-96 | 493 | 1 | 1 | 1 | NR | 8021944137258 | 94054239 | 6PL00 | Lighting | 6PL | PIL LIGHTING | 6PL65G | URBAN AND STREETS | 6PL65G68H | STREETLIGHTS | 6PL65G68HB09 | KYRO+
P3105339 | KYRO+1/D76 70 SR/150 730 AN-96 DALI | 581 | 1 | 1 | 1 | NR | 8021944137265 | 94054239 | 6PL00 | Lighting | 6PL | PIL LIGHTING | 6PL65G | URBAN AND STREETS | 6PL65G68H | STREETLIGHTS | 6PL65G68HB09 | KYRO+
P3105340 | KYRO+1/D76 70 SR/150 730 AN-96 RPA | 581 | 1 | 1 | 1 | NR | 8021944137272 | 94054239 | 6PL00 | Lighting | 6PL | PIL LIGHTING | 6PL65G | URBAN AND STREETS | 6PL65G68H | STREETLIGHTS | 6PL65G68HB09 | KYRO+
P3105341 | KYRO+2 105 SR/075 730 AN-96 | 617 | 1 | 1 | 1 | NR | 8021944137302 | 94054239 | 6PL00 | Lighting | 6PL | PIL LIGHTING | 6PL65G | URBAN AND STREETS | 6PL65G68H | STREETLIGHTS | 6PL65G68HB09 | KYRO+
P3105342 | KYRO+2 105 SR/075 730 AN-96 DALI | 717.5 | 1 | 1 | 1 | NR | 8021944137319 | 94054239 | 6PL00 | Lighting | 6PL | PIL LIGHTING | 6PL65G | URBAN AND STREETS | 6PL65G68H | STREETLIGHTS | 6PL65G68HB09 | KYRO+
P3105343 | KYRO+2 105 SR/075 730 AN-96 RPA | 717.5 | 1 | 1 | 1 | NR | 8021944137326 | 94054239 | 6PL00 | Lighting | 6PL | PIL LIGHTING | 6PL65G | URBAN AND STREETS | 6PL65G68H | STREETLIGHTS | 6PL65G68HB09 | KYRO+
P3105344 | KYRO+2 105 SR/100 730 AN-96 | 617 | 1 | 1 | 1 | NR | 8021944137333 | 94054239 | 6PL00 | Lighting | 6PL | PIL LIGHTING | 6PL65G | URBAN AND STREETS | 6PL65G68H | STREETLIGHTS | 6PL65G68HB09 | KYRO+
P3105345 | KYRO+2 105 SR/100 730 AN-96 DALI | 717.5 | 1 | 1 | 1 | NR | 8021944137340 | 94054239 | 6PL00 | Lighting | 6PL | PIL LIGHTING | 6PL65G | URBAN AND STREETS | 6PL65G68H | STREETLIGHTS | 6PL65G68HB09 | KYRO+
P3105346 | KYRO+2 105 SR/100 730 AN-96 RPA | 717.5 | 1 | 1 | 1 | NR | 8021944137357 | 94054239 | 6PL00 | Lighting | 6PL | PIL LIGHTING | 6PL65G | URBAN AND STREETS | 6PL65G68H | STREETLIGHTS | 6PL65G68HB09 | KYRO+
P3105347 | KYRO+2 105 SR/125 730 AN-96 | 617 | 1 | 1 | 1 | NR | 8021944137364 | 94054239 | 6PL00 | Lighting | 6PL | PIL LIGHTING | 6PL65G | URBAN AND STREETS | 6PL65G68H | STREETLIGHTS | 6PL65G68HB09 | KYRO+
P3105348 | KYRO+2 105 SR/125 730 AN-96 DALI | 717.5 | 1 | 1 | 1 | NR | 8021944137371 | 94054239 | 6PL00 | Lighting | 6PL | PIL LIGHTING | 6PL65G | URBAN AND STREETS | 6PL65G68H | STREETLIGHTS | 6PL65G68HB09 | KYRO+
P3105349 | KYRO+2 105 SR/125 730 AN-96 RPA | 717.5 | 1 | 1 | 1 | NR | 8021944137388 | 94054239 | 6PL00 | Lighting | 6PL | PIL LIGHTING | 6PL65G | URBAN AND STREETS | 6PL65G68H | STREETLIGHTS | 6PL65G68HB09 | KYRO+
P3105350 | KYRO+2 105 SR/150 730 AN-96 | 617 | 1 | 1 | 1 | NR | 8021944137395 | 94054239 | 6PL00 | Lighting | 6PL | PIL LIGHTING | 6PL65G | URBAN AND STREETS | 6PL65G68H | STREETLIGHTS | 6PL65G68HB09 | KYRO+
P3105351 | KYRO+2 105 SR/150 730 AN-96 DALI | 717.5 | 1 | 1 | 1 | NR | 8021944137401 | 94054239 | 6PL00 | Lighting | 6PL | PIL LIGHTING | 6PL65G | URBAN AND STREETS | 6PL65G68H | STREETLIGHTS | 6PL65G68HB09 | KYRO+
P3105352 | KYRO+2 105 SR/150 730 AN-96 RPA | 717.5 | 1 | 1 | 1 | NR | 8021944137418 | 94054239 | 6PL00 | Lighting | 6PL | PIL LIGHTING | 6PL65G | URBAN AND STREETS | 6PL65G68H | STREETLIGHTS | 6PL65G68HB09 | KYRO+
P3105353 | KYRO+2 140 SR/075 730 AN-96 | 711 | 1 | 1 | 1 | NR | 8021944137425 | 94054239 | 6PL00 | Lighting | 6PL | PIL LIGHTING | 6PL65G | URBAN AND STREETS | 6PL65G68H | STREETLIGHTS | 6PL65G68HB09 | KYRO+
P3105354 | KYRO+2 140 SR/075 730 AN-96 DALI | 805.5 | 1 | 1 | 1 | NR | 8021944137432 | 94054239 | 6PL00 | Lighting | 6PL | PIL LIGHTING | 6PL65G | URBAN AND STREETS | 6PL65G68H | STREETLIGHTS | 6PL65G68HB09 | KYRO+
P3105355 | KYRO+2 140 SR/075 730 AN-96 RPA | 805.5 | 1 | 1 | 1 | NR | 8021944137449 | 94054239 | 6PL00 | Lighting | 6PL | PIL LIGHTING | 6PL65G | URBAN AND STREETS | 6PL65G68H | STREETLIGHTS | 6PL65G68HB09 | KYRO+
P3105356 | KYRO+2 140 SR/100 730 AN-96 | 711 | 1 | 1 | 1 | NR | 8021944137456 | 94054239 | 6PL00 | Lighting | 6PL | PIL LIGHTING | 6PL65G | URBAN AND STREETS | 6PL65G68H | STREETLIGHTS | 6PL65G68HB09 | KYRO+
P3105357 | KYRO+2 140 SR/100 730 AN-96 DALI | 805.5 | 1 | 1 | 1 | NR | 8021944137463 | 94054239 | 6PL00 | Lighting | 6PL | PIL LIGHTING | 6PL65G | URBAN AND STREETS | 6PL65G68H | STREETLIGHTS | 6PL65G68HB09 | KYRO+
P3105358 | KYRO+2 140 SR/100 730 AN-96 RPA | 805.5 | 1 | 1 | 1 | NR | 8021944137470 | 94054239 | 6PL00 | Lighting | 6PL | PIL LIGHTING | 6PL65G | URBAN AND STREETS | 6PL65G68H | STREETLIGHTS | 6PL65G68HB09 | KYRO+
P3105359 | KYRO+2 140 SR/125 730 AN-96 | 711 | 1 | 1 | 1 | NR | 8021944137487 | 94054239 | 6PL00 | Lighting | 6PL | PIL LIGHTING | 6PL65G | URBAN AND STREETS | 6PL65G68H | STREETLIGHTS | 6PL65G68HB09 | KYRO+
P3105360 | KYRO+2 140 SR/125 730 AN-96 DALI | 805.5 | 1 | 1 | 1 | NR | 8021944137494 | 94054239 | 6PL00 | Lighting | 6PL | PIL LIGHTING | 6PL65G | URBAN AND STREETS | 6PL65G68H | STREETLIGHTS | 6PL65G68HB09 | KYRO+
P3105361 | KYRO+2 140 SR/125 730 AN-96 RPA | 805.5 | 1 | 1 | 1 | NR | 8021944137500 | 94054239 | 6PL00 | Lighting | 6PL | PIL LIGHTING | 6PL65G | URBAN AND STREETS | 6PL65G68H | STREETLIGHTS | 6PL65G68HB09 | KYRO+
P3105362 | KYRO+2 140 SR/150 730 AN-96 | 711 | 1 | 1 | 1 | NR | 8021944137517 | 94054239 | 6PL00 | Lighting | 6PL | PIL LIGHTING | 6PL65G | URBAN AND STREETS | 6PL65G68H | STREETLIGHTS | 6PL65G68HB09 | KYRO+
P3105363 | KYRO+2 140 SR/150 730 AN-96 DALI | 805.5 | 1 | 1 | 1 | NR | 8021944137524 | 94054239 | 6PL00 | Lighting | 6PL | PIL LIGHTING | 6PL65G | URBAN AND STREETS | 6PL65G68H | STREETLIGHTS | 6PL65G68HB09 | KYRO+
P3105406 | KYRO+2 140 SR/150 730 AN-96 RPA | 805.5 | 1 | 1 | 1 | NR | 8021944137531 | 94054239 | 6PL00 | Lighting | 6PL | PIL LIGHTING | 6PL65G | URBAN AND STREETS | 6PL65G68H | STREETLIGHTS | 6PL65G68HB09 | KYRO+
P3105438 | ORION V M 5.5 S/EW 830 AN96 | 98.5 | 1 | 1 | 8 | NR | 8018367692297 | 94051190 | 6PL00 | Lighting | 6PL | PIL LIGHTING | 6PL68G | HOUSEHOLD | 6PL68G35F | EXTERIOR WALLS | 6PL68G35FB57 | ORION
P3105439 | ORION V M 5.5 S/EW 830 WH87 | 98.5 | 1 | 1 | 8 | NR | 8018367692303 | 94051190 | 6PL00 | Lighting | 6PL | PIL LIGHTING | 6PL68G | HOUSEHOLD | 6PL68G35F | EXTERIOR WALLS | 6PL68G35FB57 | ORION
P3105440 | ORION V M 5.5 S/EW 840 AN96 | 98.5 | 1 | 1 | 8 | NR | 8018367692334 | 94051190 | 6PL00 | Lighting | 6PL | PIL LIGHTING | 6PL68G | HOUSEHOLD | 6PL68G35F | EXTERIOR WALLS | 6PL68G35FB57 | ORION
P3105441 | ORION V M 5.5 S/EW 840 WH87 | 98.5 | 1 | 1 | 8 | NR | 8018367692341 | 94051190 | 6PL00 | Lighting | 6PL | PIL LIGHTING | 6PL68G | HOUSEHOLD | 6PL68G35F | EXTERIOR WALLS | 6PL68G35FB57 | ORION
P3105442 | ORION V B 11 S/EW 830 AN96 | 110 | 1 | 1 | 8 | NR | 8018367692358 | 94051190 | 6PL00 | Lighting | 6PL | PIL LIGHTING | 6PL68G | HOUSEHOLD | 6PL68G35F | EXTERIOR WALLS | 6PL68G35FB57 | ORION
P3105443 | ORION V B 11 S/EW 830 WH87 | 110 | 1 | 1 | 8 | NR | 8018367692365 | 94051190 | 6PL00 | Lighting | 6PL | PIL LIGHTING | 6PL68G | HOUSEHOLD | 6PL68G35F | EXTERIOR WALLS | 6PL68G35FB57 | ORION
P3105444 | ORION V B 11 S/EW 840 AN96 | 110 | 1 | 1 | 8 | NR | 8018367692310 | 94051190 | 6PL00 | Lighting | 6PL | PIL LIGHTING | 6PL68G | HOUSEHOLD | 6PL68G35F | EXTERIOR WALLS | 6PL68G35FB57 | ORION
P3105445 | ORION V B 11 S/EW 840 WH87 | 110 | 1 | 1 | 8 | NR | 8018367692327 | 94051190 | 6PL00 | Lighting | 6PL | PIL LIGHTING | 6PL68G | HOUSEHOLD | 6PL68G35F | EXTERIOR WALLS | 6PL68G35FB57 | ORION
P3105446 | ORION H M 5.5 A9/EW 830 AN96 | 98.5 | 1 | 1 | 8 | NR | 8018367692372 | 94051190 | 6PL00 | Lighting | 6PL | PIL LIGHTING | 6PL68G | HOUSEHOLD | 6PL68G35F | EXTERIOR WALLS | 6PL68G35FB57 | ORION
P3105447 | ORION H M 5.5 A9/EW 830 WH87 | 98.5 | 1 | 1 | 8 | NR | 8018367692389 | 94051190 | 6PL00 | Lighting | 6PL | PIL LIGHTING | 6PL68G | HOUSEHOLD | 6PL68G35F | EXTERIOR WALLS | 6PL68G35FB57 | ORION
P3105448 | ORION H M 5.5 A9/EW 840 AN96 | 98.5 | 1 | 1 | 8 | NR | 8018367692396 | 94051190 | 6PL00 | Lighting | 6PL | PIL LIGHTING | 6PL68G | HOUSEHOLD | 6PL68G35F | EXTERIOR WALLS | 6PL68G35FB57 | ORION
P3105449 | ORION H M 5.5 A9/EW 840 WH87 | 98.5 | 1 | 1 | 8 | NR | 8018367692402 | 94051190 | 6PL00 | Lighting | 6PL | PIL LIGHTING | 6PL68G | HOUSEHOLD | 6PL68G35F | EXTERIOR WALLS | 6PL68G35FB57 | ORION
P3105450 | ORION H B 10 A40/W 830 AN96 | 110 | 1 | 1 | 8 | NR | 8018367692419 | 94051190 | 6PL00 | Lighting | 6PL | PIL LIGHTING | 6PL68G | HOUSEHOLD | 6PL68G35F | EXTERIOR WALLS | 6PL68G35FB57 | ORION
P3105451 | ORION H B 10 A40/W 830 WH87 | 110 | 1 | 1 | 8 | NR | 8018367692426 | 94051190 | 6PL00 | Lighting | 6PL | PIL LIGHTING | 6PL68G | HOUSEHOLD | 6PL68G35F | EXTERIOR WALLS | 6PL68G35FB57 | ORION
P3105452 | ORION H B 10 A40/W 840 AN96 | 110 | 1 | 1 | 8 | NR | 8018367692433 | 94051190 | 6PL00 | Lighting | 6PL | PIL LIGHTING | 6PL68G | HOUSEHOLD | 6PL68G35F | EXTERIOR WALLS | 6PL68G35FB57 | ORION
P3105453 | ORION H B 10 A40/W 840 WH87 | 110 | 1 | 1 | 8 | NR | 8018367692440 | 94051190 | 6PL00 | Lighting | 6PL | PIL LIGHTING | 6PL68G | HOUSEHOLD | 6PL68G35F | EXTERIOR WALLS | 6PL68G35FB57 | ORION
P310550 | SOSPENSIONE PER CATENA - TRY | 8.3 | 1 | 1 | 1 | NR | 8021944111272 | 94059900 | 6PL00 | Lighting | 6PL | PIL LIGHTING | 6PL59G | WORK & COMM. SPACES | 6PL59G69F | TRUNKING SYSTEMS | 6PL59G69F921 | TRY
P310551 | TESTATE CHIUSURA PER RAIL | 10.35 | 1 | 1 | 1 | NR | 8021944111289 | 94059200 | 6PL00 | Lighting | 6PL | PIL LIGHTING | 6PL59G | WORK & COMM. SPACES | 6PL59G69F | TRUNKING SYSTEMS | 6PL59G69F921 | TRY
P310553 | COPERCHIO PC RAIL L:1435 - TRY | 26.95 | 1 | 1 | 1 | NR | 8021944111302 | 94059200 | 6PL00 | Lighting | 6PL | PIL LIGHTING | 6PL59G | WORK & COMM. SPACES | 6PL59G69F | TRUNKING SYSTEMS | 6PL59G69F921 | TRY
P310554 | RAIL-A TRY 5P L:1435 | 70.5 | 1 | 1 | 1 | NR | 8021944111319 | 85369010 | 6PL00 | Lighting | 6PL | PIL LIGHTING | 6PL59G | WORK & COMM. SPACES | 6PL59G69F | TRUNKING SYSTEMS | 6PL59G69F921 | TRY
P310555 | RAIL-M TRY 5P L:1435 | 70.5 | 1 | 1 | 1 | NR | 8021944111326 | 85369010 | 6PL00 | Lighting | 6PL | PIL LIGHTING | 6PL59G | WORK & COMM. SPACES | 6PL59G69F | TRUNKING SYSTEMS | 6PL59G69F921 | TRY
P3105556 | WL210 WLQ 15/10 S/A 830/40 GR94 OP | 133.5 | 1 | 1 | 1 | NR | 4046075029122 | 94051140 | 6PL00 | Lighting | 6PL | PIL LIGHTING | 6PL59G | WORK & COMM. SPACES | 6PL59G07F | SURFACE MOUNTED | 6PL59G07FB31 | WL
P3105557 | WL220 WLC 15/10 S/A 830/40 GR94 OP | 133.5 | 1 | 1 | 1 | NR | 4046075029115 | 94051140 | 6PL00 | Lighting | 6PL | PIL LIGHTING | 6PL59G | WORK & COMM. SPACES | 6PL59G07F | SURFACE MOUNTED | 6PL59G07FB31 | WL
P3105558 | WL260 WLQ 24/18 S/A 830/40 GR94 OP | 231 | 1 | 1 | 1 | NR | 4046075029108 | 94051140 | 6PL00 | Lighting | 6PL | PIL LIGHTING | 6PL59G | WORK & COMM. SPACES | 6PL59G07F | SURFACE MOUNTED | 6PL59G07FB31 | WL
P3105559 | WL270 WLC 24/18 S/A 830/40 GR94 OP | 231 | 1 | 1 | 10 | NR | 4046075029092 | 94051140 | 6PL00 | Lighting | 6PL | PIL LIGHTING | 6PL59G | WORK & COMM. SPACES | 6PL59G07F | SURFACE MOUNTED | 6PL59G07FB31 | WL
P310556 | RAIL-M TRY 5P L:2870 | 116 | 1 | 1 | 1 | NR | 8021944111333 | 85369010 | 6PL00 | Lighting | 6PL | PIL LIGHTING | 6PL59G | WORK & COMM. SPACES | 6PL59G69F | TRUNKING SYSTEMS | 6PL59G69F921 | TRY
P3105560 | WL390 WLQ 38/29 S/A 830/40 GR94 OP | 292 | 1 | 1 | 1 | NR | 4046075029085 | 94051140 | 6PL00 | Lighting | 6PL | PIL LIGHTING | 6PL59G | WORK & COMM. SPACES | 6PL59G07F | SURFACE MOUNTED | 6PL59G07FB31 | WL
P3105561 | WL400 WLC 38/29 S/A 830/40 GR94 OP | 292 | 1 | 1 | 1 | NR | 4046075029078 | 94051140 | 6PL00 | Lighting | 6PL | PIL LIGHTING | 6PL59G | WORK & COMM. SPACES | 6PL59G07F | SURFACE MOUNTED | 6PL59G07FB31 | WL
P310557 | RAIL-M TRY 5P L:4305 | 146 | 1 | 1 | 1 | NR | 8021944111340 | 85369010 | 6PL00 | Lighting | 6PL | PIL LIGHTING | 6PL59G | WORK & COMM. SPACES | 6PL59G69F | TRUNKING SYSTEMS | 6PL59G69F921 | TRY
P310558 | RAIL-A TRY 7P DALI L:1435 | 94 | 1 | 1 | 1 | NR | 8021944111357 | 85369010 | 6PL00 | Lighting | 6PL | PIL LIGHTING | 6PL59G | WORK & COMM. SPACES | 6PL59G69F | TRUNKING SYSTEMS | 6PL59G69F921 | TRY
P310559 | RAIL-M TRY 7P DALI L:1435 | 94 | 1 | 1 | 1 | NR | 8021944111364 | 85369010 | 6PL00 | Lighting | 6PL | PIL LIGHTING | 6PL59G | WORK & COMM. SPACES | 6PL59G69F | TRUNKING SYSTEMS | 6PL59G69F921 | TRY
P310560 | RAIL-M TRY 7P DALI L:2870 | 128.5 | 1 | 1 | 1 | NR | 8021944111371 | 85369010 | 6PL00 | Lighting | 6PL | PIL LIGHTING | 6PL59G | WORK & COMM. SPACES | 6PL59G69F | TRUNKING SYSTEMS | 6PL59G69F921 | TRY
P310561 | RAIL-M TRY 7P DALI L:4305 | 176 | 1 | 1 | 1 | NR | 8021944111388 | 85369010 | 6PL00 | Lighting | 6PL | PIL LIGHTING | 6PL59G | WORK & COMM. SPACES | 6PL59G69F | TRUNKING SYSTEMS | 6PL59G69F921 | TRY
P310562 | RAIL-A TRY 7P EM L:1435 | 94 | 1 | 1 | 1 | NR | 8021944111395 | 85369010 | 6PL00 | Lighting | 6PL | PIL LIGHTING | 6PL59G | WORK & COMM. SPACES | 6PL59G69F | TRUNKING SYSTEMS | 6PL59G69F921 | TRY
P310563 | RAIL-M TRY 7P EM L:1435 | 94 | 1 | 1 | 1 | NR | 8021944111401 | 85369010 | 6PL00 | Lighting | 6PL | PIL LIGHTING | 6PL59G | WORK & COMM. SPACES | 6PL59G69F | TRUNKING SYSTEMS | 6PL59G69F921 | TRY
P310564 | RAIL-M TRY 7P EM L:2870 | 128.5 | 1 | 1 | 1 | NR | 8021944111418 | 85369010 | 6PL00 | Lighting | 6PL | PIL LIGHTING | 6PL59G | WORK & COMM. SPACES | 6PL59G69F | TRUNKING SYSTEMS | 6PL59G69F921 | TRY
P310565 | RAIL-M TRY 7P EM L:4305 | 164.5 | 1 | 1 | 1 | NR | 8021944111425 | 85369010 | 6PL00 | Lighting | 6PL | PIL LIGHTING | 6PL59G | WORK & COMM. SPACES | 6PL59G69F | TRUNKING SYSTEMS | 6PL59G69F921 | TRY
P310566 | TRACK SYSTEM FLOOD.WH-RAL9003 | 229 | 1 | 1 | 1 | NR | 8021944111432 | 85369010 | 6PL00 | Lighting | 6PL | PIL LIGHTING | 6PL59G | WORK & COMM. SPACES | 6PL59G69F | TRUNKING SYSTEMS | 6PL59G69F921 | TRY
P310568 | KIT-A TRY SMART RECEIVER | 472 | 1 | 1 | 1 | NR | 8021944111456 | 94059900 | 6PL00 | Lighting | 6PL | PIL LIGHTING | 6PL59G | WORK & COMM. SPACES | 6PL59G69F | TRUNKING SYSTEMS | 6PL59G69F921 | TRY
P310569 | CAVO PER FILA CONTINUA 3X1,5 | 38.35 | 1 | 1 | 1 | NR | 8018367659320 | 85369010 | 6PL00 | Lighting | 6PL | PIL LIGHTING | 6PL70G | FACADE | 6PL70G89F | INGROUNDS | 6PL70G89FB75 | TRACCIA
P3105993 | LAMA+ MINI ELL 100 840 WH-87 | 370.5 | 1 | 1 | 1 | NR | 8021944138668 | 94051190 | 6PL00 | Lighting | 6PL | PIL LIGHTING | 6PL57G | INDUSTRIAL SPACES | 6PL57G67F | HIGH BAY AND LOW BAY | 6PL57G67F917 | LAMA+
P3105994 | LAMA+ MINI ELL 100 840 WH-87 DALI | 428.5 | 1 | 1 | 1 | NR | 8021944138675 | 94051190 | 6PL00 | Lighting | 6PL | PIL LIGHTING | 6PL57G | INDUSTRIAL SPACES | 6PL57G67F | HIGH BAY AND LOW BAY | 6PL57G67F917 | LAMA+
P3105995 | LAMA+ MINI ELL 70 840 WH-87 | 362.5 | 1 | 1 | 1 | NR | 8021944138682 | 94051190 | 6PL00 | Lighting | 6PL | PIL LIGHTING | 6PL57G | INDUSTRIAL SPACES | 6PL57G67F | HIGH BAY AND LOW BAY | 6PL57G67F917 | LAMA+
P3105996 | LAMA+ MINI ELL 70 840 WH-87 DALI | 423.5 | 1 | 1 | 1 | NR | 8021944138699 | 94051190 | 6PL00 | Lighting | 6PL | PIL LIGHTING | 6PL57G | INDUSTRIAL SPACES | 6PL57G67F | HIGH BAY AND LOW BAY | 6PL57G67F917 | LAMA+
P3105997 | LAMA+ MINI ELL 50 840 WH-87 | 338.5 | 1 | 1 | 1 | NR | 8021944138705 | 94051190 | 6PL00 | Lighting | 6PL | PIL LIGHTING | 6PL57G | INDUSTRIAL SPACES | 6PL57G67F | HIGH BAY AND LOW BAY | 6PL57G67F917 | LAMA+
P3105998 | LAMA+ MINI ELL 50 840 WH-87 DALI | 399.5 | 1 | 1 | 1 | NR | 8021944138712 | 94051190 | 6PL00 | Lighting | 6PL | PIL LIGHTING | 6PL57G | INDUSTRIAL SPACES | 6PL57G67F | HIGH BAY AND LOW BAY | 6PL57G67F917 | LAMA+
P3105999 | LAMA+ MINI ELL 50 840 WH-87 EM | 479.5 | 1 | 1 | 1 | NR | 8021944138729 | 94051190 | 6PL00 | Lighting | 6PL | PIL LIGHTING | 6PL57G | INDUSTRIAL SPACES | 6PL57G67F | HIGH BAY AND LOW BAY | 6PL57G67F917 | LAMA+
P3106000 | LAMA+ MINI ELL 35 840 WH-87 | 333.5 | 1 | 1 | 1 | NR | 8021944138743 | 94051190 | 6PL00 | Lighting | 6PL | PIL LIGHTING | 6PL57G | INDUSTRIAL SPACES | 6PL57G67F | HIGH BAY AND LOW BAY | 6PL57G67F917 | LAMA+
P3106001 | LAMA+ MINI ELL 35 840 WH-87 DALI | 394.5 | 1 | 1 | 1 | NR | 8021944138736 | 94051190 | 6PL00 | Lighting | 6PL | PIL LIGHTING | 6PL57G | INDUSTRIAL SPACES | 6PL57G67F | HIGH BAY AND LOW BAY | 6PL57G67F917 | LAMA+
P3106002 | LAMA+ MINI ELL 35 840 WH-87 EM | 472 | 1 | 1 | 1 | NR | 8021944138750 | 94051190 | 6PL00 | Lighting | 6PL | PIL LIGHTING | 6PL57G | INDUSTRIAL SPACES | 6PL57G67F | HIGH BAY AND LOW BAY | 6PL57G67F917 | LAMA+
P3106062 | HEDO+ FT 20 C/EW 740 AN96 NEMA | 652 | 1 | 1 | 1 | NR | 8021944139689 | 94054239 | 6PL00 | Lighting | 6PL | PIL LIGHTING | 6PL65G | URBAN AND STREETS | 6PL65G02H | URBAN LIGHTS | 6PL65G02H997 | HEDO+
P3106063 | HEDO+ FT 27 C/EW 740 AN96 NEMA | 652 | 1 | 1 | 1 | NR | 8021944139696 | 94054239 | 6PL00 | Lighting | 6PL | PIL LIGHTING | 6PL65G | URBAN AND STREETS | 6PL65G02H | URBAN LIGHTS | 6PL65G02H997 | HEDO+
P3106064 | HEDO+ FT 34 C/EW 740 AN96 NEMA | 664.5 | 1 | 1 | 1 | NR | 8021944139702 | 94054239 | 6PL00 | Lighting | 6PL | PIL LIGHTING | 6PL65G | URBAN AND STREETS | 6PL65G02H | URBAN LIGHTS | 6PL65G02H997 | HEDO+
P3106065 | HEDO+ FT 40 C/EW 740 AN96 NEMA | 664.5 | 1 | 1 | 1 | NR | 8021944139719 | 94054239 | 6PL00 | Lighting | 6PL | PIL LIGHTING | 6PL65G | URBAN AND STREETS | 6PL65G02H | URBAN LIGHTS | 6PL65G02H997 | HEDO+
P3106066 | HEDO+ FT 15 SR/075 740 AN96 NEMA | 627.5 | 1 | 1 | 1 | NR | 8021944139726 | 94054239 | 6PL00 | Lighting | 6PL | PIL LIGHTING | 6PL65G | URBAN AND STREETS | 6PL65G02H | URBAN LIGHTS | 6PL65G02H997 | HEDO+
P3106067 | HEDO+ FT 20 SR/075 740 AN96 NEMA | 627.5 | 1 | 1 | 1 | NR | 8021944139733 | 94054239 | 6PL00 | Lighting | 6PL | PIL LIGHTING | 6PL65G | URBAN AND STREETS | 6PL65G02H | URBAN LIGHTS | 6PL65G02H997 | HEDO+
P3106068 | HEDO+ FT 27 SR/075 740 AN96 NEMA | 640 | 1 | 1 | 1 | NR | 8021944139740 | 94054239 | 6PL00 | Lighting | 6PL | PIL LIGHTING | 6PL65G | URBAN AND STREETS | 6PL65G02H | URBAN LIGHTS | 6PL65G02H997 | HEDO+
P3106069 | HEDO+ FT 34 SR/075 740 AN96 NEMA | 640 | 1 | 1 | 1 | NR | 8021944139757 | 94054239 | 6PL00 | Lighting | 6PL | PIL LIGHTING | 6PL65G | URBAN AND STREETS | 6PL65G02H | URBAN LIGHTS | 6PL65G02H997 | HEDO+
P3106070 | HEDO+ FT 40 SR/075 740 AN96 NEMA | 640 | 1 | 1 | 1 | NR | 8021944139764 | 94054239 | 6PL00 | Lighting | 6PL | PIL LIGHTING | 6PL65G | URBAN AND STREETS | 6PL65G02H | URBAN LIGHTS | 6PL65G02H997 | HEDO+
P3106286 | COVER ORION V WH87 | 60 | 1 | 1 | 1 | NR | 8018367693379 | 94059900 | 6PL00 | Lighting | 6PL | PIL LIGHTING | 6PL68G | HOUSEHOLD | 6PL68G35F | EXTERIOR WALLS | 6PL68G35FB57 | ORION
P3106287 | COVER ORION V BK81 | 60 | 1 | 1 | 1 | NR | 8018367693362 | 94059900 | 6PL00 | Lighting | 6PL | PIL LIGHTING | 6PL68G | HOUSEHOLD | 6PL68G35F | EXTERIOR WALLS | 6PL68G35FB57 | ORION
P3106288 | COVER ORION V RB10 | 60 | 1 | 1 | 1 | NR | 8018367693386 | 94059900 | 6PL00 | Lighting | 6PL | PIL LIGHTING | 6PL68G | HOUSEHOLD | 6PL68G35F | EXTERIOR WALLS | 6PL68G35FB57 | ORION
P3106289 | COVER ORION H WH87 | 60 | 1 | 1 | 1 | NR | 8018367693409 | 94059900 | 6PL00 | Lighting | 6PL | PIL LIGHTING | 6PL68G | HOUSEHOLD | 6PL68G35F | EXTERIOR WALLS | 6PL68G35FB57 | ORION
P3106290 | COVER ORION H BK81 | 60 | 1 | 1 | 1 | NR | 8018367693393 | 94059900 | 6PL00 | Lighting | 6PL | PIL LIGHTING | 6PL68G | HOUSEHOLD | 6PL68G35F | EXTERIOR WALLS | 6PL68G35FB57 | ORION
P3106291 | COVER ORION H RB10 | 60 | 1 | 1 | 1 | NR | 8018367693416 | 94059900 | 6PL00 | Lighting | 6PL | PIL LIGHTING | 6PL68G | HOUSEHOLD | 6PL68G35F | EXTERIOR WALLS | 6PL68G35FB57 | ORION
P3106292 | ORION POST 600 5,5 S/EW 830 AN96 | 229 | 1 | 1 | 1 | NR | 8018367693447 | 94054239 | 6PL00 | Lighting | 6PL | PIL LIGHTING | 6PL68G | HOUSEHOLD | 6PL68G77F | GARDEN POSTS | 6PL68G77FB97 | ORION POST
P3106293 | ORION POST 600 5,5 S/EW 840 AN96 | 229 | 1 | 1 | 1 | NR | 8018367693454 | 94054239 | 6PL00 | Lighting | 6PL | PIL LIGHTING | 6PL68G | HOUSEHOLD | 6PL68G77F | GARDEN POSTS | 6PL68G77FB97 | ORION POST
P3106326 | SHIELD+2 72 A/EW 830 AN96 | 439 | 1 | 1 | 4 | NR | 8018367693683 | 94051190 | 6PL00 | Lighting | 6PL | PIL LIGHTING | 6PL68G | HOUSEHOLD | 6PL68G35F | EXTERIOR WALLS | 6PL68G35FB53 | SHIELD+
P3106328 | SHIELD+2 72 A/EW 840 AN96 | 439 | 1 | 1 | 4 | NR | 8018367693706 | 94051190 | 6PL00 | Lighting | 6PL | PIL LIGHTING | 6PL68G | HOUSEHOLD | 6PL68G35F | EXTERIOR WALLS | 6PL68G35FB53 | SHIELD+
P3106330 | SHIELD+2 48 A/EW 830 AN96 | 439 | 1 | 1 | 1 | NR | 8018367693737 | 94051190 | 6PL00 | Lighting | 6PL | PIL LIGHTING | 6PL68G | HOUSEHOLD | 6PL68G35F | EXTERIOR WALLS | 6PL68G35FB53 | SHIELD+
P3106332 | SHIELD+2 48 A/EW 840 AN96 | 439 | 1 | 1 | 1 | NR | 8018367693744 | 94051190 | 6PL00 | Lighting | 6PL | PIL LIGHTING | 6PL68G | HOUSEHOLD | 6PL68G35F | EXTERIOR WALLS | 6PL68G35FB53 | SHIELD+
P3106334 | SHIELD+2EXTREME-40°72 A/EW 830 AN96 DALI | 502 | 1 | 1 | 1 | NR | 8018367693768 | 94051190 | 6PL00 | Lighting | 6PL | PIL LIGHTING | 6PL68G | HOUSEHOLD | 6PL68G35F | EXTERIOR WALLS | 6PL68G35FB53 | SHIELD+
P3106336 | SHIELD+2EXTREME-40°72 A/EW 840 AN96 DALI | 502 | 1 | 1 | 1 | NR | 8018367693782 | 94051190 | 6PL00 | Lighting | 6PL | PIL LIGHTING | 6PL68G | HOUSEHOLD | 6PL68G35F | EXTERIOR WALLS | 6PL68G35FB53 | SHIELD+
P3106338 | SHIELD+2 48 A/EW 830 AN96 EM3 | 563 | 1 | 1 | 1 | NR | 8018367693805 | 94051190 | 6PL00 | Lighting | 6PL | PIL LIGHTING | 6PL68G | HOUSEHOLD | 6PL68G35F | EXTERIOR WALLS | 6PL68G35FB53 | SHIELD+
P3106340 | SHIELD+2 48 A/EW 840 AN96 EM3 | 563 | 1 | 1 | 1 | NR | 8018367693829 | 94051190 | 6PL00 | Lighting | 6PL | PIL LIGHTING | 6PL68G | HOUSEHOLD | 6PL68G35F | EXTERIOR WALLS | 6PL68G35FB53 | SHIELD+
P3106352 | SHIELD+1 12/17/24 A/EW 830 AN96 | 250.5 | 1 | 1 | 6 | NR | 8018367693928 | 94051190 | 6PL00 | Lighting | 6PL | PIL LIGHTING | 6PL68G | HOUSEHOLD | 6PL68G35F | EXTERIOR WALLS | 6PL68G35FB53 | SHIELD+
P3106354 | SHIELD+1 12/17/24 A/EW 840 AN96 | 250.5 | 1 | 1 | 6 | NR | 8018367693942 | 94051190 | 6PL00 | Lighting | 6PL | PIL LIGHTING | 6PL68G | HOUSEHOLD | 6PL68G35F | EXTERIOR WALLS | 6PL68G35FB53 | SHIELD+
P3106356 | SHIELD+1EXTREME-40°24 A/EW 830 AN96 DALI | 351 | 1 | 1 | 1 | NR | 8018367693966 | 94051190 | 6PL00 | Lighting | 6PL | PIL LIGHTING | 6PL68G | HOUSEHOLD | 6PL68G35F | EXTERIOR WALLS | 6PL68G35FB53 | SHIELD+
P3106358 | SHIELD+1EXTREME-40°24 A/EW 840 AN96 DALI | 351 | 1 | 1 | 1 | NR | 8018367693980 | 94051190 | 6PL00 | Lighting | 6PL | PIL LIGHTING | 6PL68G | HOUSEHOLD | 6PL68G35F | EXTERIOR WALLS | 6PL68G35FB53 | SHIELD+
P3106360 | SHIELD+1EXTREME-40°24 A/EW 830 AN96 | 287 | 1 | 1 | 1 | NR | 8018367694000 | 94051190 | 6PL00 | Lighting | 6PL | PIL LIGHTING | 6PL68G | HOUSEHOLD | 6PL68G35F | EXTERIOR WALLS | 6PL68G35FB53 | SHIELD+
P3106362 | SHIELD+1EXTREME-40°24 A/EW 840 AN96 | 287 | 1 | 1 | 1 | NR | 8018367694024 | 94051190 | 6PL00 | Lighting | 6PL | PIL LIGHTING | 6PL68G | HOUSEHOLD | 6PL68G35F | EXTERIOR WALLS | 6PL68G35FB53 | SHIELD+
P3106841 | ORION POST 260 5,5 A/M 830 AN96 | 253.5 | 1 | 1 | 1 | NR | 8018367694727 | 94054239 | 6PL00 | Lighting | 6PL | PIL LIGHTING | 6PL68G | HOUSEHOLD | 6PL68G77F | GARDEN POSTS | 6PL68G77FB97 | ORION POST
P3106842 | ORION POST 260 5,5 A/M 840 AN96 | 253.5 | 1 | 1 | 1 | NR | 8018367694734 | 94054239 | 6PL00 | Lighting | 6PL | PIL LIGHTING | 6PL68G | HOUSEHOLD | 6PL68G77F | GARDEN POSTS | 6PL68G77FB97 | ORION POST
P3107125 | GYM+ 3 203 S/EW 840 WH87 DA | 1027 | 1 | 1 | 1 | NR | 5414833112956 | 94051190 | 6PL00 | Lighting | 6PL | PIL LIGHTING | 6PL57G | INDUSTRIAL SPACES | 6PL57G67F | HIGH BAY AND LOW BAY | 6PL57G67F923 | GYM+
P3107126 | GYM+ 3 177 S/EW 840 WH87 DA | 903 | 1 | 1 | 1 | NR | 5414833112949 | 94051190 | 6PL00 | Lighting | 6PL | PIL LIGHTING | 6PL57G | INDUSTRIAL SPACES | 6PL57G67F | HIGH BAY AND LOW BAY | 6PL57G67F923 | GYM+
P3107127 | GYM+ 2 135 S/EW 840 WH87 | 693.5 | 1 | 1 | 1 | NR | 5414833112963 | 94051190 | 6PL00 | Lighting | 6PL | PIL LIGHTING | 6PL57G | INDUSTRIAL SPACES | 6PL57G67F | HIGH BAY AND LOW BAY | 6PL57G67F923 | GYM+
P3107283 | TYK+ 10 6 C/I 840 AN96 | 244.5 | 1 | 1 | 1 | NR | 8018367696097 | 94054210 | 6PL00 | Lighting | 6PL | PIL LIGHTING | 6PL70G | FACADE | 6PL70G59F | PROJECTORS | 6PL70G59FB61 | TYK+
P3107284 | TYK+ 10 6 C/I 830 AN96 | 244.5 | 1 | 1 | 1 | NR | 8018367696110 | 94054210 | 6PL00 | Lighting | 6PL | PIL LIGHTING | 6PL70G | FACADE | 6PL70G59F | PROJECTORS | 6PL70G59FB61 | TYK+
P3107285 | TYK+ 10 6 C/I 927 AN96 | 244.5 | 1 | 1 | 1 | NR | 8018367696103 | 94054210 | 6PL00 | Lighting | 6PL | PIL LIGHTING | 6PL70G | FACADE | 6PL70G59F | PROJECTORS | 6PL70G59FB61 | TYK+
P3107286 | TYK+ 10 6 C/M 840 AN96 | 244.5 | 1 | 1 | 1 | NR | 8018367696127 | 94054210 | 6PL00 | Lighting | 6PL | PIL LIGHTING | 6PL70G | FACADE | 6PL70G59F | PROJECTORS | 6PL70G59FB61 | TYK+
P3107287 | TYK+ 10 6 C/M 830 AN96 | 244.5 | 1 | 1 | 1 | NR | 8018367696134 | 94054210 | 6PL00 | Lighting | 6PL | PIL LIGHTING | 6PL70G | FACADE | 6PL70G59F | PROJECTORS | 6PL70G59FB61 | TYK+
P3107288 | TYK+ 10 6 C/M 927 AN96 | 244.5 | 1 | 1 | 1 | NR | 8018367696141 | 94054210 | 6PL00 | Lighting | 6PL | PIL LIGHTING | 6PL70G | FACADE | 6PL70G59F | PROJECTORS | 6PL70G59FB61 | TYK+
P3107289 | TYK+ 10 6 C/IW 840 AN96 | 244.5 | 1 | 1 | 1 | NR | 8018367696158 | 94054210 | 6PL00 | Lighting | 6PL | PIL LIGHTING | 6PL70G | FACADE | 6PL70G59F | PROJECTORS | 6PL70G59FB61 | TYK+
P3107290 | TYK+ 10 6 C/IW 830 AN96 | 244.5 | 1 | 1 | 1 | NR | 8018367696165 | 94054210 | 6PL00 | Lighting | 6PL | PIL LIGHTING | 6PL70G | FACADE | 6PL70G59F | PROJECTORS | 6PL70G59FB61 | TYK+
P3107291 | TYK+ 10 6 C/IW 927 AN96 | 244.5 | 1 | 1 | 1 | NR | 8018367696172 | 94054210 | 6PL00 | Lighting | 6PL | PIL LIGHTING | 6PL70G | FACADE | 6PL70G59F | PROJECTORS | 6PL70G59FB61 | TYK+
P3107292 | TYK+ 10 6 ELL 9X70 840 AN96 | 244.5 | 1 | 1 | 1 | NR | 8018367696189 | 94054210 | 6PL00 | Lighting | 6PL | PIL LIGHTING | 6PL70G | FACADE | 6PL70G59F | PROJECTORS | 6PL70G59FB61 | TYK+
P3107293 | TYK+ 10 6 ELL 9X70 830 AN96 | 244.5 | 1 | 1 | 1 | NR | 8018367696196 | 94054210 | 6PL00 | Lighting | 6PL | PIL LIGHTING | 6PL70G | FACADE | 6PL70G59F | PROJECTORS | 6PL70G59FB61 | TYK+
P3107294 | TYK+ 10 6 ELL 9X70 927 AN96 | 244.5 | 1 | 1 | 1 | NR | 8018367696202 | 94054210 | 6PL00 | Lighting | 6PL | PIL LIGHTING | 6PL70G | FACADE | 6PL70G59F | PROJECTORS | 6PL70G59FB61 | TYK+
P3107295 | TYK+ 10 6 ELL 70X9 840 AN96 | 244.5 | 1 | 1 | 1 | NR | 8018367696219 | 94054210 | 6PL00 | Lighting | 6PL | PIL LIGHTING | 6PL70G | FACADE | 6PL70G59F | PROJECTORS | 6PL70G59FB61 | TYK+
P3107296 | TYK+ 10 6 ELL 70X9 830 AN96 | 244.5 | 1 | 1 | 1 | NR | 8018367696226 | 94054210 | 6PL00 | Lighting | 6PL | PIL LIGHTING | 6PL70G | FACADE | 6PL70G59F | PROJECTORS | 6PL70G59FB61 | TYK+
P3107297 | TYK+ 10 6 ELL 70X9 927 AN96 | 244.5 | 1 | 1 | 1 | NR | 8018367696233 | 94054210 | 6PL00 | Lighting | 6PL | PIL LIGHTING | 6PL70G | FACADE | 6PL70G59F | PROJECTORS | 6PL70G59FB61 | TYK+
P3107463 | KIT SNOOT TYK+10 | 30.05 | 1 | 1 | 8 | NR | 8018367699685 | 94059900 | 6PL00 | Lighting | 6PL | PIL LIGHTING | 6PL70G | FACADE | 6PL70G59F | PROJECTORS | 6PL70G59FB61 | TYK+
P3107466 | KIT SNOOT TYK+20 | 41.4 | 1 | 1 | 4 | NR | 8018367699692 | 94059900 | 6PL00 | Lighting | 6PL | PIL LIGHTING | 6PL70G | FACADE | 6PL70G59F | PROJECTORS | 6PL70G59FB61 | TYK+
P3107469 | KIT SNOOT TYK+30 | 47.65 | 1 | 1 | 3 | NR | 8018367699708 | 94059900 | 6PL00 | Lighting | 6PL | PIL LIGHTING | 6PL70G | FACADE | 6PL70G59F | PROJECTORS | 6PL70G59FB61 | TYK+
P3107473 | POLE MOUNT BRACKET KIT TYK+ | 22.8 | 1 | 1 | 2 | NR | 8018367697391 | 94059900 | 6PL00 | Lighting | 6PL | PIL LIGHTING | 6PL70G | FACADE | 6PL70G59F | PROJECTORS | 6PL70G59FB61 | TYK+
P3107553 | TRACCIA 500 21 S/I 12° 3K DALI | 860.5 | 1 | 1 | 1 | NR | 8018367701746 | 94054239 | 6PL00 | Lighting | 6PL | PIL LIGHTING | 6PL70G | FACADE | 6PL70G89F | INGROUNDS | 6PL70G89FB75 | TRACCIA
P3107554 | TRACCIA 500 21 S/M 30° 3K DALI | 860.5 | 1 | 1 | 1 | NR | 8018367701753 | 94054239 | 6PL00 | Lighting | 6PL | PIL LIGHTING | 6PL70G | FACADE | 6PL70G89F | INGROUNDS | 6PL70G89FB75 | TRACCIA
P3107555 | TRACCIA 500 21 ELL 3K DALI | 860.5 | 1 | 1 | 1 | NR | 8018367701760 | 94054239 | 6PL00 | Lighting | 6PL | PIL LIGHTING | 6PL70G | FACADE | 6PL70G89F | INGROUNDS | 6PL70G89FB75 | TRACCIA
P3107556 | TRACCIA 500 21 S/I 12° 4K DALI | 860.5 | 1 | 1 | 1 | NR | 8018367701777 | 94054239 | 6PL00 | Lighting | 6PL | PIL LIGHTING | 6PL70G | FACADE | 6PL70G89F | INGROUNDS | 6PL70G89FB75 | TRACCIA
P3107557 | TRACCIA 500 21 S/M 30° 4K DALI | 860.5 | 1 | 1 | 1 | NR | 8018367701784 | 94054239 | 6PL00 | Lighting | 6PL | PIL LIGHTING | 6PL70G | FACADE | 6PL70G89F | INGROUNDS | 6PL70G89FB75 | TRACCIA
P3107558 | TRACCIA 500 21 ELL 4K DALI | 860.5 | 1 | 1 | 1 | NR | 8018367701791 | 94054239 | 6PL00 | Lighting | 6PL | PIL LIGHTING | 6PL70G | FACADE | 6PL70G89F | INGROUNDS | 6PL70G89FB75 | TRACCIA
P3107687 | LASER+ 10-527 C/I10 757 GR94 DALI | 2267.5 | 1 | 1 | 1 | NR | 8018367698060 | 94054210 | 6PL00 | Lighting | 6PL | PIL LIGHTING | 6PL63G | SPORTS AND AREAS | 6PL63G72F | FLOODLIGHTS | 6PL63G72F985 | LASER+
P3107688 | LASER+ 10-527 C/I10 857 GR94 DALI | 2267.5 | 1 | 1 | 1 | NR | 8018367698077 | 94054210 | 6PL00 | Lighting | 6PL | PIL LIGHTING | 6PL63G | SPORTS AND AREAS | 6PL63G72F | FLOODLIGHTS | 6PL63G72F985 | LASER+
P3107689 | LASER+ 10-527 C/I10 957 GR94 DALI | 2267.5 | 1 | 1 | 1 | NR | 8018367698084 | 94054210 | 6PL00 | Lighting | 6PL | PIL LIGHTING | 6PL63G | SPORTS AND AREAS | 6PL63G72F | FLOODLIGHTS | 6PL63G72F985 | LASER+
P3107690 | LASER+ 10-527 C/I10 740 GR94 DALI | 2267.5 | 1 | 1 | 1 | NR | 8018367698091 | 94054210 | 6PL00 | Lighting | 6PL | PIL LIGHTING | 6PL63G | SPORTS AND AREAS | 6PL63G72F | FLOODLIGHTS | 6PL63G72F985 | LASER+
P3107691 | LASER+ 10-527 C/I13 757 GR94 DALI | 2267.5 | 1 | 1 | 1 | NR | 8018367698114 | 94054210 | 6PL00 | Lighting | 6PL | PIL LIGHTING | 6PL63G | SPORTS AND AREAS | 6PL63G72F | FLOODLIGHTS | 6PL63G72F985 | LASER+
P3107692 | LASER+ 10-527 C/I13 857 GR94 DALI | 2267.5 | 1 | 1 | 1 | NR | 8018367698107 | 94054210 | 6PL00 | Lighting | 6PL | PIL LIGHTING | 6PL63G | SPORTS AND AREAS | 6PL63G72F | FLOODLIGHTS | 6PL63G72F985 | LASER+
P3107693 | LASER+ 10-527 C/I13 957 GR94 DALI | 2267.5 | 1 | 1 | 1 | NR | 8018367698121 | 94054210 | 6PL00 | Lighting | 6PL | PIL LIGHTING | 6PL63G | SPORTS AND AREAS | 6PL63G72F | FLOODLIGHTS | 6PL63G72F985 | LASER+
P3107694 | LASER+ 10-527 C/I13 740 GR94 DALI | 2267.5 | 1 | 1 | 1 | NR | 8018367698138 | 94054210 | 6PL00 | Lighting | 6PL | PIL LIGHTING | 6PL63G | SPORTS AND AREAS | 6PL63G72F | FLOODLIGHTS | 6PL63G72F985 | LASER+
P3107695 | LASER+ 10-527 C/I16 757 GR94 DALI | 2267.5 | 1 | 1 | 1 | NR | 8018367698145 | 94054210 | 6PL00 | Lighting | 6PL | PIL LIGHTING | 6PL63G | SPORTS AND AREAS | 6PL63G72F | FLOODLIGHTS | 6PL63G72F985 | LASER+
P3107696 | LASER+ 10-527 C/I16 857 GR94 DALI | 2267.5 | 1 | 1 | 1 | NR | 8018367698152 | 94054210 | 6PL00 | Lighting | 6PL | PIL LIGHTING | 6PL63G | SPORTS AND AREAS | 6PL63G72F | FLOODLIGHTS | 6PL63G72F985 | LASER+
P3107697 | LASER+ 10-527 C/I16 957 GR94 DALI | 2267.5 | 1 | 1 | 1 | NR | 8018367698169 | 94054210 | 6PL00 | Lighting | 6PL | PIL LIGHTING | 6PL63G | SPORTS AND AREAS | 6PL63G72F | FLOODLIGHTS | 6PL63G72F985 | LASER+
P3107698 | LASER+ 10-527 C/I16 740 GR94 DALI | 2267.5 | 1 | 1 | 1 | NR | 8018367698176 | 94054210 | 6PL00 | Lighting | 6PL | PIL LIGHTING | 6PL63G | SPORTS AND AREAS | 6PL63G72F | FLOODLIGHTS | 6PL63G72F985 | LASER+
P3107699 | LASER+ 10-527 ELL10x25 757 GR94 DALI | 2267.5 | 1 | 1 | 1 | NR | 8018367698183 | 94054210 | 6PL00 | Lighting | 6PL | PIL LIGHTING | 6PL63G | SPORTS AND AREAS | 6PL63G72F | FLOODLIGHTS | 6PL63G72F985 | LASER+
P3107700 | LASER+ 10-527 ELL10x25 857 GR94 DALI | 2267.5 | 1 | 1 | 1 | NR | 8018367698190 | 94054210 | 6PL00 | Lighting | 6PL | PIL LIGHTING | 6PL63G | SPORTS AND AREAS | 6PL63G72F | FLOODLIGHTS | 6PL63G72F985 | LASER+
P3107701 | LASER+ 10-527 ELL10x25 957 GR94 DALI | 2267.5 | 1 | 1 | 1 | NR | 8018367698206 | 94054210 | 6PL00 | Lighting | 6PL | PIL LIGHTING | 6PL63G | SPORTS AND AREAS | 6PL63G72F | FLOODLIGHTS | 6PL63G72F985 | LASER+
P3107702 | LASER+ 10-527 ELL10x25 740 GR94 DALI | 2267.5 | 1 | 1 | 1 | NR | 8018367698213 | 94054210 | 6PL00 | Lighting | 6PL | PIL LIGHTING | 6PL63G | SPORTS AND AREAS | 6PL63G72F | FLOODLIGHTS | 6PL63G72F985 | LASER+
P3107703 | LASER+ 10-527 ELL15x34 757 GR94 DALI | 2267.5 | 1 | 1 | 1 | NR | 8018367698220 | 94054210 | 6PL00 | Lighting | 6PL | PIL LIGHTING | 6PL63G | SPORTS AND AREAS | 6PL63G72F | FLOODLIGHTS | 6PL63G72F985 | LASER+
P3107704 | LASER+ 10-527 ELL15x34 857 GR94 DALI | 2267.5 | 1 | 1 | 1 | NR | 8018367698237 | 94054210 | 6PL00 | Lighting | 6PL | PIL LIGHTING | 6PL63G | SPORTS AND AREAS | 6PL63G72F | FLOODLIGHTS | 6PL63G72F985 | LASER+
P3107705 | LASER+ 10-527 ELL15x34 957 GR94 DALI | 2267.5 | 1 | 1 | 1 | NR | 8018367698244 | 94054210 | 6PL00 | Lighting | 6PL | PIL LIGHTING | 6PL63G | SPORTS AND AREAS | 6PL63G72F | FLOODLIGHTS | 6PL63G72F985 | LASER+
P3107706 | LASER+ 10-527 ELL15x34 740 GR94 DALI | 2267.5 | 1 | 1 | 1 | NR | 8018367698251 | 94054210 | 6PL00 | Lighting | 6PL | PIL LIGHTING | 6PL63G | SPORTS AND AREAS | 6PL63G72F | FLOODLIGHTS | 6PL63G72F985 | LASER+
P3107707 | LASER+ 10-527 ELL30x45 757 GR94 DALI | 2267.5 | 1 | 1 | 1 | NR | 8018367698268 | 94054210 | 6PL00 | Lighting | 6PL | PIL LIGHTING | 6PL63G | SPORTS AND AREAS | 6PL63G72F | FLOODLIGHTS | 6PL63G72F985 | LASER+
P3107708 | LASER+ 10-527 ELL30x45 857 GR94 DALI | 2267.5 | 1 | 1 | 1 | NR | 8018367698275 | 94054210 | 6PL00 | Lighting | 6PL | PIL LIGHTING | 6PL63G | SPORTS AND AREAS | 6PL63G72F | FLOODLIGHTS | 6PL63G72F985 | LASER+
P3107709 | LASER+ 10-527 ELL30x45 957 GR94 DALI | 2267.5 | 1 | 1 | 1 | NR | 8018367698282 | 94054210 | 6PL00 | Lighting | 6PL | PIL LIGHTING | 6PL63G | SPORTS AND AREAS | 6PL63G72F | FLOODLIGHTS | 6PL63G72F985 | LASER+
P3107710 | LASER+ 10-527 ELL30x45 740 GR94 DALI | 2267.5 | 1 | 1 | 1 | NR | 8018367698299 | 94054210 | 6PL00 | Lighting | 6PL | PIL LIGHTING | 6PL63G | SPORTS AND AREAS | 6PL63G72F | FLOODLIGHTS | 6PL63G72F985 | LASER+
P3107711 | LASER+ 10-527 A50/M 757 GR94 DALI | 2267.5 | 1 | 1 | 1 | NR | 8018367698305 | 94054210 | 6PL00 | Lighting | 6PL | PIL LIGHTING | 6PL63G | SPORTS AND AREAS | 6PL63G72F | FLOODLIGHTS | 6PL63G72F985 | LASER+
P3107712 | LASER+ 10-527 A50/M 857 GR94 DALI | 2267.5 | 1 | 1 | 1 | NR | 8018367698312 | 94054210 | 6PL00 | Lighting | 6PL | PIL LIGHTING | 6PL63G | SPORTS AND AREAS | 6PL63G72F | FLOODLIGHTS | 6PL63G72F985 | LASER+
P3107713 | LASER+ 10-527 A50/M 957 GR94 DALI | 2267.5 | 1 | 1 | 1 | NR | 8018367698329 | 94054210 | 6PL00 | Lighting | 6PL | PIL LIGHTING | 6PL63G | SPORTS AND AREAS | 6PL63G72F | FLOODLIGHTS | 6PL63G72F985 | LASER+
P3107714 | LASER+ 10-527 A50/M 740 GR94 DALI | 2267.5 | 1 | 1 | 1 | NR | 8018367698336 | 94054210 | 6PL00 | Lighting | 6PL | PIL LIGHTING | 6PL63G | SPORTS AND AREAS | 6PL63G72F | FLOODLIGHTS | 6PL63G72F985 | LASER+
P3107715 | LASER+ 10-527 A60/M 757 GR94 DALI | 2267.5 | 1 | 1 | 1 | NR | 8018367698343 | 94054210 | 6PL00 | Lighting | 6PL | PIL LIGHTING | 6PL63G | SPORTS AND AREAS | 6PL63G72F | FLOODLIGHTS | 6PL63G72F985 | LASER+
P3107716 | LASER+ 10-527 A60/M 857 GR94 DALI | 2267.5 | 1 | 1 | 1 | NR | 8018367698350 | 94054210 | 6PL00 | Lighting | 6PL | PIL LIGHTING | 6PL63G | SPORTS AND AREAS | 6PL63G72F | FLOODLIGHTS | 6PL63G72F985 | LASER+
P3107717 | LASER+ 10-527 A60/M 957 GR94 DALI | 2267.5 | 1 | 1 | 1 | NR | 8018367698367 | 94054210 | 6PL00 | Lighting | 6PL | PIL LIGHTING | 6PL63G | SPORTS AND AREAS | 6PL63G72F | FLOODLIGHTS | 6PL63G72F985 | LASER+
P3107718 | LASER+ 10-527 A60/M 740 GR94 DALI | 2267.5 | 1 | 1 | 1 | NR | 8018367698374 | 94054210 | 6PL00 | Lighting | 6PL | PIL LIGHTING | 6PL63G | SPORTS AND AREAS | 6PL63G72F | FLOODLIGHTS | 6PL63G72F985 | LASER+
P3108201 | MULTI+35 4,5 S/EW 840 BK81 | 104.5 | 1 | 1 | 1 | NR | 8018367699791 | 94051140 | 6PL00 | Lighting | 6PL | PIL LIGHTING | 6PL68G | HOUSEHOLD | 6PL68G36F | BULKHEADS | 6PL68G36FB33 | MULTI+
P3108208 | AMIGO 36 25W 930 UGR<16 | 220.5 | 1 | 1 | 3 | NR | 8018367702347 | 94051190 | 6PL00 | Lighting | 6PL | PIL LIGHTING | 6PL59G | WORK & COMM. SPACES | 6PL59G09F | CEILING RECESSED | 6PL59G09F971 | AMIGO
P3108209 | AMIGO 36 25W 840 UGR<16 | 195.5 | 1 | 1 | 3 | NR | 8018367702354 | 94051190 | 6PL00 | Lighting | 6PL | PIL LIGHTING | 6PL59G | WORK & COMM. SPACES | 6PL59G09F | CEILING RECESSED | 6PL59G09F971 | AMIGO
P3108426 | AS425 TR 20 C/MW 830 WH9010 DALI RE | 244.5 | 1 | 1 | 6 | NR | 8018367700169 | 94051190 | 6PL00 | Lighting | 6PL | PIL LIGHTING | 6PL59G | WORK & COMM. SPACES | 6PL59G74F | TRACK LIGHTS | 6PL59G74F951 | AS
P3108427 | AS427 TR 40 C/M 840 WH9010 DALI RE | 320 | 1 | 1 | 6 | NR | 4046075062099 | 94051190 | 6PL00 | Lighting | 6PL | PIL LIGHTING | 6PL59G | WORK & COMM. SPACES | 6PL59G74F | TRACK LIGHTS | 6PL59G74F951 | AS
P3108533 | AS425 TR 20 C/I 840 WH9010 DALI RE | 244.5 | 1 | 1 | 6 | NR | 4046075067124 | 94051190 | 6PL00 | Lighting | 6PL | PIL LIGHTING | 6PL59G | WORK & COMM. SPACES | 6PL59G74F | TRACK LIGHTS | 6PL59G74F951 | AS
P3108534 | AS425 TR 20 C/I 830 WH9010 DALI RE | 244.5 | 1 | 1 | 6 | NR | 4046075067131 | 94051190 | 6PL00 | Lighting | 6PL | PIL LIGHTING | 6PL59G | WORK & COMM. SPACES | 6PL59G74F | TRACK LIGHTS | 6PL59G74F951 | AS
P3108535 | AS425 TR 20 C/I 840 BK9005 DALI RE | 244.5 | 1 | 1 | 6 | NR | 4046075067148 | 94051190 | 6PL00 | Lighting | 6PL | PIL LIGHTING | 6PL59G | WORK & COMM. SPACES | 6PL59G74F | TRACK LIGHTS | 6PL59G74F951 | AS
P3108536 | AS425 TR 20 C/I 830 BK9005 DALI RE | 244.5 | 1 | 1 | 6 | NR | 4046075067155 | 94051190 | 6PL00 | Lighting | 6PL | PIL LIGHTING | 6PL59G | WORK & COMM. SPACES | 6PL59G74F | TRACK LIGHTS | 6PL59G74F951 | AS
P3108537 | AS425 TR 20 C/M 840 WH9010 DALI RE | 244.5 | 1 | 1 | 6 | NR | 4046075067162 | 94051190 | 6PL00 | Lighting | 6PL | PIL LIGHTING | 6PL59G | WORK & COMM. SPACES | 6PL59G74F | TRACK LIGHTS | 6PL59G74F951 | AS
P3108538 | AS425 TR 20 C/M 830 WH9010 DALI RE | 244.5 | 1 | 1 | 6 | NR | 4046075067179 | 94051190 | 6PL00 | Lighting | 6PL | PIL LIGHTING | 6PL59G | WORK & COMM. SPACES | 6PL59G74F | TRACK LIGHTS | 6PL59G74F951 | AS
P3108539 | AS425 TR 20 C/M 840 BK9005 DALI RE | 244.5 | 1 | 1 | 6 | NR | 4046075067186 | 94051190 | 6PL00 | Lighting | 6PL | PIL LIGHTING | 6PL59G | WORK & COMM. SPACES | 6PL59G74F | TRACK LIGHTS | 6PL59G74F951 | AS
P3108540 | AS425 TR 20 C/M 830 BK9005 DALI RE | 244.5 | 1 | 1 | 6 | NR | 4046075067193 | 94051190 | 6PL00 | Lighting | 6PL | PIL LIGHTING | 6PL59G | WORK & COMM. SPACES | 6PL59G74F | TRACK LIGHTS | 6PL59G74F951 | AS
P3108541 | AS425 TR 20 C/MW 840 WH9010 DALI RE | 244.5 | 1 | 1 | 6 | NR | 4046075067209 | 94051190 | 6PL00 | Lighting | 6PL | PIL LIGHTING | 6PL59G | WORK & COMM. SPACES | 6PL59G74F | TRACK LIGHTS | 6PL59G74F951 | AS
P3108542 | AS425 TR 20 C/MW 840 BK9005 DALI RE | 244.5 | 1 | 1 | 6 | NR | 4046075067216 | 94051190 | 6PL00 | Lighting | 6PL | PIL LIGHTING | 6PL59G | WORK & COMM. SPACES | 6PL59G74F | TRACK LIGHTS | 6PL59G74F951 | AS
P3108543 | AS425 TR 20 C/MW 830 BK9005 DALI RE | 244.5 | 1 | 1 | 6 | NR | 4046075067223 | 94051190 | 6PL00 | Lighting | 6PL | PIL LIGHTING | 6PL59G | WORK & COMM. SPACES | 6PL59G74F | TRACK LIGHTS | 6PL59G74F951 | AS
P3108544 | AS427 TR 40 C/I 840 WH9010 DALI RE | 320 | 1 | 1 | 6 | NR | 4046075067230 | 94051190 | 6PL00 | Lighting | 6PL | PIL LIGHTING | 6PL59G | WORK & COMM. SPACES | 6PL59G74F | TRACK LIGHTS | 6PL59G74F951 | AS
P3108545 | AS427 TR 40 C/I 830 WH9010 DALI RE | 320 | 1 | 1 | 6 | NR | 4046075067247 | 94051190 | 6PL00 | Lighting | 6PL | PIL LIGHTING | 6PL59G | WORK & COMM. SPACES | 6PL59G74F | TRACK LIGHTS | 6PL59G74F951 | AS
P3108546 | AS427 TR 40 C/M 830 WH9010 DALI RE | 320 | 1 | 1 | 6 | NR | 4046075067254 | 94051190 | 6PL00 | Lighting | 6PL | PIL LIGHTING | 6PL59G | WORK & COMM. SPACES | 6PL59G74F | TRACK LIGHTS | 6PL59G74F951 | AS
P3108547 | AS427 TR 40 C/MW 840 WH9010 DALI RE | 320 | 1 | 1 | 6 | NR | 4046075067261 | 94051190 | 6PL00 | Lighting | 6PL | PIL LIGHTING | 6PL59G | WORK & COMM. SPACES | 6PL59G74F | TRACK LIGHTS | 6PL59G74F951 | AS
P3108548 | AS427 TR 40 C/MW 830 WH9010 DALI RE | 320 | 1 | 1 | 6 | NR | 4046075067278 | 94051190 | 6PL00 | Lighting | 6PL | PIL LIGHTING | 6PL59G | WORK & COMM. SPACES | 6PL59G74F | TRACK LIGHTS | 6PL59G74F951 | AS
P3108556 | KIT BRACKET EXTRA ROTATION TYK+10 | 31.05 | 1 | 1 | 2 | NR | 8018367700985 | 94059900 | 6PL00 | Lighting | 6PL | PIL LIGHTING | 6PL70G | FACADE | 6PL70G59F | PROJECTORS | 6PL70G59FB61 | TYK+
P3108557 | KIT BRACKET EXTRA ROTATION TYK+20 | 60 | 1 | 1 | 2 | NR | 8018367700992 | 94059900 | 6PL00 | Lighting | 6PL | PIL LIGHTING | 6PL70G | FACADE | 6PL70G59F | PROJECTORS | 6PL70G59FB61 | TYK+
P3108558 | KIT BRACKET EXTRA ROTATION TYK+30 | 68.5 | 1 | 1 | 2 | NR | 8018367701005 | 94059900 | 6PL00 | Lighting | 6PL | PIL LIGHTING | 6PL70G | FACADE | 6PL70G59F | PROJECTORS | 6PL70G59FB61 | TYK+
P3108560 | AS427 TR 40 C/I 840 BK9005 DALI RE | 320 | 1 | 1 | 6 | NR | 4046075067285 | 94051190 | 6PL00 | Lighting | 6PL | PIL LIGHTING | 6PL59G | WORK & COMM. SPACES | 6PL59G74F | TRACK LIGHTS | 6PL59G74F951 | AS
P3108561 | AS427 TR 40 C/I 830 BK9005 DALI RE | 320 | 1 | 1 | 6 | NR | 4046075067292 | 94051190 | 6PL00 | Lighting | 6PL | PIL LIGHTING | 6PL59G | WORK & COMM. SPACES | 6PL59G74F | TRACK LIGHTS | 6PL59G74F951 | AS
P3108562 | AS427 TR 40 C/M 840 BK9005 DALI RE | 320 | 1 | 1 | 6 | NR | 4046075067308 | 94051190 | 6PL00 | Lighting | 6PL | PIL LIGHTING | 6PL59G | WORK & COMM. SPACES | 6PL59G74F | TRACK LIGHTS | 6PL59G74F951 | AS
P3108563 | AS427 TR 40 C/M 830 BK9005 DALI RE | 320 | 1 | 1 | 6 | NR | 4046075067315 | 94051190 | 6PL00 | Lighting | 6PL | PIL LIGHTING | 6PL59G | WORK & COMM. SPACES | 6PL59G74F | TRACK LIGHTS | 6PL59G74F951 | AS
P3108564 | AS427 TR 40 C/MW 840 BK9005 DALI RE | 320 | 1 | 1 | 6 | NR | 4046075067322 | 94051190 | 6PL00 | Lighting | 6PL | PIL LIGHTING | 6PL59G | WORK & COMM. SPACES | 6PL59G74F | TRACK LIGHTS | 6PL59G74F951 | AS
P3108565 | AS427 TR 40 C/MW 830 BK9005 DALI RE | 320 | 1 | 1 | 6 | NR | 4046075067339 | 94051190 | 6PL00 | Lighting | 6PL | PIL LIGHTING | 6PL59G | WORK & COMM. SPACES | 6PL59G74F | TRACK LIGHTS | 6PL59G74F951 | AS
P3108608 | SPIDER+ 10 S/EW 10 830 BK81 | 60 | 1 | 1 | 24 | NR | 8018367701449 | 94054210 | 6PL00 | Lighting | 6PL | PIL LIGHTING | 6PL63G | SPORTS AND AREAS | 6PL63G72F | FLOODLIGHTS | 6PL63G72F979 | SPIDER+
P3108610 | SPIDER+ 10 S/EW 10 840 BK81 | 60 | 1 | 1 | 24 | NR | 8018367701432 | 94054210 | 6PL00 | Lighting | 6PL | PIL LIGHTING | 6PL63G | SPORTS AND AREAS | 6PL63G72F | FLOODLIGHTS | 6PL63G72F979 | SPIDER+
P3108612 | SPIDER+ 10 KIT S/EW 10 830 BK81 | 92 | 1 | 1 | 5 | NR | 8018367701470 | 94054210 | 6PL00 | Lighting | 6PL | PIL LIGHTING | 6PL63G | SPORTS AND AREAS | 6PL63G72F | FLOODLIGHTS | 6PL63G72F979 | SPIDER+
P3108613 | SPIDER+ 10 KIT S/EW 10 840 BK81 | 92 | 1 | 1 | 5 | NR | 8018367701487 | 94054210 | 6PL00 | Lighting | 6PL | PIL LIGHTING | 6PL63G | SPORTS AND AREAS | 6PL63G72F | FLOODLIGHTS | 6PL63G72F979 | SPIDER+
P3109055 | DRIVER UNIT DALI AMIGO 36 | 61 | 1 | 1 | 12 | NR | 8018367702620 | 85044095 | 6PL00 | Lighting | 6PL | PIL LIGHTING | 6PL59G | WORK & COMM. SPACES | 6PL59G09F | CEILING RECESSED | 6PL59G09F971 | AMIGO
P3109056 | SPIDER+ POST 40/60 A35/EW 830 BK81 | 244.5 | 1 | 1 | 6 | NR | 8018367705201 | 94054239 | 6PL00 | Lighting | 6PL | PIL LIGHTING | 6PL63G | SPORTS AND AREAS | 6PL63G72F | FLOODLIGHTS | 6PL63G72F979 | SPIDER+
P3109057 | SPIDER+ POST 40/60 A35/EW 840 BK81 | 244.5 | 1 | 1 | 6 | NR | 8018367705218 | 94054239 | 6PL00 | Lighting | 6PL | PIL LIGHTING | 6PL63G | SPORTS AND AREAS | 6PL63G72F | FLOODLIGHTS | 6PL63G72F979 | SPIDER+
P310921 | COPRIFLANGE_AMON AN-96 | 78.5 | 1 | 1 | 1 | NR | 8021944118523 | 94059900 | 6PL00 | Lighting | 6PL | PIL LIGHTING | 6PL65G | URBAN AND STREETS | 6PL65G91F | BOLLARDS AND COLUMNS | 6PL65G91F991 | AMON
P310922 | FLANGIA TIRAFONDI AMON | 355 | 1 | 1 | 1 | NR | 8021944118530 | 94059900 | 6PL00 | Lighting | 6PL | PIL LIGHTING | 6PL65G | URBAN AND STREETS | 6PL65G91F | BOLLARDS AND COLUMNS | 6PL65G91F991 | AMON
P310923 | SUPPORTO FLANGIATO DA INTERRARE | 380 | 1 | 1 | 1 | NR | 8021944118547 | 94059900 | 6PL00 | Lighting | 6PL | PIL LIGHTING | 6PL65G | URBAN AND STREETS | 6PL65G91F | BOLLARDS AND COLUMNS | 6PL65G91F991 | AMON
P3109250 | AMIGO 36 25W 830 UGR<16 | 195.5 | 1 | 1 | 3 | NR | 8018367702774 | 94051190 | 6PL00 | Lighting | 6PL | PIL LIGHTING | 6PL59G | WORK & COMM. SPACES | 6PL59G09F | CEILING RECESSED | 6PL59G09F971 | AMIGO
P3109251 | AMIGO 36 25W 940 UGR<16 | 220.5 | 1 | 1 | 3 | NR | 8018367702781 | 94051190 | 6PL00 | Lighting | 6PL | PIL LIGHTING | 6PL59G | WORK & COMM. SPACES | 6PL59G09F | CEILING RECESSED | 6PL59G09F971 | AMIGO
P3109252 | ACRO BASIC EQ218 S/EW 840 | 79.5 | 1 | 1 | 1 | NR | 5414833113359 | 94051140 | 6PL00 | Lighting | 6PL | PIL LIGHTING | 6PL57G | INDUSTRIAL SPACES | 6PL57G53F | WATERPROOF | 6PL57G53F915 | ACRO
P3109253 | ACRO+ EQ258 S/EW 840 DIP | 136.5 | 1 | 1 | 1 | NR | 5414833113342 | 94051140 | 6PL00 | Lighting | 6PL | PIL LIGHTING | 6PL57G | INDUSTRIAL SPACES | 6PL57G53F | WATERPROOF | 6PL57G53F915 | ACRO
P3109254 | ACRO+ EQ236 S/EW 840 DIP | 117 | 1 | 1 | 1 | NR | 5414833113366 | 94051140 | 6PL00 | Lighting | 6PL | PIL LIGHTING | 6PL57G | INDUSTRIAL SPACES | 6PL57G53F | WATERPROOF | 6PL57G53F915 | ACRO
P310934 | RAIL-A TRY 9P DALI/EM L:1435 | 116 | 1 | 1 | 1 | NR | 8021944119384 | 85369010 | 6PL00 | Lighting | 6PL | PIL LIGHTING | 6PL59G | WORK & COMM. SPACES | 6PL59G69F | TRUNKING SYSTEMS | 6PL59G69F921 | TRY
P310935 | RAIL-M TRY 9P DALI/EM L:1435 | 116 | 1 | 1 | 1 | NR | 8021944119391 | 85369010 | 6PL00 | Lighting | 6PL | PIL LIGHTING | 6PL59G | WORK & COMM. SPACES | 6PL59G69F | TRUNKING SYSTEMS | 6PL59G69F921 | TRY
P310936 | RAIL-M TRY 9P DALI/EM L:2870 | 176 | 1 | 1 | 1 | NR | 8021944119407 | 85369010 | 6PL00 | Lighting | 6PL | PIL LIGHTING | 6PL59G | WORK & COMM. SPACES | 6PL59G69F | TRUNKING SYSTEMS | 6PL59G69F921 | TRY
P310937 | RAIL-M TRY 9P DALI/EM L:4305 | 229 | 1 | 1 | 1 | NR | 8021944119414 | 85369010 | 6PL00 | Lighting | 6PL | PIL LIGHTING | 6PL59G | WORK & COMM. SPACES | 6PL59G69F | TRUNKING SYSTEMS | 6PL59G69F921 | TRY
P3109437 | POLE MOUNTING SPIDER+ POST D76 BK81 | 31.05 | 1 | 1 | 1 | NR | 8018367704679 | 94059900 | 6PL00 | Lighting | 6PL | PIL LIGHTING | 6PL63G | SPORTS AND AREAS | 6PL63G72F | FLOODLIGHTS | 6PL63G72F979 | SPIDER+
P3109455 | DROP 22 LED 11W SMD 4000K BK81 | 141 | 1 | 1 | 6 | NR | 8018367704082 | 94051140 | 6PL00 | Lighting | 6PL | PIL LIGHTING | 6PL68G | HOUSEHOLD | 6PL68G36F | BULKHEADS | 6PL68G36FB21 | DROP
P3109456 | DROP 22 LED 11W SMD 3000K BK81 | 141 | 1 | 1 | 6 | NR | 8018367704099 | 94051140 | 6PL00 | Lighting | 6PL | PIL LIGHTING | 6PL68G | HOUSEHOLD | 6PL68G36F | BULKHEADS | 6PL68G36FB21 | DROP
P3109457 | DROP 28 LED 16W SMD 4000K BK81 | 172 | 1 | 1 | 5 | NR | 8018367704105 | 94051140 | 6PL00 | Lighting | 6PL | PIL LIGHTING | 6PL68G | HOUSEHOLD | 6PL68G36F | BULKHEADS | 6PL68G36FB21 | DROP
P3109458 | DROP 28 LED 16W SMD 3000K BK81 | 172 | 1 | 1 | 5 | NR | 8018367704112 | 94051140 | 6PL00 | Lighting | 6PL | PIL LIGHTING | 6PL68G | HOUSEHOLD | 6PL68G36F | BULKHEADS | 6PL68G36FB21 | DROP
P3109459 | MULTI+35 4,5 S/EW 830 BK81 | 104.5 | 1 | 1 | 1 | NR | 8018367704129 | 94051140 | 6PL00 | Lighting | 6PL | PIL LIGHTING | 6PL68G | HOUSEHOLD | 6PL68G36F | BULKHEADS | 6PL68G36FB33 | MULTI+
P3109460 | MULTI+35 9 S/EW 830 BK81 | 106.5 | 1 | 1 | 1 | NR | 8018367704136 | 94051140 | 6PL00 | Lighting | 6PL | PIL LIGHTING | 6PL68G | HOUSEHOLD | 6PL68G36F | BULKHEADS | 6PL68G36FB33 | MULTI+
P3109461 | MULTI+35 9 S/EW 840 BK81 | 106.5 | 1 | 1 | 1 | NR | 8018367704143 | 94051140 | 6PL00 | Lighting | 6PL | PIL LIGHTING | 6PL68G | HOUSEHOLD | 6PL68G36F | BULKHEADS | 6PL68G36FB33 | MULTI+
P3109551 | VISIERA LASER+ 10-5° GR94-ACC. | 48.7 | 1 | 1 | 1 | NR | 8018367706826 | 94059900 | 6PL00 | Lighting | 6PL | PIL LIGHTING | 6PL63G | SPORTS AND AREAS | 6PL63G72F | FLOODLIGHTS | 6PL63G72F985 | LASER+
P3109552 | SUPPORTO PUNTATORE LASER+ ACC. | 626.5 | 1 | 1 | 1 | NR | 8018367706833 | 94059900 | 6PL00 | Lighting | 6PL | PIL LIGHTING | 6PL63G | SPORTS AND AREAS | 6PL63G72F | FLOODLIGHTS | 6PL63G72F985 | LASER+
P310966 | SINGLE POST TOP SUPPORT GUELL 2.5+ | 69.5 | 1 | 1 | 1 | NR | 8021944120465 | 94059900 | 6PL00 | Lighting | 6PL | PIL LIGHTING | 6PL63G | SPORTS AND AREAS | 6PL63G72F | FLOODLIGHTS | 6PL63G72F981 | GUELL
P310967 | DOUBLE POST TOP SUPPORT GUELL 2.5+ | 105.5 | 1 | 1 | 1 | NR | 8021944120472 | 94059900 | 6PL00 | Lighting | 6PL | PIL LIGHTING | 6PL63G | SPORTS AND AREAS | 6PL63G72F | FLOODLIGHTS | 6PL63G72F981 | GUELL
P3109685 | GUELL 3 300 A50/W 830 GR-94 | 1429 | 1 | 1 | 1 | NR | 8018367705638 | 94054210 | 6PL00 | Lighting | 6PL | PIL LIGHTING | 6PL63G | SPORTS AND AREAS | 6PL63G72F | FLOODLIGHTS | 6PL63G72F981 | GUELL
P3109814 | CRICKET+ 10 5 C/EW 840 INOX SOFT | 296 | 1 | 1 | 1 | NR | 8018367706093 | 94054239 | 6PL00 | Lighting | 6PL | PIL LIGHTING | 6PL70G | FACADE | 6PL70G89F | INGROUNDS | 6PL70G89FB91 | CRICKET+
P3109815 | CRICKET+ 10 5 C/EW 830 INOX SOFT | 296 | 1 | 1 | 1 | NR | 8018367706109 | 94054239 | 6PL00 | Lighting | 6PL | PIL LIGHTING | 6PL70G | FACADE | 6PL70G89F | INGROUNDS | 6PL70G89FB91 | CRICKET+
P3109816 | CRICKET+ 10 5 C/M 840 INOX | 306.5 | 1 | 1 | 1 | NR | 8018367706116 | 94054239 | 6PL00 | Lighting | 6PL | PIL LIGHTING | 6PL70G | FACADE | 6PL70G89F | INGROUNDS | 6PL70G89FB91 | CRICKET+
P3109817 | CRICKET+ 10 5 C/M 830 INOX | 306.5 | 1 | 1 | 1 | NR | 8018367706123 | 94054239 | 6PL00 | Lighting | 6PL | PIL LIGHTING | 6PL70G | FACADE | 6PL70G89F | INGROUNDS | 6PL70G89FB91 | CRICKET+
P3109818 | CRICKET+ 10 5 C/I 840 INOX | 306.5 | 1 | 1 | 1 | NR | 8018367706147 | 94054239 | 6PL00 | Lighting | 6PL | PIL LIGHTING | 6PL70G | FACADE | 6PL70G89F | INGROUNDS | 6PL70G89FB91 | CRICKET+
P3109819 | CRICKET+ 10 5 C/I 830 INOX | 306.5 | 1 | 1 | 1 | NR | 8018367706130 | 94054239 | 6PL00 | Lighting | 6PL | PIL LIGHTING | 6PL70G | FACADE | 6PL70G89F | INGROUNDS | 6PL70G89FB91 | CRICKET+
P3109820 | CRICKET+ 10 5 C/EW 840 AN96 SOFT | 225.5 | 1 | 1 | 1 | NR | 8018367706154 | 94054239 | 6PL00 | Lighting | 6PL | PIL LIGHTING | 6PL70G | FACADE | 6PL70G89F | INGROUNDS | 6PL70G89FB91 | CRICKET+
P3109821 | CRICKET+ 10 5 C/EW 830 AN96 SOFT | 225.5 | 1 | 1 | 1 | NR | 8018367706161 | 94054239 | 6PL00 | Lighting | 6PL | PIL LIGHTING | 6PL70G | FACADE | 6PL70G89F | INGROUNDS | 6PL70G89FB91 | CRICKET+
P3109822 | CRICKET+ 10 5 C/M 840 AN96 | 236 | 1 | 1 | 1 | NR | 8018367706178 | 94054239 | 6PL00 | Lighting | 6PL | PIL LIGHTING | 6PL70G | FACADE | 6PL70G89F | INGROUNDS | 6PL70G89FB91 | CRICKET+
P3109823 | CRICKET+ 10 5 C/M 830 AN96 | 236 | 1 | 1 | 1 | NR | 8018367706185 | 94054239 | 6PL00 | Lighting | 6PL | PIL LIGHTING | 6PL70G | FACADE | 6PL70G89F | INGROUNDS | 6PL70G89FB91 | CRICKET+
P3109824 | CRICKET+ 10 5 C/I 840 AN96 | 236 | 1 | 1 | 1 | NR | 8018367706208 | 94054239 | 6PL00 | Lighting | 6PL | PIL LIGHTING | 6PL70G | FACADE | 6PL70G89F | INGROUNDS | 6PL70G89FB91 | CRICKET+
P3109825 | CRICKET+ 10 5 C/I 830 AN96 | 236 | 1 | 1 | 1 | NR | 8018367706192 | 94054239 | 6PL00 | Lighting | 6PL | PIL LIGHTING | 6PL70G | FACADE | 6PL70G89F | INGROUNDS | 6PL70G89FB91 | CRICKET+
P3109826 | CRICKET+ 10 5 C/EW 840 MARINE SOFT | 296 | 1 | 1 | 1 | NR | 8018367706215 | 94054239 | 6PL00 | Lighting | 6PL | PIL LIGHTING | 6PL70G | FACADE | 6PL70G89F | INGROUNDS | 6PL70G89FB91 | CRICKET+
P3109827 | CRICKET+ 10 5 C/EW 830 MARINE SOFT | 296 | 1 | 1 | 1 | NR | 8018367706239 | 94054239 | 6PL00 | Lighting | 6PL | PIL LIGHTING | 6PL70G | FACADE | 6PL70G89F | INGROUNDS | 6PL70G89FB91 | CRICKET+
P3109828 | CRICKET+ 10 5 C/M 840 MARINE | 306.5 | 1 | 1 | 1 | NR | 8018367706222 | 94054239 | 6PL00 | Lighting | 6PL | PIL LIGHTING | 6PL70G | FACADE | 6PL70G89F | INGROUNDS | 6PL70G89FB91 | CRICKET+
P3109829 | CRICKET+ 10 5 C/M 830 MARINE | 306.5 | 1 | 1 | 1 | NR | 8018367706246 | 94054239 | 6PL00 | Lighting | 6PL | PIL LIGHTING | 6PL70G | FACADE | 6PL70G89F | INGROUNDS | 6PL70G89FB91 | CRICKET+
P3109830 | CRICKET+ 10 5 C/I 840 MARINE | 306.5 | 1 | 1 | 1 | NR | 8018367706253 | 94054239 | 6PL00 | Lighting | 6PL | PIL LIGHTING | 6PL70G | FACADE | 6PL70G89F | INGROUNDS | 6PL70G89FB91 | CRICKET+
P3109831 | CRICKET+ 10 5 C/I 830 MARINE | 306.5 | 1 | 1 | 1 | NR | 8018367706086 | 94054239 | 6PL00 | Lighting | 6PL | PIL LIGHTING | 6PL70G | FACADE | 6PL70G89F | INGROUNDS | 6PL70G89FB91 | CRICKET+
P3109842 | MANGO+ MIDI 10/13 C/EW 830 WHRAL9010 | 56 | 1 | 1 | 12 | NR | 8018367706499 | 94051190 | 6PL00 | Lighting | 6PL | PIL LIGHTING | 6PL59G | WORK & COMM. SPACES | 6PL59G68F | DOWNLIGHT/SPOTLIGHTS | 6PL59G68F941 | MANGO+
P3109843 | MANGO+ MIDI 10/13 C/EW 840 WHRAL9010 | 56 | 1 | 1 | 12 | NR | 8018367706505 | 94051190 | 6PL00 | Lighting | 6PL | PIL LIGHTING | 6PL59G | WORK & COMM. SPACES | 6PL59G68F | DOWNLIGHT/SPOTLIGHTS | 6PL59G68F941 | MANGO+
P3109844 | MANGO+ MIDI 10/13 C/EW830WHRAL9010EM1 PW | 277.5 | 1 | 1 | 1 | NR | 8018367706536 | 94051190 | 6PL00 | Lighting | 6PL | PIL LIGHTING | 6PL59G | WORK & COMM. SPACES | 6PL59G68F | DOWNLIGHT/SPOTLIGHTS | 6PL59G68F941 | MANGO+
P3109845 | MANGO+ MIDI 10/13 C/EW840WHRAL9010EM1 PW | 277.5 | 1 | 1 | 1 | NR | 8018367706543 | 94051190 | 6PL00 | Lighting | 6PL | PIL LIGHTING | 6PL59G | WORK & COMM. SPACES | 6PL59G68F | DOWNLIGHT/SPOTLIGHTS | 6PL59G68F941 | MANGO+
P3109846 | MANGO+ MIDI 10/13 C/EW830WHRAL9010WLD PW | 74.5 | 1 | 1 | 12 | NR | 8018367706550 | 94051190 | 6PL00 | Lighting | 6PL | PIL LIGHTING | 6PL59G | WORK & COMM. SPACES | 6PL59G68F | DOWNLIGHT/SPOTLIGHTS | 6PL59G68F941 | MANGO+
P3109847 | MANGO+ MIDI 10/13 C/EW840WHRAL9010WLD PW | 74.5 | 1 | 1 | 12 | NR | 8018367706567 | 94051190 | 6PL00 | Lighting | 6PL | PIL LIGHTING | 6PL59G | WORK & COMM. SPACES | 6PL59G68F | DOWNLIGHT/SPOTLIGHTS | 6PL59G68F941 | MANGO+
P3109850 | MANGO+ MAXI 16/21 C/EW 830 WHRAL9010 | 68.5 | 1 | 1 | 12 | NR | 8018367706529 | 94051190 | 6PL00 | Lighting | 6PL | PIL LIGHTING | 6PL59G | WORK & COMM. SPACES | 6PL59G68F | DOWNLIGHT/SPOTLIGHTS | 6PL59G68F941 | MANGO+
P3109851 | MANGO+ MAXI 16/21 C/EW 840 WHRAL9010 | 68.5 | 1 | 1 | 12 | NR | 8018367706512 | 94051190 | 6PL00 | Lighting | 6PL | PIL LIGHTING | 6PL59G | WORK & COMM. SPACES | 6PL59G68F | DOWNLIGHT/SPOTLIGHTS | 6PL59G68F941 | MANGO+
P3109852 | MANGO+ MAXI 16/21 C/EW830WHRAL9010EM1 PW | 291 | 1 | 1 | 1 | NR | 8018367706598 | 94051190 | 6PL00 | Lighting | 6PL | PIL LIGHTING | 6PL59G | WORK & COMM. SPACES | 6PL59G68F | DOWNLIGHT/SPOTLIGHTS | 6PL59G68F941 | MANGO+
P3109853 | MANGO+ MAXI 16/21 C/EW840WHRAL9010EM1 PW | 291 | 1 | 1 | 1 | NR | 8018367706604 | 94051190 | 6PL00 | Lighting | 6PL | PIL LIGHTING | 6PL59G | WORK & COMM. SPACES | 6PL59G68F | DOWNLIGHT/SPOTLIGHTS | 6PL59G68F941 | MANGO+
P3109854 | MANGO+ MAXI 16/21 C/EW830WHRAL9010WLD PW | 87 | 1 | 1 | 12 | NR | 8018367706611 | 94051190 | 6PL00 | Lighting | 6PL | PIL LIGHTING | 6PL59G | WORK & COMM. SPACES | 6PL59G68F | DOWNLIGHT/SPOTLIGHTS | 6PL59G68F941 | MANGO+
P3109855 | MANGO+ MAXI 16/21 C/EW840WHRAL9010WLD PW | 87 | 1 | 1 | 12 | NR | 8018367706628 | 94051190 | 6PL00 | Lighting | 6PL | PIL LIGHTING | 6PL59G | WORK & COMM. SPACES | 6PL59G68F | DOWNLIGHT/SPOTLIGHTS | 6PL59G68F941 | MANGO+
P3109879 | CONTROCASSA CRICKET+ 10 | 23.85 | 1 | 1 | 1 | NR | 8018367706338 | 94059200 | 6PL00 | Lighting | 6PL | PIL LIGHTING | 6PL70G | FACADE | 6PL70G89F | INGROUNDS | 6PL70G89FB91 | CRICKET+
P3110031 | AMIGO 36 25W 830 UGR<16 WLD | 210 | 1 | 1 | 3 | NR | 8018367706666 | 94051190 | 6PL00 | Lighting | 6PL | PIL LIGHTING | 6PL59G | WORK & COMM. SPACES | 6PL59G09F | CEILING RECESSED | 6PL59G09F971 | AMIGO
P3110032 | AMIGO 36 25W 940 UGR<16 WLD | 234 | 1 | 1 | 3 | NR | 8018367706673 | 94051190 | 6PL00 | Lighting | 6PL | PIL LIGHTING | 6PL59G | WORK & COMM. SPACES | 6PL59G09F | CEILING RECESSED | 6PL59G09F971 | AMIGO
P3110038 | AMIGO 36 25W 840 UGR<16 WLD | 210 | 1 | 1 | 3 | NR | 8018367706680 | 94051190 | 6PL00 | Lighting | 6PL | PIL LIGHTING | 6PL59G | WORK & COMM. SPACES | 6PL59G09F | CEILING RECESSED | 6PL59G09F971 | AMIGO
P3110039 | AMIGO 36 25W 930 UGR<16 WLD | 234 | 1 | 1 | 3 | NR | 8018367706697 | 94051190 | 6PL00 | Lighting | 6PL | PIL LIGHTING | 6PL59G | WORK & COMM. SPACES | 6PL59G09F | CEILING RECESSED | 6PL59G09F971 | AMIGO
P311019 | A100/A150 POLYCARBONATE DIFFUSER | 64 | 1 | 1 | 5 | NR | 8018367667776 | 94059200 | 6PL00 | Lighting | 6PL | PIL LIGHTING | 6PL57G | INDUSTRIAL SPACES | 6PL57G67F | HIGH BAY AND LOW BAY | 6PL57G67F919 | A+
P311043 | KIT BRAZO FIJACION | 17.65 | 1 | 1 | 1 | NR | 8018367668339 | 94059900 | 6PL00 | Lighting | 6PL | PIL LIGHTING | 6PL70G | FACADE | 6PL70G59F | PROJECTORS | 6PL70G59FB63 | FOCUS+
P3111191 | FOCUS+ ZERO 5 827 AN96 | 94 | 1 | 1 | 24 | NR | 8018367708363 | 94054210 | 6PL00 | Lighting | 6PL | PIL LIGHTING | 6PL70G | FACADE | 6PL70G59F | PROJECTORS | 6PL70G59FB63 | FOCUS+
P3111192 | FOCUS+ ZERO KIT 5 827 AN96 | 112 | 1 | 1 | 5 | NR | 8018367708370 | 94054210 | 6PL00 | Lighting | 6PL | PIL LIGHTING | 6PL70G | FACADE | 6PL70G59F | PROJECTORS | 6PL70G59FB63 | FOCUS+
P3111193 | ORION H M 5.5 A9/EW 827 AN96 | 98.5 | 1 | 1 | 8 | NR | 8018367708387 | 94051190 | 6PL00 | Lighting | 6PL | PIL LIGHTING | 6PL68G | HOUSEHOLD | 6PL68G35F | EXTERIOR WALLS | 6PL68G35FB57 | ORION
P3111194 | ORION H B 10 A40/W 827 AN96 | 110 | 1 | 1 | 8 | NR | 8018367708394 | 94051190 | 6PL00 | Lighting | 6PL | PIL LIGHTING | 6PL68G | HOUSEHOLD | 6PL68G35F | EXTERIOR WALLS | 6PL68G35FB57 | ORION
P3111273 | A+ 60 C/EW 840 BK-RAL9005 | 157.5 | 1 | 1 | 1 | NR | 8018367708202 | 94051190 | 6PL00 | Lighting | 6PL | PIL LIGHTING | 6PL57G | INDUSTRIAL SPACES | 6PL57G67F | HIGH BAY AND LOW BAY | 6PL57G67F919 | A+
P3111274 | A+ 100 C/EW 840 BK-RAL9005 1-10V | 244.5 | 1 | 1 | 1 | NR | 8018367708226 | 94051190 | 6PL00 | Lighting | 6PL | PIL LIGHTING | 6PL57G | INDUSTRIAL SPACES | 6PL57G67F | HIGH BAY AND LOW BAY | 6PL57G67F919 | A+
P3111275 | A+ 150 C/EW 840 BK-RAL9005 1-10V | 269 | 1 | 1 | 1 | NR | 8018367708233 | 94051190 | 6PL00 | Lighting | 6PL | PIL LIGHTING | 6PL57G | INDUSTRIAL SPACES | 6PL57G67F | HIGH BAY AND LOW BAY | 6PL57G67F919 | A+
P3111276 | A+ 200 C/EW 840 BK-RAL9005 1-10V | 367.5 | 1 | 1 | 1 | NR | 8018367708219 | 94051190 | 6PL00 | Lighting | 6PL | PIL LIGHTING | 6PL57G | INDUSTRIAL SPACES | 6PL57G67F | HIGH BAY AND LOW BAY | 6PL57G67F919 | A+
P3111277 | MICROWAVE MOTION SENSOR A+ | 146 | 1 | 1 | 100 | NR | 8018367708240 | 85399090 | 6PL00 | Lighting | 6PL | PIL LIGHTING | 6PL57G | INDUSTRIAL SPACES | 6PL57G67F | HIGH BAY AND LOW BAY | 6PL57G67F919 | A+
P3111278 | REMOTE CONTROL A+ | 47.65 | 1 | 1 | 80 | NR | 8018367708257 | 85269200 | 6PL00 | Lighting | 6PL | PIL LIGHTING | 6PL57G | INDUSTRIAL SPACES | 6PL57G67F | HIGH BAY AND LOW BAY | 6PL57G67F919 | A+
P3111279 | DALI CONVERTER A+ | 47.65 | 1 | 1 | 90 | NR | 8018367708264 | 85371091 | 6PL00 | Lighting | 6PL | PIL LIGHTING | 6PL57G | INDUSTRIAL SPACES | 6PL57G67F | HIGH BAY AND LOW BAY | 6PL57G67F919 | A+
P3111280 | A+ 60 BRACKET ACCESSORY | 14.5 | 1 | 1 | 10 | NR | 8018367708271 | 94059900 | 6PL00 | Lighting | 6PL | PIL LIGHTING | 6PL57G | INDUSTRIAL SPACES | 6PL57G67F | HIGH BAY AND LOW BAY | 6PL57G67F919 | A+
P3111281 | A+ 100 BRACKET ACCESSORY | 16.6 | 1 | 1 | 10 | NR | 8018367708288 | 94059900 | 6PL00 | Lighting | 6PL | PIL LIGHTING | 6PL57G | INDUSTRIAL SPACES | 6PL57G67F | HIGH BAY AND LOW BAY | 6PL57G67F919 | A+
P3111282 | A+ 150 BRACKET ACCESSORY | 19.7 | 1 | 1 | 10 | NR | 8018367708295 | 94059900 | 6PL00 | Lighting | 6PL | PIL LIGHTING | 6PL57G | INDUSTRIAL SPACES | 6PL57G67F | HIGH BAY AND LOW BAY | 6PL57G67F919 | A+
P3111283 | A+ 200 BRACKET ACCESSORY | 23.85 | 1 | 1 | 10 | NR | 8018367708301 | 94059900 | 6PL00 | Lighting | 6PL | PIL LIGHTING | 6PL57G | INDUSTRIAL SPACES | 6PL57G67F | HIGH BAY AND LOW BAY | 6PL57G67F919 | A+
P3111780 | INSERT+ ZERO CLIP 4.5 827 AN96 | 110 | 1 | 1 | 6 | NR | 8018367709285 | 94051190 | 6PL00 | Lighting | 6PL | PIL LIGHTING | 6PL68G | HOUSEHOLD | 6PL68G83F | STEPLIGHTS | 6PL68G83FB79 | INSERT+
P3111872 | AMIGO 36 KIT EM3P | 248.5 | 1 | 1 | 4 | NR | 5414833114660 | 85044095 | 6PL00 | Lighting | 6PL | PIL LIGHTING | 6PL59G | WORK & COMM. SPACES | 6PL59G09F | CEILING RECESSED | 6PL59G09F971 | AMIGO
P3111882 | CRICKET+ 10 5 C/EW 927 INOX SOFT | 306.5 | 1 | 1 | 1 | NR | 8018367709520 | 94054239 | 6PL00 | Lighting | 6PL | PIL LIGHTING | 6PL70G | FACADE | 6PL70G89F | INGROUNDS | 6PL70G89FB91 | CRICKET+
P3111883 | CRICKET+ 10 5 C/M 927 INOX | 306.5 | 1 | 1 | 1 | NR | 8018367709537 | 94054239 | 6PL00 | Lighting | 6PL | PIL LIGHTING | 6PL70G | FACADE | 6PL70G89F | INGROUNDS | 6PL70G89FB91 | CRICKET+
P3111884 | CRICKET+ 10 5 C/I 927 INOX | 306.5 | 1 | 1 | 1 | NR | 8018367709544 | 94054239 | 6PL00 | Lighting | 6PL | PIL LIGHTING | 6PL70G | FACADE | 6PL70G89F | INGROUNDS | 6PL70G89FB91 | CRICKET+
P3111885 | CRICKET+ 10 5 C/EW 927 AN96 SOFT | 225.5 | 1 | 1 | 1 | NR | 8018367709551 | 94054239 | 6PL00 | Lighting | 6PL | PIL LIGHTING | 6PL70G | FACADE | 6PL70G89F | INGROUNDS | 6PL70G89FB91 | CRICKET+
P3111886 | CRICKET+ 10 5 C/M 927 AN96 | 236 | 1 | 1 | 1 | NR | 8018367709568 | 94054239 | 6PL00 | Lighting | 6PL | PIL LIGHTING | 6PL70G | FACADE | 6PL70G89F | INGROUNDS | 6PL70G89FB91 | CRICKET+
P3111887 | CRICKET+ 10 5 C/I 927 AN96 | 236 | 1 | 1 | 1 | NR | 8018367709575 | 94054239 | 6PL00 | Lighting | 6PL | PIL LIGHTING | 6PL70G | FACADE | 6PL70G89F | INGROUNDS | 6PL70G89FB91 | CRICKET+
P3111888 | CRICKET+ 10 5 C/EW 927 MARINE SOFT | 296 | 1 | 1 | 1 | NR | 8018367709582 | 94054239 | 6PL00 | Lighting | 6PL | PIL LIGHTING | 6PL70G | FACADE | 6PL70G89F | INGROUNDS | 6PL70G89FB91 | CRICKET+
P3111889 | CRICKET+ 10 5 C/M 927 MARINE | 306.5 | 1 | 1 | 1 | NR | 8018367709599 | 94054239 | 6PL00 | Lighting | 6PL | PIL LIGHTING | 6PL70G | FACADE | 6PL70G89F | INGROUNDS | 6PL70G89FB91 | CRICKET+
P3111890 | CRICKET+ 10 5 C/I 927 MARINE | 306.5 | 1 | 1 | 1 | NR | 8018367709605 | 94054239 | 6PL00 | Lighting | 6PL | PIL LIGHTING | 6PL70G | FACADE | 6PL70G89F | INGROUNDS | 6PL70G89FB91 | CRICKET+
P3112046 | B2 4.5 S/I 930 WH-RAL9010 DALI2 | 148 | 1 | 1 | 8 | NR | 8018367710472 | 94051190 | 6PL00 | Lighting | 6PL | PIL LIGHTING | 6PL59G | WORK & COMM. SPACES | 6PL59G92F | OTH WORK&COMM SPACES | 6PL59G92F877 | OTH WORK&COMM SP PIL
P3112047 | B2 4.5 S/M 930 WH-RAL9010 DALI2 | 148 | 1 | 1 | 8 | NR | 8018367710489 | 94051190 | 6PL00 | Lighting | 6PL | PIL LIGHTING | 6PL59G | WORK & COMM. SPACES | 6PL59G92F | OTH WORK&COMM SPACES | 6PL59G92F877 | OTH WORK&COMM SP PIL
P3112048 | B2 4.5 S/I-SOFT 930 WH-RAL9010 DALI2 | 148 | 1 | 1 | 8 | NR | 8018367710496 | 94051190 | 6PL00 | Lighting | 6PL | PIL LIGHTING | 6PL59G | WORK & COMM. SPACES | 6PL59G92F | OTH WORK&COMM SPACES | 6PL59G92F877 | OTH WORK&COMM SP PIL
P3112049 | B5 10.5 S/I 930 WH-RAL9010 DALI2 | 175 | 1 | 1 | 6 | NR | 8018367710502 | 94051190 | 6PL00 | Lighting | 6PL | PIL LIGHTING | 6PL59G | WORK & COMM. SPACES | 6PL59G92F | OTH WORK&COMM SPACES | 6PL59G92F877 | OTH WORK&COMM SP PIL
P3112050 | B5 10.5 S/M 930 WH-RAL9010 DALI2 | 175 | 1 | 1 | 6 | NR | 8018367710519 | 94051190 | 6PL00 | Lighting | 6PL | PIL LIGHTING | 6PL59G | WORK & COMM. SPACES | 6PL59G92F | OTH WORK&COMM SPACES | 6PL59G92F877 | OTH WORK&COMM SP PIL
P3112051 | B5 10.5 S/I-SOFT 930 WH-RAL9010 DALI2 | 175 | 1 | 1 | 6 | NR | 8018367710526 | 94051190 | 6PL00 | Lighting | 6PL | PIL LIGHTING | 6PL59G | WORK & COMM. SPACES | 6PL59G92F | OTH WORK&COMM SPACES | 6PL59G92F877 | OTH WORK&COMM SP PIL
P3112052 | B10 20.5 S/I 930 WH-RAL9010 DALI2 | 199 | 1 | 1 | 12 | NR | 8018367710533 | 94051190 | 6PL00 | Lighting | 6PL | PIL LIGHTING | 6PL59G | WORK & COMM. SPACES | 6PL59G92F | OTH WORK&COMM SPACES | 6PL59G92F877 | OTH WORK&COMM SP PIL
P3112053 | B10 20.5 S/M 930 WH-RAL9010 DALI2 | 199 | 1 | 1 | 12 | NR | 8018367710540 | 94051190 | 6PL00 | Lighting | 6PL | PIL LIGHTING | 6PL59G | WORK & COMM. SPACES | 6PL59G92F | OTH WORK&COMM SPACES | 6PL59G92F877 | OTH WORK&COMM SP PIL
P3112054 | B10 20.5 S/I-SOFT 930 WH-RAL9010 DALI2 | 199 | 1 | 1 | 12 | NR | 8018367710557 | 94051190 | 6PL00 | Lighting | 6PL | PIL LIGHTING | 6PL59G | WORK & COMM. SPACES | 6PL59G92F | OTH WORK&COMM SPACES | 6PL59G92F877 | OTH WORK&COMM SP PIL
P3112273 | CRICKET+ 10 C/M 6,5 RGBW INOX DMX | 621 | 1 | 1 | 1 | NR | 8018367711462 | 94054239 | 6PL00 | Lighting | 6PL | PIL LIGHTING | 6PL70G | FACADE | 6PL70G89F | INGROUNDS | 6PL70G89FB91 | CRICKET+
P3112274 | CRICKET+ 10 C/M 6,5 RGBW AN96 DMX | 569.5 | 1 | 1 | 1 | NR | 8018367711479 | 94054239 | 6PL00 | Lighting | 6PL | PIL LIGHTING | 6PL70G | FACADE | 6PL70G89F | INGROUNDS | 6PL70G89FB91 | CRICKET+
P3112275 | CRICKET+ 10 C/M 6,5 RGBW MARINE DMX | 621 | 1 | 1 | 1 | NR | 8018367711486 | 94054239 | 6PL00 | Lighting | 6PL | PIL LIGHTING | 6PL70G | FACADE | 6PL70G89F | INGROUNDS | 6PL70G89FB91 | CRICKET+
P3112276 | CRICKET+ 10 C/M 7 TUN.WHITE INOX DMX | 621 | 1 | 1 | 1 | NR | 8018367711493 | 94054239 | 6PL00 | Lighting | 6PL | PIL LIGHTING | 6PL70G | FACADE | 6PL70G89F | INGROUNDS | 6PL70G89FB91 | CRICKET+
P3112277 | CRICKET+ 10 C/M 7 TUN.WHITE AN96 DMX | 569.5 | 1 | 1 | 1 | NR | 8018367711509 | 94054239 | 6PL00 | Lighting | 6PL | PIL LIGHTING | 6PL70G | FACADE | 6PL70G89F | INGROUNDS | 6PL70G89FB91 | CRICKET+
P3112282 | CRICKET+ 10 C/M 7 TUN.WHITE MARIN DMX | 621 | 1 | 1 | 1 | NR | 8018367711554 | 94054239 | 6PL00 | Lighting | 6PL | PIL LIGHTING | 6PL70G | FACADE | 6PL70G89F | INGROUNDS | 6PL70G89FB91 | CRICKET+
P3112335 | TYK+ 10 RM 15 C/I 840 AN96 | 213.5 | 1 | 1 | 1 | NR | 8018367711387 | 94054210 | 6PL00 | Lighting | 6PL | PIL LIGHTING | 6PL70G | FACADE | 6PL70G59F | PROJECTORS | 6PL70G59FB61 | TYK+
P3112336 | TYK+ 10 RM 15 C/I 830 AN96 | 213.5 | 1 | 1 | 1 | NR | 8018367711639 | 94054210 | 6PL00 | Lighting | 6PL | PIL LIGHTING | 6PL70G | FACADE | 6PL70G59F | PROJECTORS | 6PL70G59FB61 | TYK+
P3112337 | TYK+ 10 RM 15 C/I 927 AN96 | 213.5 | 1 | 1 | 1 | NR | 8018367711646 | 94054210 | 6PL00 | Lighting | 6PL | PIL LIGHTING | 6PL70G | FACADE | 6PL70G59F | PROJECTORS | 6PL70G59FB61 | TYK+
P3112338 | TYK+ 10 RM 15 C/M 840 AN96 | 213.5 | 1 | 1 | 1 | NR | 8018367711653 | 94054210 | 6PL00 | Lighting | 6PL | PIL LIGHTING | 6PL70G | FACADE | 6PL70G59F | PROJECTORS | 6PL70G59FB61 | TYK+
P3112339 | TYK+ 10 RM 15 C/M 830 AN96 | 213.5 | 1 | 1 | 1 | NR | 8018367711660 | 94054210 | 6PL00 | Lighting | 6PL | PIL LIGHTING | 6PL70G | FACADE | 6PL70G59F | PROJECTORS | 6PL70G59FB61 | TYK+
P3112340 | TYK+ 10 RM 15 C/M 927 AN96 | 213.5 | 1 | 1 | 1 | NR | 8018367711677 | 94054210 | 6PL00 | Lighting | 6PL | PIL LIGHTING | 6PL70G | FACADE | 6PL70G59F | PROJECTORS | 6PL70G59FB61 | TYK+
P3112341 | TYK+ 10 RM 15 C/IW 840 AN96 | 213.5 | 1 | 1 | 1 | NR | 8018367711684 | 94054210 | 6PL00 | Lighting | 6PL | PIL LIGHTING | 6PL70G | FACADE | 6PL70G59F | PROJECTORS | 6PL70G59FB61 | TYK+
P3112342 | TYK+ 10 RM 15 C/IW 830 AN96 | 213.5 | 1 | 1 | 1 | NR | 8018367711691 | 94054210 | 6PL00 | Lighting | 6PL | PIL LIGHTING | 6PL70G | FACADE | 6PL70G59F | PROJECTORS | 6PL70G59FB61 | TYK+
P3112343 | TYK+ 10 RM 15 C/IW 927 AN96 | 213.5 | 1 | 1 | 1 | NR | 8018367711707 | 94054210 | 6PL00 | Lighting | 6PL | PIL LIGHTING | 6PL70G | FACADE | 6PL70G59F | PROJECTORS | 6PL70G59FB61 | TYK+
P3112344 | TYK+ 10 RM 15 ELL 9X70 840 AN96 | 213.5 | 1 | 1 | 1 | NR | 8018367711714 | 94054210 | 6PL00 | Lighting | 6PL | PIL LIGHTING | 6PL70G | FACADE | 6PL70G59F | PROJECTORS | 6PL70G59FB61 | TYK+
P3112345 | TYK+ 10 RM 15 ELL 9X70 830 AN96 | 213.5 | 1 | 1 | 1 | NR | 8018367711721 | 94054210 | 6PL00 | Lighting | 6PL | PIL LIGHTING | 6PL70G | FACADE | 6PL70G59F | PROJECTORS | 6PL70G59FB61 | TYK+
P3112346 | TYK+ 10 RM 15 ELL 9X70 927 AN96 | 213.5 | 1 | 1 | 1 | NR | 8018367711738 | 94054210 | 6PL00 | Lighting | 6PL | PIL LIGHTING | 6PL70G | FACADE | 6PL70G59F | PROJECTORS | 6PL70G59FB61 | TYK+
P3112347 | TYK+ 10 RM 15 ELL 70X9 840 AN96 | 213.5 | 1 | 1 | 1 | NR | 8018367711745 | 94054210 | 6PL00 | Lighting | 6PL | PIL LIGHTING | 6PL70G | FACADE | 6PL70G59F | PROJECTORS | 6PL70G59FB61 | TYK+
P3112348 | TYK+ 10 RM 15 ELL 70X9 830 AN96 | 213.5 | 1 | 1 | 1 | NR | 8018367711752 | 94054210 | 6PL00 | Lighting | 6PL | PIL LIGHTING | 6PL70G | FACADE | 6PL70G59F | PROJECTORS | 6PL70G59FB61 | TYK+
P3112349 | TYK+ 10 RM 15 ELL 70X9 927 AN96 | 213.5 | 1 | 1 | 1 | NR | 8018367711769 | 94054210 | 6PL00 | Lighting | 6PL | PIL LIGHTING | 6PL70G | FACADE | 6PL70G59F | PROJECTORS | 6PL70G59FB61 | TYK+
P3112413 | DRIVER UNIT 20W 1A-1CH-DALI | 77.5 | 1 | 1 | 4 | NR | 8018367711790 | 85044095 | 6PL00 | Lighting | 6PL | PIL LIGHTING | 6PL70G | FACADE | 6PL70G59F | PROJECTORS | 6PL70G59FB61 | TYK+
P3112433 | SL629LED SM M 26 S/A 930 WH9016 MP | 395.5 | 1 | 1 | 1 | NR | 4046075105604 | 94051190 | 6PL00 | Lighting | 6PL | PIL LIGHTING | 6PL59G | WORK & COMM. SPACES | 6PL59G07F | SURFACE MOUNTED | 6PL59G07F964 | SL629 AB/SM
P3112434 | SL629LED SM L 31 S/A 930 WH9016 MP | 451.5 | 1 | 1 | 1 | NR | 4046075105611 | 94051190 | 6PL00 | Lighting | 6PL | PIL LIGHTING | 6PL59G | WORK & COMM. SPACES | 6PL59G07F | SURFACE MOUNTED | 6PL59G07F964 | SL629 AB/SM
P3112435 | SL629LED SM L 31 S/A 930 WH9016 DALI MP | 507.5 | 1 | 1 | 1 | NR | 4046075105628 | 94051190 | 6PL00 | Lighting | 6PL | PIL LIGHTING | 6PL59G | WORK & COMM. SPACES | 6PL59G07F | SURFACE MOUNTED | 6PL59G07F964 | SL629 AB/SM
P3112436 | SL629LED SM L 31 S/A 940 WH9016 MP | 451.5 | 1 | 1 | 1 | NR | 4046075105635 | 94051190 | 6PL00 | Lighting | 6PL | PIL LIGHTING | 6PL59G | WORK & COMM. SPACES | 6PL59G07F | SURFACE MOUNTED | 6PL59G07F964 | SL629 AB/SM
P3112437 | SL629LED SM L 31 S/A 940 WH9016 DALI MP | 507.5 | 1 | 1 | 1 | NR | 4046075105642 | 94051190 | 6PL00 | Lighting | 6PL | PIL LIGHTING | 6PL59G | WORK & COMM. SPACES | 6PL59G07F | SURFACE MOUNTED | 6PL59G07F964 | SL629 AB/SM
P3112438 | SL629LED SM M 54 S/A 930 WH9016 MP | 451.5 | 1 | 1 | 1 | NR | 4046075105659 | 94051190 | 6PL00 | Lighting | 6PL | PIL LIGHTING | 6PL59G | WORK & COMM. SPACES | 6PL59G07F | SURFACE MOUNTED | 6PL59G07F964 | SL629 AB/SM
P3112439 | SL629LED SM M 54 S/A 930 WH9016 DALI MP | 507.5 | 1 | 1 | 1 | NR | 4046075105666 | 94051190 | 6PL00 | Lighting | 6PL | PIL LIGHTING | 6PL59G | WORK & COMM. SPACES | 6PL59G07F | SURFACE MOUNTED | 6PL59G07F964 | SL629 AB/SM
P3112440 | SL629LED CP M 54 S/C 930 WH9016 MP | 378 | 1 | 1 | 1 | NR | 4046075105680 | 94051190 | 6PL00 | Lighting | 6PL | PIL LIGHTING | 6PL59G | WORK & COMM. SPACES | 6PL59G05F | SUSPENDED | 6PL59G05F960 | SL629/630 PL
P3112441 | SL629LED CP M 54 S/C 930 WH9016 DALI MP | 440 | 1 | 1 | 1 | NR | 4046075105673 | 94051190 | 6PL00 | Lighting | 6PL | PIL LIGHTING | 6PL59G | WORK & COMM. SPACES | 6PL59G05F | SUSPENDED | 6PL59G05F960 | SL629/630 PL
P3112442 | SL629LED CP M 54 S/C 940 WH9016 MP | 378 | 1 | 1 | 1 | NR | 4046075105697 | 94051190 | 6PL00 | Lighting | 6PL | PIL LIGHTING | 6PL59G | WORK & COMM. SPACES | 6PL59G05F | SUSPENDED | 6PL59G05F960 | SL629/630 PL
P3112443 | SL629LED CP M 54 S/C 940 WH9016 DALI MP | 440 | 1 | 1 | 1 | NR | 4046075105703 | 94051190 | 6PL00 | Lighting | 6PL | PIL LIGHTING | 6PL59G | WORK & COMM. SPACES | 6PL59G05F | SUSPENDED | 6PL59G05F960 | SL629/630 PL
P3112444 | SL629LED CP L 69 S/C 930 WH9016 MP | 440 | 1 | 1 | 1 | NR | 4046075105727 | 94051190 | 6PL00 | Lighting | 6PL | PIL LIGHTING | 6PL59G | WORK & COMM. SPACES | 6PL59G05F | SUSPENDED | 6PL59G05F960 | SL629/630 PL
P3112445 | SL629LED CP L 69 S/C 930 WH9016 DALI MP | 494 | 1 | 1 | 1 | NR | 4046075105710 | 94051190 | 6PL00 | Lighting | 6PL | PIL LIGHTING | 6PL59G | WORK & COMM. SPACES | 6PL59G05F | SUSPENDED | 6PL59G05F960 | SL629/630 PL
P3112446 | SL629LED CP L 69 S/C 940 WH9016 MP | 440 | 1 | 1 | 1 | NR | 4046075105734 | 94051190 | 6PL00 | Lighting | 6PL | PIL LIGHTING | 6PL59G | WORK & COMM. SPACES | 6PL59G05F | SUSPENDED | 6PL59G05F960 | SL629/630 PL
P3112447 | SL629LED CP L 69 S/C 940 WH9016 DALI MP | 494 | 1 | 1 | 1 | NR | 4046075105741 | 94051190 | 6PL00 | Lighting | 6PL | PIL LIGHTING | 6PL59G | WORK & COMM. SPACES | 6PL59G05F | SUSPENDED | 6PL59G05F960 | SL629/630 PL
P3112448 | SL629LED PL M 54 S/C 930 WH9016 MP | 395.5 | 1 | 1 | 1 | NR | 4046075105758 | 94051190 | 6PL00 | Lighting | 6PL | PIL LIGHTING | 6PL59G | WORK & COMM. SPACES | 6PL59G05F | SUSPENDED | 6PL59G05F960 | SL629/630 PL
P3112449 | SL629LED PL M 54 S/C 930 WH9016 DALI MP | 451.5 | 1 | 1 | 1 | NR | 4046075105765 | 94051190 | 6PL00 | Lighting | 6PL | PIL LIGHTING | 6PL59G | WORK & COMM. SPACES | 6PL59G05F | SUSPENDED | 6PL59G05F960 | SL629/630 PL
P3112450 | SL629LED PL L 69 S/C 930 WH9016 MP | 451.5 | 1 | 1 | 1 | NR | 4046075105772 | 94051190 | 6PL00 | Lighting | 6PL | PIL LIGHTING | 6PL59G | WORK & COMM. SPACES | 6PL59G05F | SUSPENDED | 6PL59G05F960 | SL629/630 PL
P3112451 | SL629LED PL L 69 S/C 930 WH9016 DALI MP | 507.5 | 1 | 1 | 1 | NR | 4046075105789 | 94051190 | 6PL00 | Lighting | 6PL | PIL LIGHTING | 6PL59G | WORK & COMM. SPACES | 6PL59G05F | SUSPENDED | 6PL59G05F960 | SL629/630 PL
P3112452 | SL629LED PL L 69 S/C 940 WH9016 MP | 451.5 | 1 | 1 | 1 | NR | 4046075105796 | 94051190 | 6PL00 | Lighting | 6PL | PIL LIGHTING | 6PL59G | WORK & COMM. SPACES | 6PL59G05F | SUSPENDED | 6PL59G05F960 | SL629/630 PL
P3112453 | SL629LED PL L 69 S/C 940 WH9016 DALI MP | 507.5 | 1 | 1 | 1 | NR | 4046075105802 | 94051190 | 6PL00 | Lighting | 6PL | PIL LIGHTING | 6PL59G | WORK & COMM. SPACES | 6PL59G05F | SUSPENDED | 6PL59G05F960 | SL629/630 PL
P3112468 | DRIVER BOX 20W 1A-1CH-DALI AN96 | 137.5 | 1 | 1 | 1 | NR | 8018367711806 | 85044095 | 6PL00 | Lighting | 6PL | PIL LIGHTING | 6PL70G | FACADE | 6PL70G59F | PROJECTORS | 6PL70G59FB61 | TYK+
P3112477 | SL629LED SM M 26 S/A 940 WH9016 MP | 395.5 | 1 | 1 | 1 | NR | 4046075105956 | 94051190 | 6PL00 | Lighting | 6PL | PIL LIGHTING | 6PL59G | WORK & COMM. SPACES | 6PL59G07F | SURFACE MOUNTED | 6PL59G07F964 | SL629 AB/SM
P3112478 | SL629LED SM M 54 S/A 940 WH9016 MP | 451.5 | 1 | 1 | 1 | NR | 4046075105963 | 94051190 | 6PL00 | Lighting | 6PL | PIL LIGHTING | 6PL59G | WORK & COMM. SPACES | 6PL59G07F | SURFACE MOUNTED | 6PL59G07F964 | SL629 AB/SM
P3112479 | SL629LED SM M 54 S/A 940 WH9016 DALI MP | 507.5 | 1 | 1 | 1 | NR | 4046075105994 | 94051190 | 6PL00 | Lighting | 6PL | PIL LIGHTING | 6PL59G | WORK & COMM. SPACES | 6PL59G07F | SURFACE MOUNTED | 6PL59G07F964 | SL629 AB/SM
P3112480 | SL629LED PL M 54 S/C 940 WH9016 MP | 395.5 | 1 | 1 | 1 | NR | 4046075105987 | 94051190 | 6PL00 | Lighting | 6PL | PIL LIGHTING | 6PL59G | WORK & COMM. SPACES | 6PL59G05F | SUSPENDED | 6PL59G05F960 | SL629/630 PL
P3112481 | SL629LED PL M 54 S/C 940 WH9016 DALI MP | 451.5 | 1 | 1 | 1 | NR | 4046075105970 | 94051190 | 6PL00 | Lighting | 6PL | PIL LIGHTING | 6PL59G | WORK & COMM. SPACES | 6PL59G05F | SUSPENDED | 6PL59G05F960 | SL629/630 PL
P3112969 | KIT BARNDOOR TYK+ 10 BK81 | 69.5 | 1 | 1 | 5 | NR | 8018367712933 | 94059900 | 6PL00 | Lighting | 6PL | PIL LIGHTING | 6PL70G | FACADE | 6PL70G59F | PROJECTORS | 6PL70G59FB61 | TYK+
P3112970 | KIT BARNDOOR TYK+ 20 BK81 | 164.5 | 1 | 1 | 4 | NR | 8018367712940 | 94059900 | 6PL00 | Lighting | 6PL | PIL LIGHTING | 6PL70G | FACADE | 6PL70G59F | PROJECTORS | 6PL70G59FB61 | TYK+
P3113571 | CONTROCASSA CRICKET+ 10 RGBW | 29 | 1 | 1 | 1 | NR | 8018367715231 | 94059200 | 6PL00 | Lighting | 6PL | PIL LIGHTING | 6PL70G | FACADE | 6PL70G89F | INGROUNDS | 6PL70G89FB91 | CRICKET+
P3113654 | TYK+ 10 7 C/M RGBW AN96 DMX | 603.5 | 1 | 1 | 1 | NR | 8018367715316 | 94054210 | 6PL00 | Lighting | 6PL | PIL LIGHTING | 6PL70G | FACADE | 6PL70G59F | PROJECTORS | 6PL70G59FB61 | TYK+
P3113655 | TYK+ 10 7 C/M TW AN96 DMX | 603.5 | 1 | 1 | 1 | NR | 8018367715323 | 94054210 | 6PL00 | Lighting | 6PL | PIL LIGHTING | 6PL70G | FACADE | 6PL70G59F | PROJECTORS | 6PL70G59FB61 | TYK+
P3113837 | HEDO+ FT 34 SR/075 730 AN96 ZHU | 640 | 1 | 1 | 1 | NR | 8018367715934 | 94054239 | 6PL00 | Lighting | 6PL | PIL LIGHTING | 6PL65G | URBAN AND STREETS | 6PL65G02H | URBAN LIGHTS | 6PL65G02H997 | HEDO+
P3113874 | HEDO+ FT 15 SR/075 740 AN96 ZHU | 627.5 | 1 | 1 | 1 | NR | 8018367717051 | 94054239 | 6PL00 | Lighting | 6PL | PIL LIGHTING | 6PL65G | URBAN AND STREETS | 6PL65G02H | URBAN LIGHTS | 6PL65G02H997 | HEDO+
P3113875 | HEDO+ FT 20 SR/075 740 AN96 ZHU | 627.5 | 1 | 1 | 1 | NR | 8018367717068 | 94054239 | 6PL00 | Lighting | 6PL | PIL LIGHTING | 6PL65G | URBAN AND STREETS | 6PL65G02H | URBAN LIGHTS | 6PL65G02H997 | HEDO+
P3113876 | HEDO+ FT 27 SR/075 740 AN96 ZHU | 640 | 1 | 1 | 1 | NR | 8018367717594 | 94054239 | 6PL00 | Lighting | 6PL | PIL LIGHTING | 6PL65G | URBAN AND STREETS | 6PL65G02H | URBAN LIGHTS | 6PL65G02H997 | HEDO+
P3113877 | HEDO+ FT 40 SR/075 740 AN96 ZHU | 640 | 1 | 1 | 1 | NR | 8018367717587 | 94054239 | 6PL00 | Lighting | 6PL | PIL LIGHTING | 6PL65G | URBAN AND STREETS | 6PL65G02H | URBAN LIGHTS | 6PL65G02H997 | HEDO+
P3113879 | HEDO+ FT 20 C/EW 740 AN96 ZHU | 652 | 1 | 1 | 1 | NR | 8018367717556 | 94054239 | 6PL00 | Lighting | 6PL | PIL LIGHTING | 6PL65G | URBAN AND STREETS | 6PL65G02H | URBAN LIGHTS | 6PL65G02H997 | HEDO+
P3113880 | HEDO+ FT 27 C/EW 740 AN96 ZHU | 652 | 1 | 1 | 1 | NR | 8018367717563 | 94054239 | 6PL00 | Lighting | 6PL | PIL LIGHTING | 6PL65G | URBAN AND STREETS | 6PL65G02H | URBAN LIGHTS | 6PL65G02H997 | HEDO+
P3113881 | HEDO+ FT 34 C/EW 740 AN96 ZHU | 664.5 | 1 | 1 | 1 | NR | 8018367717549 | 94054239 | 6PL00 | Lighting | 6PL | PIL LIGHTING | 6PL65G | URBAN AND STREETS | 6PL65G02H | URBAN LIGHTS | 6PL65G02H997 | HEDO+
P3113882 | HEDO+ FT 40 C/EW 740 AN96 ZHU | 664.5 | 1 | 1 | 1 | NR | 8018367717532 | 94054239 | 6PL00 | Lighting | 6PL | PIL LIGHTING | 6PL65G | URBAN AND STREETS | 6PL65G02H | URBAN LIGHTS | 6PL65G02H997 | HEDO+
P3113969 | KHA CITY 12 20 A55/M 830 BK81 | 739 | 1 | 1 | 1 | NR | 8018367716832 | 94054239 | 6PL00 | Lighting | 6PL | PIL LIGHTING | 6PL65G | URBAN AND STREETS | 6PL65G91F | BOLLARDS AND COLUMNS | 6PL65G91FC01 | KHA TECH/CITY
P3113970 | KHA CITY COMFORT 12 20 A55/M 830 BK81 | 739 | 1 | 1 | 1 | NR | 8018367716610 | 94054239 | 6PL00 | Lighting | 6PL | PIL LIGHTING | 6PL65G | URBAN AND STREETS | 6PL65G91F | BOLLARDS AND COLUMNS | 6PL65G91FC01 | KHA TECH/CITY
P3113971 | KHA CITY 12 20 A55/M 830 AN96 | 739 | 1 | 1 | 1 | NR | 8018367716825 | 94054239 | 6PL00 | Lighting | 6PL | PIL LIGHTING | 6PL65G | URBAN AND STREETS | 6PL65G91F | BOLLARDS AND COLUMNS | 6PL65G91FC01 | KHA TECH/CITY
P3113972 | KHA CITY COMFORT 12 20 A55/M 830 AN96 | 739 | 1 | 1 | 1 | NR | 8018367716603 | 94054239 | 6PL00 | Lighting | 6PL | PIL LIGHTING | 6PL65G | URBAN AND STREETS | 6PL65G91F | BOLLARDS AND COLUMNS | 6PL65G91FC01 | KHA TECH/CITY
P3113974 | KHA CITY 12 20 A55/M 840 BK81 | 739 | 1 | 1 | 1 | NR | 8018367716856 | 94054239 | 6PL00 | Lighting | 6PL | PIL LIGHTING | 6PL65G | URBAN AND STREETS | 6PL65G91F | BOLLARDS AND COLUMNS | 6PL65G91FC01 | KHA TECH/CITY
P3113975 | KHA CITY COMFORT 12 20 A55/M 840 BK81 | 739 | 1 | 1 | 1 | NR | 8018367716641 | 94054239 | 6PL00 | Lighting | 6PL | PIL LIGHTING | 6PL65G | URBAN AND STREETS | 6PL65G91F | BOLLARDS AND COLUMNS | 6PL65G91FC01 | KHA TECH/CITY
P3113976 | KHA CITY 12 20 A55/M 840 AN96 | 739 | 1 | 1 | 1 | NR | 8018367716849 | 94054239 | 6PL00 | Lighting | 6PL | PIL LIGHTING | 6PL65G | URBAN AND STREETS | 6PL65G91F | BOLLARDS AND COLUMNS | 6PL65G91FC01 | KHA TECH/CITY
P3113977 | KHA CITY COMFORT 12 20 A55/M 840 AN96 | 739 | 1 | 1 | 1 | NR | 8018367716634 | 94054239 | 6PL00 | Lighting | 6PL | PIL LIGHTING | 6PL65G | URBAN AND STREETS | 6PL65G91F | BOLLARDS AND COLUMNS | 6PL65G91FC01 | KHA TECH/CITY
P3113979 | KHA CITY 12 23 C/EW 830 BK81 | 739 | 1 | 1 | 1 | NR | 8018367716887 | 94054239 | 6PL00 | Lighting | 6PL | PIL LIGHTING | 6PL65G | URBAN AND STREETS | 6PL65G91F | BOLLARDS AND COLUMNS | 6PL65G91FC01 | KHA TECH/CITY
P3113980 | KHA CITY COMFORT 12 23 C/EW 830 BK81 | 739 | 1 | 1 | 1 | NR | 8018367716689 | 94054239 | 6PL00 | Lighting | 6PL | PIL LIGHTING | 6PL65G | URBAN AND STREETS | 6PL65G91F | BOLLARDS AND COLUMNS | 6PL65G91FC01 | KHA TECH/CITY
P3113981 | KHA CITY 12 23 C/EW 830 AN96 | 739 | 1 | 1 | 1 | NR | 8018367716863 | 94054239 | 6PL00 | Lighting | 6PL | PIL LIGHTING | 6PL65G | URBAN AND STREETS | 6PL65G91F | BOLLARDS AND COLUMNS | 6PL65G91FC01 | KHA TECH/CITY
P3113982 | KHA CITY COMFORT 12 23 C/EW 830 AN96 | 739 | 1 | 1 | 1 | NR | 8018367716665 | 94054239 | 6PL00 | Lighting | 6PL | PIL LIGHTING | 6PL65G | URBAN AND STREETS | 6PL65G91F | BOLLARDS AND COLUMNS | 6PL65G91FC01 | KHA TECH/CITY
P3113984 | KHA CITY 12 23 C/EW 830 BK81 DALI | 853 | 1 | 1 | 1 | NR | 8018367716894 | 94054239 | 6PL00 | Lighting | 6PL | PIL LIGHTING | 6PL65G | URBAN AND STREETS | 6PL65G91F | BOLLARDS AND COLUMNS | 6PL65G91FC01 | KHA TECH/CITY
P3113985 | KHA CITY COMFORT 12 23 C/EW 830 BK81 DAL | 853 | 1 | 1 | 1 | NR | 8018367716696 | 94054239 | 6PL00 | Lighting | 6PL | PIL LIGHTING | 6PL65G | URBAN AND STREETS | 6PL65G91F | BOLLARDS AND COLUMNS | 6PL65G91FC01 | KHA TECH/CITY
P3113986 | KHA CITY 12 23 C/EW 830 AN96 DALI | 853 | 1 | 1 | 1 | NR | 8018367716870 | 94054239 | 6PL00 | Lighting | 6PL | PIL LIGHTING | 6PL65G | URBAN AND STREETS | 6PL65G91F | BOLLARDS AND COLUMNS | 6PL65G91FC01 | KHA TECH/CITY
P3113987 | KHA CITY COMFORT 12 23 C/EW 830 AN96 DAL | 853 | 1 | 1 | 1 | NR | 8018367716672 | 94054239 | 6PL00 | Lighting | 6PL | PIL LIGHTING | 6PL65G | URBAN AND STREETS | 6PL65G91F | BOLLARDS AND COLUMNS | 6PL65G91FC01 | KHA TECH/CITY
P3113989 | KHA CITY 12 23 C/EW 840 BK81 | 739 | 1 | 1 | 1 | NR | 8018367716924 | 94054239 | 6PL00 | Lighting | 6PL | PIL LIGHTING | 6PL65G | URBAN AND STREETS | 6PL65G91F | BOLLARDS AND COLUMNS | 6PL65G91FC01 | KHA TECH/CITY
P3113990 | KHA CITY COMFORT 12 23 C/EW 840 BK81 | 739 | 1 | 1 | 1 | NR | 8018367716740 | 94054239 | 6PL00 | Lighting | 6PL | PIL LIGHTING | 6PL65G | URBAN AND STREETS | 6PL65G91F | BOLLARDS AND COLUMNS | 6PL65G91FC01 | KHA TECH/CITY
P3113991 | KHA CITY 12 23 C/EW 840 AN96 | 739 | 1 | 1 | 1 | NR | 8018367716900 | 94054239 | 6PL00 | Lighting | 6PL | PIL LIGHTING | 6PL65G | URBAN AND STREETS | 6PL65G91F | BOLLARDS AND COLUMNS | 6PL65G91FC01 | KHA TECH/CITY
P3113992 | KHA CITY COMFORT 12 23 C/EW 840 AN96 | 739 | 1 | 1 | 1 | NR | 8018367716726 | 94054239 | 6PL00 | Lighting | 6PL | PIL LIGHTING | 6PL65G | URBAN AND STREETS | 6PL65G91F | BOLLARDS AND COLUMNS | 6PL65G91FC01 | KHA TECH/CITY
P3113994 | KHA CITY 12 23 C/EW 840 BK81 DALI | 853 | 1 | 1 | 1 | NR | 8018367716931 | 94054239 | 6PL00 | Lighting | 6PL | PIL LIGHTING | 6PL65G | URBAN AND STREETS | 6PL65G91F | BOLLARDS AND COLUMNS | 6PL65G91FC01 | KHA TECH/CITY
P3113995 | KHA CITY COMFORT 12 23 C/EW 840 BK81 DAL | 853 | 1 | 1 | 1 | NR | 8018367716757 | 94054239 | 6PL00 | Lighting | 6PL | PIL LIGHTING | 6PL65G | URBAN AND STREETS | 6PL65G91F | BOLLARDS AND COLUMNS | 6PL65G91FC01 | KHA TECH/CITY
P3113996 | KHA CITY 12 23 C/EW 840 AN96 DALI | 853 | 1 | 1 | 1 | NR | 8018367716917 | 94054239 | 6PL00 | Lighting | 6PL | PIL LIGHTING | 6PL65G | URBAN AND STREETS | 6PL65G91F | BOLLARDS AND COLUMNS | 6PL65G91FC01 | KHA TECH/CITY
P3113997 | KHA CITY COMFORT 12 23 C/EW 840 AN96 DAL | 853 | 1 | 1 | 1 | NR | 8018367716733 | 94054239 | 6PL00 | Lighting | 6PL | PIL LIGHTING | 6PL65G | URBAN AND STREETS | 6PL65G91F | BOLLARDS AND COLUMNS | 6PL65G91FC01 | KHA TECH/CITY
P3114024 | HEDO+ FT 34 SR/075 740 AN96 ZHU | 640 | 1 | 1 | 1 | NR | 8018367718553 | 94054239 | 6PL00 | Lighting | 6PL | PIL LIGHTING | 6PL65G | URBAN AND STREETS | 6PL65G02H | URBAN LIGHTS | 6PL65G02H997 | HEDO+
P3114365 | GUELL 3 230 A50/W 830 GR-94 DALI | 1315 | 1 | 1 | 1 | NR | 8018367717679 | 94054210 | 6PL00 | Lighting | 6PL | PIL LIGHTING | 6PL63G | SPORTS AND AREAS | 6PL63G72F | FLOODLIGHTS | 6PL63G72F981 | GUELL
P3114401 | BASE INOX HU KHA | 118 | 1 | 1 | 1 | NR | 8018367718577 | 94059900 | 6PL00 | Lighting | 6PL | PIL LIGHTING | 6PL65G | URBAN AND STREETS | 6PL65G91F | BOLLARDS AND COLUMNS | 6PL65G91FB99 | KHA
P3114402 | BASE INOX FR KHA | 178 | 1 | 1 | 2 | NR | 8018367718584 | 94059900 | 6PL00 | Lighting | 6PL | PIL LIGHTING | 6PL65G | URBAN AND STREETS | 6PL65G91F | BOLLARDS AND COLUMNS | 6PL65G91FB99 | KHA
P3114498 | WIN PRO 20 70 A55/M 730 GR94 | 338.5 | 1 | 1 | 1 | NR | 8018367719475 | 94054210 | 6PL00 | Lighting | 6PL | PIL LIGHTING | 6PL63G | SPORTS AND AREAS | 6PL63G72F | FLOODLIGHTS | 6PL63G72F977 | WIN PRO
P3114499 | WIN PRO 20 70 A55/M 740 GR94 | 338.5 | 1 | 1 | 1 | NR | 8018367719550 | 94054210 | 6PL00 | Lighting | 6PL | PIL LIGHTING | 6PL63G | SPORTS AND AREAS | 6PL63G72F | FLOODLIGHTS | 6PL63G72F977 | WIN PRO
P3114500 | WIN PRO 20 70 A55/M 730 GR94 DALI | 396.5 | 1 | 1 | 1 | NR | 8018367719536 | 94054210 | 6PL00 | Lighting | 6PL | PIL LIGHTING | 6PL63G | SPORTS AND AREAS | 6PL63G72F | FLOODLIGHTS | 6PL63G72F977 | WIN PRO
P3114501 | WIN PRO 20 70 A55/M 740 GR94 DALI | 396.5 | 1 | 1 | 1 | NR | 8018367719543 | 94054210 | 6PL00 | Lighting | 6PL | PIL LIGHTING | 6PL63G | SPORTS AND AREAS | 6PL63G72F | FLOODLIGHTS | 6PL63G72F977 | WIN PRO
P3114502 | WIN PRO 20 70 A55/M 730 GR94 RPA | 374 | 1 | 1 | 1 | NR | 8018367719567 | 94054210 | 6PL00 | Lighting | 6PL | PIL LIGHTING | 6PL63G | SPORTS AND AREAS | 6PL63G72F | FLOODLIGHTS | 6PL63G72F977 | WIN PRO
P3114503 | WIN PRO 20 70 A55/M 740 GR94 RPA | 374 | 1 | 1 | 1 | NR | 8018367719581 | 94054210 | 6PL00 | Lighting | 6PL | PIL LIGHTING | 6PL63G | SPORTS AND AREAS | 6PL63G72F | FLOODLIGHTS | 6PL63G72F977 | WIN PRO
P3114504 | WIN PRO 20 70 A35/W 730 GR94 | 338.5 | 1 | 1 | 1 | NR | 8018367719574 | 94054210 | 6PL00 | Lighting | 6PL | PIL LIGHTING | 6PL63G | SPORTS AND AREAS | 6PL63G72F | FLOODLIGHTS | 6PL63G72F977 | WIN PRO
P3114505 | WIN PRO 20 70 A35/W 740 GR94 | 338.5 | 1 | 1 | 1 | NR | 8018367719598 | 94054210 | 6PL00 | Lighting | 6PL | PIL LIGHTING | 6PL63G | SPORTS AND AREAS | 6PL63G72F | FLOODLIGHTS | 6PL63G72F977 | WIN PRO
P3114506 | WIN PRO 20 70 A35/W 730 GR94 DALI | 396.5 | 1 | 1 | 1 | NR | 8018367719604 | 94054210 | 6PL00 | Lighting | 6PL | PIL LIGHTING | 6PL63G | SPORTS AND AREAS | 6PL63G72F | FLOODLIGHTS | 6PL63G72F977 | WIN PRO
P3114507 | WIN PRO 20 70 A35/W 740 GR94 DALI | 396.5 | 1 | 1 | 1 | NR | 8018367719611 | 94054210 | 6PL00 | Lighting | 6PL | PIL LIGHTING | 6PL63G | SPORTS AND AREAS | 6PL63G72F | FLOODLIGHTS | 6PL63G72F977 | WIN PRO
P3114508 | WIN PRO 20 70 A35/W 730 GR94 RPA | 374 | 1 | 1 | 1 | NR | 8018367719628 | 94054210 | 6PL00 | Lighting | 6PL | PIL LIGHTING | 6PL63G | SPORTS AND AREAS | 6PL63G72F | FLOODLIGHTS | 6PL63G72F977 | WIN PRO
P3114509 | WIN PRO 20 70 A35/W 740 GR94 RPA | 374 | 1 | 1 | 1 | NR | 8018367719635 | 94054210 | 6PL00 | Lighting | 6PL | PIL LIGHTING | 6PL63G | SPORTS AND AREAS | 6PL63G72F | FLOODLIGHTS | 6PL63G72F977 | WIN PRO
P3114510 | WIN PRO 20 70 S/EW 730 GR94 | 338.5 | 1 | 1 | 1 | NR | 8018367719642 | 94054210 | 6PL00 | Lighting | 6PL | PIL LIGHTING | 6PL63G | SPORTS AND AREAS | 6PL63G72F | FLOODLIGHTS | 6PL63G72F977 | WIN PRO
P3114511 | WIN PRO 20 70 S/EW 740 GR94 | 338.5 | 1 | 1 | 1 | NR | 8018367719659 | 94054210 | 6PL00 | Lighting | 6PL | PIL LIGHTING | 6PL63G | SPORTS AND AREAS | 6PL63G72F | FLOODLIGHTS | 6PL63G72F977 | WIN PRO
P3114512 | WIN PRO 20 70 S/EW 730 GR94 DALI | 396.5 | 1 | 1 | 1 | NR | 8018367719666 | 94054210 | 6PL00 | Lighting | 6PL | PIL LIGHTING | 6PL63G | SPORTS AND AREAS | 6PL63G72F | FLOODLIGHTS | 6PL63G72F977 | WIN PRO
P3114513 | WIN PRO 20 70 S/EW 740 GR94 DALI | 396.5 | 1 | 1 | 1 | NR | 8018367719673 | 94054210 | 6PL00 | Lighting | 6PL | PIL LIGHTING | 6PL63G | SPORTS AND AREAS | 6PL63G72F | FLOODLIGHTS | 6PL63G72F977 | WIN PRO
P3114514 | WIN PRO 20 70 S/EW 730 GR94 RPA | 374 | 1 | 1 | 1 | NR | 8018367719680 | 94054210 | 6PL00 | Lighting | 6PL | PIL LIGHTING | 6PL63G | SPORTS AND AREAS | 6PL63G72F | FLOODLIGHTS | 6PL63G72F977 | WIN PRO
P3114515 | WIN PRO 20 70 S/EW 740 GR94 RPA | 374 | 1 | 1 | 1 | NR | 8018367719697 | 94054210 | 6PL00 | Lighting | 6PL | PIL LIGHTING | 6PL63G | SPORTS AND AREAS | 6PL63G72F | FLOODLIGHTS | 6PL63G72F977 | WIN PRO
P3114516 | WIN PRO 30 130 A55/M 730 GR94 | 567.5 | 1 | 1 | 1 | NR | 8018367719482 | 94054210 | 6PL00 | Lighting | 6PL | PIL LIGHTING | 6PL63G | SPORTS AND AREAS | 6PL63G72F | FLOODLIGHTS | 6PL63G72F977 | WIN PRO
P3114517 | WIN PRO 30 130 A55/M 740 GR94 | 567.5 | 1 | 1 | 1 | NR | 8018367719703 | 94054210 | 6PL00 | Lighting | 6PL | PIL LIGHTING | 6PL63G | SPORTS AND AREAS | 6PL63G72F | FLOODLIGHTS | 6PL63G72F977 | WIN PRO
P3114518 | WIN PRO 30 130 A55/M 757 GR94 | 567.5 | 1 | 1 | 1 | NR | 8018367719710 | 94054210 | 6PL00 | Lighting | 6PL | PIL LIGHTING | 6PL63G | SPORTS AND AREAS | 6PL63G72F | FLOODLIGHTS | 6PL63G72F977 | WIN PRO
P3114519 | WIN PRO 30 130 A55/M 730 GR94 DALI | 681 | 1 | 1 | 1 | NR | 8018367719727 | 94054210 | 6PL00 | Lighting | 6PL | PIL LIGHTING | 6PL63G | SPORTS AND AREAS | 6PL63G72F | FLOODLIGHTS | 6PL63G72F977 | WIN PRO
P3114520 | WIN PRO 30 130 A55/M 740 GR94 DALI | 681 | 1 | 1 | 1 | NR | 8018367719734 | 94054210 | 6PL00 | Lighting | 6PL | PIL LIGHTING | 6PL63G | SPORTS AND AREAS | 6PL63G72F | FLOODLIGHTS | 6PL63G72F977 | WIN PRO
P3114521 | WIN PRO 30 130 A55/M 757 GR94 DALI | 681 | 1 | 1 | 1 | NR | 8018367719741 | 94054210 | 6PL00 | Lighting | 6PL | PIL LIGHTING | 6PL63G | SPORTS AND AREAS | 6PL63G72F | FLOODLIGHTS | 6PL63G72F977 | WIN PRO
P3114522 | WIN PRO 30 130 A55/M 730 GR94 RPA | 658.5 | 1 | 1 | 1 | NR | 8018367719758 | 94054210 | 6PL00 | Lighting | 6PL | PIL LIGHTING | 6PL63G | SPORTS AND AREAS | 6PL63G72F | FLOODLIGHTS | 6PL63G72F977 | WIN PRO
P3114523 | WIN PRO 30 130 A55/M 740 GR94 RPA | 658.5 | 1 | 1 | 1 | NR | 8018367719765 | 94054210 | 6PL00 | Lighting | 6PL | PIL LIGHTING | 6PL63G | SPORTS AND AREAS | 6PL63G72F | FLOODLIGHTS | 6PL63G72F977 | WIN PRO
P3114524 | WIN PRO 30 130 A55/M 757 GR94 RPA | 658.5 | 1 | 1 | 1 | NR | 8018367719772 | 94054210 | 6PL00 | Lighting | 6PL | PIL LIGHTING | 6PL63G | SPORTS AND AREAS | 6PL63G72F | FLOODLIGHTS | 6PL63G72F977 | WIN PRO
P3114525 | WIN PRO 30 130 A55/M 730 GR94 ZHU | 795 | 1 | 1 | 1 | NR | 8018367719789 | 94054210 | 6PL00 | Lighting | 6PL | PIL LIGHTING | 6PL63G | SPORTS AND AREAS | 6PL63G72F | FLOODLIGHTS | 6PL63G72F977 | WIN PRO
P3114526 | WIN PRO 30 130 A55/M 740 GR94 ZHU | 795 | 1 | 1 | 1 | NR | 8018367719796 | 94054210 | 6PL00 | Lighting | 6PL | PIL LIGHTING | 6PL63G | SPORTS AND AREAS | 6PL63G72F | FLOODLIGHTS | 6PL63G72F977 | WIN PRO
P3114527 | WIN PRO 30 130 A55/M 757 GR94 ZHU | 795 | 1 | 1 | 1 | NR | 8018367719802 | 94054210 | 6PL00 | Lighting | 6PL | PIL LIGHTING | 6PL63G | SPORTS AND AREAS | 6PL63G72F | FLOODLIGHTS | 6PL63G72F977 | WIN PRO
P3114528 | WIN PRO 30 130 A35/W 730 GR94 | 567.5 | 1 | 1 | 1 | NR | 8018367719864 | 94054210 | 6PL00 | Lighting | 6PL | PIL LIGHTING | 6PL63G | SPORTS AND AREAS | 6PL63G72F | FLOODLIGHTS | 6PL63G72F977 | WIN PRO
P3114529 | WIN PRO 30 130 A35/W 740 GR94 | 567.5 | 1 | 1 | 1 | NR | 8018367719871 | 94054210 | 6PL00 | Lighting | 6PL | PIL LIGHTING | 6PL63G | SPORTS AND AREAS | 6PL63G72F | FLOODLIGHTS | 6PL63G72F977 | WIN PRO
P3114530 | WIN PRO 30 130 A35/W 757 GR94 | 567.5 | 1 | 1 | 1 | NR | 8018367719888 | 94054210 | 6PL00 | Lighting | 6PL | PIL LIGHTING | 6PL63G | SPORTS AND AREAS | 6PL63G72F | FLOODLIGHTS | 6PL63G72F977 | WIN PRO
P3114531 | WIN PRO 30 130 A35/W 730 GR94 DALI | 681 | 1 | 1 | 1 | NR | 8018367719895 | 94054210 | 6PL00 | Lighting | 6PL | PIL LIGHTING | 6PL63G | SPORTS AND AREAS | 6PL63G72F | FLOODLIGHTS | 6PL63G72F977 | WIN PRO
P3114532 | WIN PRO 30 130 A35/W 740 GR94 DALI | 681 | 1 | 1 | 1 | NR | 8018367719901 | 94054210 | 6PL00 | Lighting | 6PL | PIL LIGHTING | 6PL63G | SPORTS AND AREAS | 6PL63G72F | FLOODLIGHTS | 6PL63G72F977 | WIN PRO
P3114533 | WIN PRO 30 130 A35/W 757 GR94 DALI | 681 | 1 | 1 | 1 | NR | 8018367719918 | 94054210 | 6PL00 | Lighting | 6PL | PIL LIGHTING | 6PL63G | SPORTS AND AREAS | 6PL63G72F | FLOODLIGHTS | 6PL63G72F977 | WIN PRO
P3114534 | WIN PRO 30 130 A35/W 730 GR94 RPA | 658.5 | 1 | 1 | 1 | NR | 8018367719925 | 94054210 | 6PL00 | Lighting | 6PL | PIL LIGHTING | 6PL63G | SPORTS AND AREAS | 6PL63G72F | FLOODLIGHTS | 6PL63G72F977 | WIN PRO
P3114535 | WIN PRO 30 130 A35/W 740 GR94 RPA | 658.5 | 1 | 1 | 1 | NR | 8018367719932 | 94054210 | 6PL00 | Lighting | 6PL | PIL LIGHTING | 6PL63G | SPORTS AND AREAS | 6PL63G72F | FLOODLIGHTS | 6PL63G72F977 | WIN PRO
P3114536 | WIN PRO 30 130 A35/W 757 GR94 RPA | 658.5 | 1 | 1 | 1 | NR | 8018367719949 | 94054210 | 6PL00 | Lighting | 6PL | PIL LIGHTING | 6PL63G | SPORTS AND AREAS | 6PL63G72F | FLOODLIGHTS | 6PL63G72F977 | WIN PRO
P3114537 | WIN PRO 30 130 A35/W 730 GR94 ZHU | 795 | 1 | 1 | 1 | NR | 8018367719956 | 94054210 | 6PL00 | Lighting | 6PL | PIL LIGHTING | 6PL63G | SPORTS AND AREAS | 6PL63G72F | FLOODLIGHTS | 6PL63G72F977 | WIN PRO
P3114538 | WIN PRO 30 130 A35/W 740 GR94 ZHU | 795 | 1 | 1 | 1 | NR | 8018367719963 | 94054210 | 6PL00 | Lighting | 6PL | PIL LIGHTING | 6PL63G | SPORTS AND AREAS | 6PL63G72F | FLOODLIGHTS | 6PL63G72F977 | WIN PRO
P3114539 | WIN PRO 30 130 A35/W 757 GR94 ZHU | 795 | 1 | 1 | 1 | NR | 8018367719970 | 94054210 | 6PL00 | Lighting | 6PL | PIL LIGHTING | 6PL63G | SPORTS AND AREAS | 6PL63G72F | FLOODLIGHTS | 6PL63G72F977 | WIN PRO
P3114540 | WIN PRO 30 130 S/EW 730 GR94 | 567.5 | 1 | 1 | 1 | NR | 8018367719987 | 94054210 | 6PL00 | Lighting | 6PL | PIL LIGHTING | 6PL63G | SPORTS AND AREAS | 6PL63G72F | FLOODLIGHTS | 6PL63G72F977 | WIN PRO
P3114541 | WIN PRO 30 130 S/EW 740 GR94 | 567.5 | 1 | 1 | 1 | NR | 8018367719994 | 94054210 | 6PL00 | Lighting | 6PL | PIL LIGHTING | 6PL63G | SPORTS AND AREAS | 6PL63G72F | FLOODLIGHTS | 6PL63G72F977 | WIN PRO
P3114542 | WIN PRO 30 130 S/EW 757 GR94 | 567.5 | 1 | 1 | 1 | NR | 8018367720006 | 94054210 | 6PL00 | Lighting | 6PL | PIL LIGHTING | 6PL63G | SPORTS AND AREAS | 6PL63G72F | FLOODLIGHTS | 6PL63G72F977 | WIN PRO
P3114543 | WIN PRO 30 130 S/EW 730 GR94 DALI | 681 | 1 | 1 | 1 | NR | 8018367719819 | 94054210 | 6PL00 | Lighting | 6PL | PIL LIGHTING | 6PL63G | SPORTS AND AREAS | 6PL63G72F | FLOODLIGHTS | 6PL63G72F977 | WIN PRO
P3114544 | WIN PRO 30 130 S/EW 740 GR94 DALI | 681 | 1 | 1 | 1 | NR | 8018367719826 | 94054210 | 6PL00 | Lighting | 6PL | PIL LIGHTING | 6PL63G | SPORTS AND AREAS | 6PL63G72F | FLOODLIGHTS | 6PL63G72F977 | WIN PRO
P3114545 | WIN PRO 30 130 S/EW 757 GR94 DALI | 681 | 1 | 1 | 1 | NR | 8018367719833 | 94054210 | 6PL00 | Lighting | 6PL | PIL LIGHTING | 6PL63G | SPORTS AND AREAS | 6PL63G72F | FLOODLIGHTS | 6PL63G72F977 | WIN PRO
P3114546 | WIN PRO 30 130 S/EW 730 GR94 RPA | 658.5 | 1 | 1 | 1 | NR | 8018367719840 | 94054210 | 6PL00 | Lighting | 6PL | PIL LIGHTING | 6PL63G | SPORTS AND AREAS | 6PL63G72F | FLOODLIGHTS | 6PL63G72F977 | WIN PRO
P3114547 | WIN PRO 30 130 S/EW 740 GR94 RPA | 658.5 | 1 | 1 | 1 | NR | 8018367719857 | 94054210 | 6PL00 | Lighting | 6PL | PIL LIGHTING | 6PL63G | SPORTS AND AREAS | 6PL63G72F | FLOODLIGHTS | 6PL63G72F977 | WIN PRO
P3114548 | WIN PRO 30 130 S/EW 757 GR94 RPA | 658.5 | 1 | 1 | 1 | NR | 8018367718645 | 94054210 | 6PL00 | Lighting | 6PL | PIL LIGHTING | 6PL63G | SPORTS AND AREAS | 6PL63G72F | FLOODLIGHTS | 6PL63G72F977 | WIN PRO
P3114549 | WIN PRO 30 130 S/EW 730 GR94 ZHU | 795 | 1 | 1 | 1 | NR | 8018367718669 | 94054210 | 6PL00 | Lighting | 6PL | PIL LIGHTING | 6PL63G | SPORTS AND AREAS | 6PL63G72F | FLOODLIGHTS | 6PL63G72F977 | WIN PRO
P3114550 | WIN PRO 30 130 S/EW 740 GR94 ZHU | 795 | 1 | 1 | 1 | NR | 8018367718676 | 94054210 | 6PL00 | Lighting | 6PL | PIL LIGHTING | 6PL63G | SPORTS AND AREAS | 6PL63G72F | FLOODLIGHTS | 6PL63G72F977 | WIN PRO
P3114551 | WIN PRO 30 130 S/EW 757 GR94 ZHU | 795 | 1 | 1 | 1 | NR | 8018367718683 | 94054210 | 6PL00 | Lighting | 6PL | PIL LIGHTING | 6PL63G | SPORTS AND AREAS | 6PL63G72F | FLOODLIGHTS | 6PL63G72F977 | WIN PRO
P3114552 | WIN PRO 30 190 A55/M 730 GR94 | 739 | 1 | 1 | 1 | NR | 8018367718690 | 94054210 | 6PL00 | Lighting | 6PL | PIL LIGHTING | 6PL63G | SPORTS AND AREAS | 6PL63G72F | FLOODLIGHTS | 6PL63G72F977 | WIN PRO
P3114553 | WIN PRO 30 190 A55/M 740 GR94 | 739 | 1 | 1 | 1 | NR | 8018367718706 | 94054210 | 6PL00 | Lighting | 6PL | PIL LIGHTING | 6PL63G | SPORTS AND AREAS | 6PL63G72F | FLOODLIGHTS | 6PL63G72F977 | WIN PRO
P3114554 | WIN PRO 30 190 A55/M 757 GR94 | 739 | 1 | 1 | 1 | NR | 8018367718713 | 94054210 | 6PL00 | Lighting | 6PL | PIL LIGHTING | 6PL63G | SPORTS AND AREAS | 6PL63G72F | FLOODLIGHTS | 6PL63G72F977 | WIN PRO
P3114555 | WIN PRO 30 190 A55/M 730 GR94 DALI | 853 | 1 | 1 | 1 | NR | 8018367718720 | 94054210 | 6PL00 | Lighting | 6PL | PIL LIGHTING | 6PL63G | SPORTS AND AREAS | 6PL63G72F | FLOODLIGHTS | 6PL63G72F977 | WIN PRO
P3114556 | WIN PRO 30 190 A55/M 740 GR94 DALI | 853 | 1 | 1 | 1 | NR | 8018367718737 | 94054210 | 6PL00 | Lighting | 6PL | PIL LIGHTING | 6PL63G | SPORTS AND AREAS | 6PL63G72F | FLOODLIGHTS | 6PL63G72F977 | WIN PRO
P3114557 | WIN PRO 30 190 A55/M 757 GR94 DALI | 853 | 1 | 1 | 1 | NR | 8018367718744 | 94054210 | 6PL00 | Lighting | 6PL | PIL LIGHTING | 6PL63G | SPORTS AND AREAS | 6PL63G72F | FLOODLIGHTS | 6PL63G72F977 | WIN PRO
P3114558 | WIN PRO 30 190 A55/M 730 GR94 RPA | 830.5 | 1 | 1 | 1 | NR | 8018367718768 | 94054210 | 6PL00 | Lighting | 6PL | PIL LIGHTING | 6PL63G | SPORTS AND AREAS | 6PL63G72F | FLOODLIGHTS | 6PL63G72F977 | WIN PRO
P3114559 | WIN PRO 30 190 A55/M 740 GR94 RPA | 830.5 | 1 | 1 | 1 | NR | 8018367718751 | 94054210 | 6PL00 | Lighting | 6PL | PIL LIGHTING | 6PL63G | SPORTS AND AREAS | 6PL63G72F | FLOODLIGHTS | 6PL63G72F977 | WIN PRO
P3114560 | WIN PRO 30 190 A55/M 757 GR94 RPA | 830.5 | 1 | 1 | 1 | NR | 8018367718775 | 94054210 | 6PL00 | Lighting | 6PL | PIL LIGHTING | 6PL63G | SPORTS AND AREAS | 6PL63G72F | FLOODLIGHTS | 6PL63G72F977 | WIN PRO
P3114561 | WIN PRO 30 190 A55/M 730 GR94 ZHU | 967 | 1 | 1 | 1 | NR | 8018367718782 | 94054210 | 6PL00 | Lighting | 6PL | PIL LIGHTING | 6PL63G | SPORTS AND AREAS | 6PL63G72F | FLOODLIGHTS | 6PL63G72F977 | WIN PRO
P3114562 | WIN PRO 30 190 A55/M 740 GR94 ZHU | 967 | 1 | 1 | 1 | NR | 8018367718799 | 94054210 | 6PL00 | Lighting | 6PL | PIL LIGHTING | 6PL63G | SPORTS AND AREAS | 6PL63G72F | FLOODLIGHTS | 6PL63G72F977 | WIN PRO
P3114563 | WIN PRO 30 190 A55/M 757 GR94 ZHU | 967 | 1 | 1 | 1 | NR | 8018367718805 | 94054210 | 6PL00 | Lighting | 6PL | PIL LIGHTING | 6PL63G | SPORTS AND AREAS | 6PL63G72F | FLOODLIGHTS | 6PL63G72F977 | WIN PRO
P3114564 | WIN PRO 30 190 A35/W 730 GR94 | 739 | 1 | 1 | 1 | NR | 8018367718812 | 94054210 | 6PL00 | Lighting | 6PL | PIL LIGHTING | 6PL63G | SPORTS AND AREAS | 6PL63G72F | FLOODLIGHTS | 6PL63G72F977 | WIN PRO
P3114565 | WIN PRO 30 190 A35/W 740 GR94 | 739 | 1 | 1 | 1 | NR | 8018367718829 | 94054210 | 6PL00 | Lighting | 6PL | PIL LIGHTING | 6PL63G | SPORTS AND AREAS | 6PL63G72F | FLOODLIGHTS | 6PL63G72F977 | WIN PRO
P3114566 | WIN PRO 30 190 A35/W 757 GR94 | 739 | 1 | 1 | 1 | NR | 8018367718836 | 94054210 | 6PL00 | Lighting | 6PL | PIL LIGHTING | 6PL63G | SPORTS AND AREAS | 6PL63G72F | FLOODLIGHTS | 6PL63G72F977 | WIN PRO
P3114567 | WIN PRO 30 190 A35/W 730 GR94 DALI | 853 | 1 | 1 | 1 | NR | 8018367718843 | 94054210 | 6PL00 | Lighting | 6PL | PIL LIGHTING | 6PL63G | SPORTS AND AREAS | 6PL63G72F | FLOODLIGHTS | 6PL63G72F977 | WIN PRO
P3114568 | WIN PRO 30 190 A35/W 740 GR94 DALI | 853 | 1 | 1 | 1 | NR | 8018367718850 | 94054210 | 6PL00 | Lighting | 6PL | PIL LIGHTING | 6PL63G | SPORTS AND AREAS | 6PL63G72F | FLOODLIGHTS | 6PL63G72F977 | WIN PRO
P3114569 | WIN PRO 30 190 A35/W 757 GR94 DALI | 853 | 1 | 1 | 1 | NR | 8018367718867 | 94054210 | 6PL00 | Lighting | 6PL | PIL LIGHTING | 6PL63G | SPORTS AND AREAS | 6PL63G72F | FLOODLIGHTS | 6PL63G72F977 | WIN PRO
P3114570 | WIN PRO 30 190 A35/W 730 GR94 RPA | 830.5 | 1 | 1 | 1 | NR | 8018367718874 | 94054210 | 6PL00 | Lighting | 6PL | PIL LIGHTING | 6PL63G | SPORTS AND AREAS | 6PL63G72F | FLOODLIGHTS | 6PL63G72F977 | WIN PRO
P3114571 | WIN PRO 30 190 A35/W 740 GR94 RPA | 830.5 | 1 | 1 | 1 | NR | 8018367718881 | 94054210 | 6PL00 | Lighting | 6PL | PIL LIGHTING | 6PL63G | SPORTS AND AREAS | 6PL63G72F | FLOODLIGHTS | 6PL63G72F977 | WIN PRO
P3114572 | WIN PRO 30 190 A35/W 757 GR94 RPA | 830.5 | 1 | 1 | 1 | NR | 8018367718898 | 94054210 | 6PL00 | Lighting | 6PL | PIL LIGHTING | 6PL63G | SPORTS AND AREAS | 6PL63G72F | FLOODLIGHTS | 6PL63G72F977 | WIN PRO
P3114573 | WIN PRO 30 190 A35/W 730 GR94 ZHU | 967 | 1 | 1 | 1 | NR | 8018367718904 | 94054210 | 6PL00 | Lighting | 6PL | PIL LIGHTING | 6PL63G | SPORTS AND AREAS | 6PL63G72F | FLOODLIGHTS | 6PL63G72F977 | WIN PRO
P3114574 | WIN PRO 30 190 A35/W 740 GR94 ZHU | 967 | 1 | 1 | 1 | NR | 8018367718911 | 94054210 | 6PL00 | Lighting | 6PL | PIL LIGHTING | 6PL63G | SPORTS AND AREAS | 6PL63G72F | FLOODLIGHTS | 6PL63G72F977 | WIN PRO
P3114575 | WIN PRO 30 190 A35/W 757 GR94 ZHU | 967 | 1 | 1 | 1 | NR | 8018367718928 | 94054210 | 6PL00 | Lighting | 6PL | PIL LIGHTING | 6PL63G | SPORTS AND AREAS | 6PL63G72F | FLOODLIGHTS | 6PL63G72F977 | WIN PRO
P3114576 | WIN PRO 30 190 S/EW 730 GR94 | 739 | 1 | 1 | 1 | NR | 8018367718935 | 94054210 | 6PL00 | Lighting | 6PL | PIL LIGHTING | 6PL63G | SPORTS AND AREAS | 6PL63G72F | FLOODLIGHTS | 6PL63G72F977 | WIN PRO
P3114577 | WIN PRO 30 190 S/EW 740 GR94 | 739 | 1 | 1 | 1 | NR | 8018367718942 | 94054210 | 6PL00 | Lighting | 6PL | PIL LIGHTING | 6PL63G | SPORTS AND AREAS | 6PL63G72F | FLOODLIGHTS | 6PL63G72F977 | WIN PRO
P3114578 | WIN PRO 30 190 S/EW 757 GR94 | 739 | 1 | 1 | 1 | NR | 8018367718966 | 94054210 | 6PL00 | Lighting | 6PL | PIL LIGHTING | 6PL63G | SPORTS AND AREAS | 6PL63G72F | FLOODLIGHTS | 6PL63G72F977 | WIN PRO
P3114579 | WIN PRO 30 190 S/EW 730 GR94 DALI | 853 | 1 | 1 | 1 | NR | 8018367718959 | 94054210 | 6PL00 | Lighting | 6PL | PIL LIGHTING | 6PL63G | SPORTS AND AREAS | 6PL63G72F | FLOODLIGHTS | 6PL63G72F977 | WIN PRO
P3114580 | WIN PRO 30 190 S/EW 740 GR94 DALI | 853 | 1 | 1 | 1 | NR | 8018367718973 | 94054210 | 6PL00 | Lighting | 6PL | PIL LIGHTING | 6PL63G | SPORTS AND AREAS | 6PL63G72F | FLOODLIGHTS | 6PL63G72F977 | WIN PRO
P3114581 | WIN PRO 30 190 S/EW 757 GR94 DALI | 853 | 1 | 1 | 1 | NR | 8018367718980 | 94054210 | 6PL00 | Lighting | 6PL | PIL LIGHTING | 6PL63G | SPORTS AND AREAS | 6PL63G72F | FLOODLIGHTS | 6PL63G72F977 | WIN PRO
P3114582 | WIN PRO 30 190 S/EW 730 GR94 RPA | 830.5 | 1 | 1 | 1 | NR | 8018367719000 | 94054210 | 6PL00 | Lighting | 6PL | PIL LIGHTING | 6PL63G | SPORTS AND AREAS | 6PL63G72F | FLOODLIGHTS | 6PL63G72F977 | WIN PRO
P3114583 | WIN PRO 30 190 S/EW 740 GR94 RPA | 830.5 | 1 | 1 | 1 | NR | 8018367718997 | 94054210 | 6PL00 | Lighting | 6PL | PIL LIGHTING | 6PL63G | SPORTS AND AREAS | 6PL63G72F | FLOODLIGHTS | 6PL63G72F977 | WIN PRO
P3114584 | WIN PRO 30 190 S/EW 757 GR94 RPA | 830.5 | 1 | 1 | 1 | NR | 8018367719017 | 94054210 | 6PL00 | Lighting | 6PL | PIL LIGHTING | 6PL63G | SPORTS AND AREAS | 6PL63G72F | FLOODLIGHTS | 6PL63G72F977 | WIN PRO
P3114585 | WIN PRO 30 190 S/EW 730 GR94 ZHU | 967 | 1 | 1 | 1 | NR | 8018367719024 | 94054210 | 6PL00 | Lighting | 6PL | PIL LIGHTING | 6PL63G | SPORTS AND AREAS | 6PL63G72F | FLOODLIGHTS | 6PL63G72F977 | WIN PRO
P3114586 | WIN PRO 30 190 S/EW 740 GR94 ZHU | 967 | 1 | 1 | 1 | NR | 8018367719031 | 94054210 | 6PL00 | Lighting | 6PL | PIL LIGHTING | 6PL63G | SPORTS AND AREAS | 6PL63G72F | FLOODLIGHTS | 6PL63G72F977 | WIN PRO
P3114587 | WIN PRO 30 190 S/EW 757 GR94 ZHU | 967 | 1 | 1 | 1 | NR | 8018367719048 | 94054210 | 6PL00 | Lighting | 6PL | PIL LIGHTING | 6PL63G | SPORTS AND AREAS | 6PL63G72F | FLOODLIGHTS | 6PL63G72F977 | WIN PRO
P3114588 | WIN PRO 30 250 A55/M 730 GR94 | 795 | 1 | 1 | 1 | NR | 8018367719055 | 94054210 | 6PL00 | Lighting | 6PL | PIL LIGHTING | 6PL63G | SPORTS AND AREAS | 6PL63G72F | FLOODLIGHTS | 6PL63G72F977 | WIN PRO
P3114589 | WIN PRO 30 250 A55/M 740 GR94 | 795 | 1 | 1 | 1 | NR | 8018367719062 | 94054210 | 6PL00 | Lighting | 6PL | PIL LIGHTING | 6PL63G | SPORTS AND AREAS | 6PL63G72F | FLOODLIGHTS | 6PL63G72F977 | WIN PRO
P3114590 | WIN PRO 30 250 A55/M 757 GR94 | 795 | 1 | 1 | 1 | NR | 8018367719079 | 94054210 | 6PL00 | Lighting | 6PL | PIL LIGHTING | 6PL63G | SPORTS AND AREAS | 6PL63G72F | FLOODLIGHTS | 6PL63G72F977 | WIN PRO
P3114591 | WIN PRO 30 250 A55/M 730 GR94 DALI | 909 | 1 | 1 | 1 | NR | 8018367719086 | 94054210 | 6PL00 | Lighting | 6PL | PIL LIGHTING | 6PL63G | SPORTS AND AREAS | 6PL63G72F | FLOODLIGHTS | 6PL63G72F977 | WIN PRO
P3114592 | WIN PRO 30 250 A55/M 740 GR94 DALI | 909 | 1 | 1 | 1 | NR | 8018367719093 | 94054210 | 6PL00 | Lighting | 6PL | PIL LIGHTING | 6PL63G | SPORTS AND AREAS | 6PL63G72F | FLOODLIGHTS | 6PL63G72F977 | WIN PRO
P3114593 | WIN PRO 30 250 A55/M 757 GR94 DALI | 909 | 1 | 1 | 1 | NR | 8018367719123 | 94054210 | 6PL00 | Lighting | 6PL | PIL LIGHTING | 6PL63G | SPORTS AND AREAS | 6PL63G72F | FLOODLIGHTS | 6PL63G72F977 | WIN PRO
P3114594 | WIN PRO 30 250 A55/M 730 GR94 RPA | 909 | 1 | 1 | 1 | NR | 8018367719147 | 94054210 | 6PL00 | Lighting | 6PL | PIL LIGHTING | 6PL63G | SPORTS AND AREAS | 6PL63G72F | FLOODLIGHTS | 6PL63G72F977 | WIN PRO
P3114595 | WIN PRO 30 250 A55/M 740 GR94 RPA | 909 | 1 | 1 | 1 | NR | 8018367719208 | 94054210 | 6PL00 | Lighting | 6PL | PIL LIGHTING | 6PL63G | SPORTS AND AREAS | 6PL63G72F | FLOODLIGHTS | 6PL63G72F977 | WIN PRO
P3114596 | WIN PRO 30 250 A55/M 757 GR94 RPA | 909 | 1 | 1 | 1 | NR | 8018367719215 | 94054210 | 6PL00 | Lighting | 6PL | PIL LIGHTING | 6PL63G | SPORTS AND AREAS | 6PL63G72F | FLOODLIGHTS | 6PL63G72F977 | WIN PRO
P3114597 | WIN PRO 30 250 A55/M 730 GR94 ZHU | 1139 | 1 | 1 | 1 | NR | 8018367719222 | 94054210 | 6PL00 | Lighting | 6PL | PIL LIGHTING | 6PL63G | SPORTS AND AREAS | 6PL63G72F | FLOODLIGHTS | 6PL63G72F977 | WIN PRO
P3114598 | WIN PRO 30 250 A55/M 740 GR94 ZHU | 1139 | 1 | 1 | 1 | NR | 8018367719307 | 94054210 | 6PL00 | Lighting | 6PL | PIL LIGHTING | 6PL63G | SPORTS AND AREAS | 6PL63G72F | FLOODLIGHTS | 6PL63G72F977 | WIN PRO
P3114599 | WIN PRO 30 250 A55/M 757 GR94 ZHU | 1139 | 1 | 1 | 1 | NR | 8018367719338 | 94054210 | 6PL00 | Lighting | 6PL | PIL LIGHTING | 6PL63G | SPORTS AND AREAS | 6PL63G72F | FLOODLIGHTS | 6PL63G72F977 | WIN PRO
P3114600 | WIN PRO 30 250 A35/W 730 GR94 | 795 | 1 | 1 | 1 | NR | 8018367719109 | 94054210 | 6PL00 | Lighting | 6PL | PIL LIGHTING | 6PL63G | SPORTS AND AREAS | 6PL63G72F | FLOODLIGHTS | 6PL63G72F977 | WIN PRO
P3114601 | WIN PRO 30 250 A35/W 740 GR94 | 795 | 1 | 1 | 1 | NR | 8018367719376 | 94054210 | 6PL00 | Lighting | 6PL | PIL LIGHTING | 6PL63G | SPORTS AND AREAS | 6PL63G72F | FLOODLIGHTS | 6PL63G72F977 | WIN PRO
P3114602 | WIN PRO 30 250 A35/W 757 GR94 | 795 | 1 | 1 | 1 | NR | 8018367719345 | 94054210 | 6PL00 | Lighting | 6PL | PIL LIGHTING | 6PL63G | SPORTS AND AREAS | 6PL63G72F | FLOODLIGHTS | 6PL63G72F977 | WIN PRO
P3114603 | WIN PRO 30 250 A35/W 730 GR94 DALI | 909 | 1 | 1 | 1 | NR | 8018367719352 | 94054210 | 6PL00 | Lighting | 6PL | PIL LIGHTING | 6PL63G | SPORTS AND AREAS | 6PL63G72F | FLOODLIGHTS | 6PL63G72F977 | WIN PRO
P3114604 | WIN PRO 30 250 A35/W 740 GR94 DALI | 909 | 1 | 1 | 1 | NR | 8018367719420 | 94054210 | 6PL00 | Lighting | 6PL | PIL LIGHTING | 6PL63G | SPORTS AND AREAS | 6PL63G72F | FLOODLIGHTS | 6PL63G72F977 | WIN PRO
P3114605 | WIN PRO 30 250 A35/W 757 GR94 DALI | 909 | 1 | 1 | 1 | NR | 8018367719314 | 94054210 | 6PL00 | Lighting | 6PL | PIL LIGHTING | 6PL63G | SPORTS AND AREAS | 6PL63G72F | FLOODLIGHTS | 6PL63G72F977 | WIN PRO
P3114606 | WIN PRO 30 250 A35/W 730 GR94 RPA | 909 | 1 | 1 | 1 | NR | 8018367719321 | 94054210 | 6PL00 | Lighting | 6PL | PIL LIGHTING | 6PL63G | SPORTS AND AREAS | 6PL63G72F | FLOODLIGHTS | 6PL63G72F977 | WIN PRO
P3114607 | WIN PRO 30 250 A35/W 740 GR94 RPA | 909 | 1 | 1 | 1 | NR | 8018367719413 | 94054210 | 6PL00 | Lighting | 6PL | PIL LIGHTING | 6PL63G | SPORTS AND AREAS | 6PL63G72F | FLOODLIGHTS | 6PL63G72F977 | WIN PRO
P3114608 | WIN PRO 30 250 A35/W 757 GR94 RPA | 909 | 1 | 1 | 1 | NR | 8018367719161 | 94054210 | 6PL00 | Lighting | 6PL | PIL LIGHTING | 6PL63G | SPORTS AND AREAS | 6PL63G72F | FLOODLIGHTS | 6PL63G72F977 | WIN PRO
P3114609 | WIN PRO 30 250 A35/W 730 GR94 ZHU | 1139 | 1 | 1 | 1 | NR | 8018367719178 | 94054210 | 6PL00 | Lighting | 6PL | PIL LIGHTING | 6PL63G | SPORTS AND AREAS | 6PL63G72F | FLOODLIGHTS | 6PL63G72F977 | WIN PRO
P3114610 | WIN PRO 30 250 A35/W 740 GR94 ZHU | 1139 | 1 | 1 | 1 | NR | 8018367719185 | 94054210 | 6PL00 | Lighting | 6PL | PIL LIGHTING | 6PL63G | SPORTS AND AREAS | 6PL63G72F | FLOODLIGHTS | 6PL63G72F977 | WIN PRO
P3114611 | WIN PRO 30 250 A35/W 757 GR94 ZHU | 1139 | 1 | 1 | 1 | NR | 8018367719406 | 94054210 | 6PL00 | Lighting | 6PL | PIL LIGHTING | 6PL63G | SPORTS AND AREAS | 6PL63G72F | FLOODLIGHTS | 6PL63G72F977 | WIN PRO
P3114612 | WIN PRO 30 250 S/EW 730 GR94 | 795 | 1 | 1 | 1 | NR | 8018367719390 | 94054210 | 6PL00 | Lighting | 6PL | PIL LIGHTING | 6PL63G | SPORTS AND AREAS | 6PL63G72F | FLOODLIGHTS | 6PL63G72F977 | WIN PRO
P3114613 | WIN PRO 30 250 S/EW 740 GR94 | 795 | 1 | 1 | 1 | NR | 8018367719369 | 94054210 | 6PL00 | Lighting | 6PL | PIL LIGHTING | 6PL63G | SPORTS AND AREAS | 6PL63G72F | FLOODLIGHTS | 6PL63G72F977 | WIN PRO
P3114614 | WIN PRO 30 250 S/EW 757 GR94 | 795 | 1 | 1 | 1 | NR | 8018367719239 | 94054210 | 6PL00 | Lighting | 6PL | PIL LIGHTING | 6PL63G | SPORTS AND AREAS | 6PL63G72F | FLOODLIGHTS | 6PL63G72F977 | WIN PRO
P3114615 | WIN PRO 30 250 S/EW 730 GR94 DALI | 909 | 1 | 1 | 1 | NR | 8018367719246 | 94054210 | 6PL00 | Lighting | 6PL | PIL LIGHTING | 6PL63G | SPORTS AND AREAS | 6PL63G72F | FLOODLIGHTS | 6PL63G72F977 | WIN PRO
P3114616 | WIN PRO 30 250 S/EW 740 GR94 DALI | 909 | 1 | 1 | 1 | NR | 8018367719253 | 94054210 | 6PL00 | Lighting | 6PL | PIL LIGHTING | 6PL63G | SPORTS AND AREAS | 6PL63G72F | FLOODLIGHTS | 6PL63G72F977 | WIN PRO
P3114617 | WIN PRO 30 250 S/EW 757 GR94 DALI | 909 | 1 | 1 | 1 | NR | 8018367719260 | 94054210 | 6PL00 | Lighting | 6PL | PIL LIGHTING | 6PL63G | SPORTS AND AREAS | 6PL63G72F | FLOODLIGHTS | 6PL63G72F977 | WIN PRO
P3114618 | WIN PRO 30 250 S/EW 730 GR94 RPA | 909 | 1 | 1 | 1 | NR | 8018367719277 | 94054210 | 6PL00 | Lighting | 6PL | PIL LIGHTING | 6PL63G | SPORTS AND AREAS | 6PL63G72F | FLOODLIGHTS | 6PL63G72F977 | WIN PRO
P3114619 | WIN PRO 30 250 S/EW 740 GR94 RPA | 909 | 1 | 1 | 1 | NR | 8018367719284 | 94054210 | 6PL00 | Lighting | 6PL | PIL LIGHTING | 6PL63G | SPORTS AND AREAS | 6PL63G72F | FLOODLIGHTS | 6PL63G72F977 | WIN PRO
P3114620 | WIN PRO 30 250 S/EW 757 GR94 RPA | 909 | 1 | 1 | 1 | NR | 8018367719291 | 94054210 | 6PL00 | Lighting | 6PL | PIL LIGHTING | 6PL63G | SPORTS AND AREAS | 6PL63G72F | FLOODLIGHTS | 6PL63G72F977 | WIN PRO
P3114621 | WIN PRO 30 250 S/EW 730 GR94 ZHU | 1139 | 1 | 1 | 1 | NR | 8018367719130 | 94054210 | 6PL00 | Lighting | 6PL | PIL LIGHTING | 6PL63G | SPORTS AND AREAS | 6PL63G72F | FLOODLIGHTS | 6PL63G72F977 | WIN PRO
P3114622 | WIN PRO 30 250 S/EW 740 GR94 ZHU | 1139 | 1 | 1 | 1 | NR | 8018367719116 | 94054210 | 6PL00 | Lighting | 6PL | PIL LIGHTING | 6PL63G | SPORTS AND AREAS | 6PL63G72F | FLOODLIGHTS | 6PL63G72F977 | WIN PRO
P3114623 | WIN PRO 30 250 S/EW 757 GR94 ZHU | 1139 | 1 | 1 | 1 | NR | 8018367719154 | 94054210 | 6PL00 | Lighting | 6PL | PIL LIGHTING | 6PL63G | SPORTS AND AREAS | 6PL63G72F | FLOODLIGHTS | 6PL63G72F977 | WIN PRO
P3114690 | ACRO PRO EQ218PC S/EW 840 CL PW | 104.5 | 1 | 1 | 1 | NR | 5414833115049 | 94051140 | 6PL00 | Lighting | 6PL | PIL LIGHTING | 6PL57G | INDUSTRIAL SPACES | 6PL57G53F | WATERPROOF | 6PL57G53F915 | ACRO
P3114691 | ACRO PRO EQ236PC S/EW 840 CL PW | 120 | 1 | 1 | 1 | NR | 5414833115063 | 94051140 | 6PL00 | Lighting | 6PL | PIL LIGHTING | 6PL57G | INDUSTRIAL SPACES | 6PL57G53F | WATERPROOF | 6PL57G53F915 | ACRO
P3114692 | ACRO PRO EQ236PC S/EW 840 DALI CL | 155.5 | 1 | 1 | 1 | NR | 5414833115056 | 94051140 | 6PL00 | Lighting | 6PL | PIL LIGHTING | 6PL57G | INDUSTRIAL SPACES | 6PL57G53F | WATERPROOF | 6PL57G53F915 | ACRO
P3114693 | ACRO PRO EQ236PC S/EW 840 EM1 CL PW | 237 | 1 | 1 | 1 | NR | 5414833115070 | 94051140 | 6PL00 | Lighting | 6PL | PIL LIGHTING | 6PL57G | INDUSTRIAL SPACES | 6PL57G53F | WATERPROOF | 6PL57G53F915 | ACRO
P3114694 | ACRO PRO EQ236PC S/EW 840 HF CL PW | 151 | 1 | 1 | 1 | NR | 5414833115087 | 94051140 | 6PL00 | Lighting | 6PL | PIL LIGHTING | 6PL57G | INDUSTRIAL SPACES | 6PL57G53F | WATERPROOF | 6PL57G53F915 | ACRO
P3114695 | ACRO PRO EQ236PC S/EW 840 EM1HF CL PW | 268 | 1 | 1 | 1 | NR | 5414833115094 | 94051140 | 6PL00 | Lighting | 6PL | PIL LIGHTING | 6PL57G | INDUSTRIAL SPACES | 6PL57G53F | WATERPROOF | 6PL57G53F915 | ACRO
P3114696 | ACRO PRO EQ258PC S/EW 840 CL PW | 140 | 1 | 1 | 1 | NR | 5414833115100 | 94051140 | 6PL00 | Lighting | 6PL | PIL LIGHTING | 6PL57G | INDUSTRIAL SPACES | 6PL57G53F | WATERPROOF | 6PL57G53F915 | ACRO
P3114697 | ACRO PRO EQ258PC S/EW 840 DALI CL | 173 | 1 | 1 | 1 | NR | 5414833115117 | 94051140 | 6PL00 | Lighting | 6PL | PIL LIGHTING | 6PL57G | INDUSTRIAL SPACES | 6PL57G53F | WATERPROOF | 6PL57G53F915 | ACRO
P3114698 | ACRO PRO EQ258PC S/EW 840 EM1 CL PW | 249.5 | 1 | 1 | 1 | NR | 5414833115124 | 94051140 | 6PL00 | Lighting | 6PL | PIL LIGHTING | 6PL57G | INDUSTRIAL SPACES | 6PL57G53F | WATERPROOF | 6PL57G53F915 | ACRO
P3114699 | ACRO PRO EQ258PC S/EW 840 HF CL PW | 172 | 1 | 1 | 1 | NR | 5414833115131 | 94051140 | 6PL00 | Lighting | 6PL | PIL LIGHTING | 6PL57G | INDUSTRIAL SPACES | 6PL57G53F | WATERPROOF | 6PL57G53F915 | ACRO
P3114700 | ACRO PRO EQ258PC S/EW 840 EM1HF CL PW | 289 | 1 | 1 | 1 | NR | 5414833115148 | 94051140 | 6PL00 | Lighting | 6PL | PIL LIGHTING | 6PL57G | INDUSTRIAL SPACES | 6PL57G53F | WATERPROOF | 6PL57G53F915 | ACRO
P3114722 | PLATO SQUARE 625 23W 830 OP | 106.5 | 1 | 1 | 1 | NR | 4046075129778 | 94051190 | 6PL00 | Lighting | 6PL | PIL LIGHTING | 6PL59G | WORK & COMM. SPACES | 6PL59G09F | CEILING RECESSED | 6PL59G09F969 | PLATO
P3114723 | PLATO SQUARE 625 23W 840 OP | 106.5 | 1 | 1 | 1 | NR | 4046075129785 | 94051190 | 6PL00 | Lighting | 6PL | PIL LIGHTING | 6PL59G | WORK & COMM. SPACES | 6PL59G09F | CEILING RECESSED | 6PL59G09F969 | PLATO
P3114904 | KHA CITY COMFORT 26 23 C/EW 830 AN96 | 1024 | 1 | 1 | 1 | NR | 8018367721041 | 94054239 | 6PL00 | Lighting | 6PL | PIL LIGHTING | 6PL65G | URBAN AND STREETS | 6PL65G91F | BOLLARDS AND COLUMNS | 6PL65G91FC01 | KHA TECH/CITY
P3114905 | KHA CITY COMFORT 26 23 C/EW 830 AN96 D | 1139 | 1 | 1 | 1 | NR | 8018367721058 | 94054239 | 6PL00 | Lighting | 6PL | PIL LIGHTING | 6PL65G | URBAN AND STREETS | 6PL65G91F | BOLLARDS AND COLUMNS | 6PL65G91FC01 | KHA TECH/CITY
P3114906 | KHA CITY COMFORT 26 23 C/EW 830 BK81 | 1024 | 1 | 1 | 1 | NR | 8018367721065 | 94054239 | 6PL00 | Lighting | 6PL | PIL LIGHTING | 6PL65G | URBAN AND STREETS | 6PL65G91F | BOLLARDS AND COLUMNS | 6PL65G91FC01 | KHA TECH/CITY
P3114907 | KHA CITY COMFORT 26 23 C/EW 830 BK81 D | 1139 | 1 | 1 | 1 | NR | 8018367721072 | 94054239 | 6PL00 | Lighting | 6PL | PIL LIGHTING | 6PL65G | URBAN AND STREETS | 6PL65G91F | BOLLARDS AND COLUMNS | 6PL65G91FC01 | KHA TECH/CITY
P3114908 | KHA CITY COMFORT 26 23 C/EW 840 AN96 | 1024 | 1 | 1 | 1 | NR | 8018367721089 | 94054239 | 6PL00 | Lighting | 6PL | PIL LIGHTING | 6PL65G | URBAN AND STREETS | 6PL65G91F | BOLLARDS AND COLUMNS | 6PL65G91FC01 | KHA TECH/CITY
P3114909 | KHA CITY COMFORT 26 23 C/EW 840 AN96 D | 1139 | 1 | 1 | 1 | NR | 8018367721096 | 94054239 | 6PL00 | Lighting | 6PL | PIL LIGHTING | 6PL65G | URBAN AND STREETS | 6PL65G91F | BOLLARDS AND COLUMNS | 6PL65G91FC01 | KHA TECH/CITY
P3114910 | KHA CITY COMFORT 26 23 C/EW 840 BK81 | 1024 | 1 | 1 | 1 | NR | 8018367721102 | 94054239 | 6PL00 | Lighting | 6PL | PIL LIGHTING | 6PL65G | URBAN AND STREETS | 6PL65G91F | BOLLARDS AND COLUMNS | 6PL65G91FC01 | KHA TECH/CITY
P3114911 | KHA CITY COMFORT 26 23 C/EW 840 BK81 D | 1139 | 1 | 1 | 1 | NR | 8018367721119 | 94054239 | 6PL00 | Lighting | 6PL | PIL LIGHTING | 6PL65G | URBAN AND STREETS | 6PL65G91F | BOLLARDS AND COLUMNS | 6PL65G91FC01 | KHA TECH/CITY
P3114912 | KHA CITY 26 23 C/EW 830 AN96 | 1024 | 1 | 1 | 1 | NR | 8018367721126 | 94054239 | 6PL00 | Lighting | 6PL | PIL LIGHTING | 6PL65G | URBAN AND STREETS | 6PL65G91F | BOLLARDS AND COLUMNS | 6PL65G91FC01 | KHA TECH/CITY
P3114913 | KHA CITY 26 23 C/EW 830 AN96 DALI | 1139 | 1 | 1 | 1 | NR | 8018367721133 | 94054239 | 6PL00 | Lighting | 6PL | PIL LIGHTING | 6PL65G | URBAN AND STREETS | 6PL65G91F | BOLLARDS AND COLUMNS | 6PL65G91FC01 | KHA TECH/CITY
P3114914 | KHA CITY 26 23 C/EW 830 BK81 | 1024 | 1 | 1 | 1 | NR | 8018367721140 | 94054239 | 6PL00 | Lighting | 6PL | PIL LIGHTING | 6PL65G | URBAN AND STREETS | 6PL65G91F | BOLLARDS AND COLUMNS | 6PL65G91FC01 | KHA TECH/CITY
P3114915 | KHA CITY 26 23 C/EW 830 BK81 DALI | 1139 | 1 | 1 | 1 | NR | 8018367721157 | 94054239 | 6PL00 | Lighting | 6PL | PIL LIGHTING | 6PL65G | URBAN AND STREETS | 6PL65G91F | BOLLARDS AND COLUMNS | 6PL65G91FC01 | KHA TECH/CITY
P3114916 | KHA CITY 26 23 C/EW 840 AN96 | 1024 | 1 | 1 | 1 | NR | 8018367721164 | 94054239 | 6PL00 | Lighting | 6PL | PIL LIGHTING | 6PL65G | URBAN AND STREETS | 6PL65G91F | BOLLARDS AND COLUMNS | 6PL65G91FC01 | KHA TECH/CITY
P3114917 | KHA CITY 26 23 C/EW 840 AN96 DALI | 1139 | 1 | 1 | 1 | NR | 8018367721171 | 94054239 | 6PL00 | Lighting | 6PL | PIL LIGHTING | 6PL65G | URBAN AND STREETS | 6PL65G91F | BOLLARDS AND COLUMNS | 6PL65G91FC01 | KHA TECH/CITY
P3114918 | KHA CITY 26 23 C/EW 840 BK81 | 1024 | 1 | 1 | 1 | NR | 8018367721188 | 94054239 | 6PL00 | Lighting | 6PL | PIL LIGHTING | 6PL65G | URBAN AND STREETS | 6PL65G91F | BOLLARDS AND COLUMNS | 6PL65G91FC01 | KHA TECH/CITY
P3114919 | KHA CITY 26 23 C/EW 840 BK81 DALI | 1139 | 1 | 1 | 1 | NR | 8018367721195 | 94054239 | 6PL00 | Lighting | 6PL | PIL LIGHTING | 6PL65G | URBAN AND STREETS | 6PL65G91F | BOLLARDS AND COLUMNS | 6PL65G91FC01 | KHA TECH/CITY
P3114924 | KHA CITY COMFORT 26 20 A55/M 830 AN96 | 1024 | 1 | 1 | 1 | NR | 8018367721249 | 94054239 | 6PL00 | Lighting | 6PL | PIL LIGHTING | 6PL65G | URBAN AND STREETS | 6PL65G91F | BOLLARDS AND COLUMNS | 6PL65G91FC01 | KHA TECH/CITY
P3114925 | KHA CITY COMFORT 26 20 A55/M 830 BK81 | 1024 | 1 | 1 | 1 | NR | 8018367721256 | 94054239 | 6PL00 | Lighting | 6PL | PIL LIGHTING | 6PL65G | URBAN AND STREETS | 6PL65G91F | BOLLARDS AND COLUMNS | 6PL65G91FC01 | KHA TECH/CITY
P3114926 | KHA CITY COMFORT 26 20 A55/M 840 AN96 | 1024 | 1 | 1 | 1 | NR | 8018367721263 | 94054239 | 6PL00 | Lighting | 6PL | PIL LIGHTING | 6PL65G | URBAN AND STREETS | 6PL65G91F | BOLLARDS AND COLUMNS | 6PL65G91FC01 | KHA TECH/CITY
P3114927 | KHA CITY COMFORT 26 20 A55/M 840 BK81 | 1024 | 1 | 1 | 1 | NR | 8018367721270 | 94054239 | 6PL00 | Lighting | 6PL | PIL LIGHTING | 6PL65G | URBAN AND STREETS | 6PL65G91F | BOLLARDS AND COLUMNS | 6PL65G91FC01 | KHA TECH/CITY
P3114928 | KHA CITY 26 20 A55/M 830 AN96 | 1024 | 1 | 1 | 1 | NR | 8018367721287 | 94054239 | 6PL00 | Lighting | 6PL | PIL LIGHTING | 6PL65G | URBAN AND STREETS | 6PL65G91F | BOLLARDS AND COLUMNS | 6PL65G91FC01 | KHA TECH/CITY
P3114929 | KHA CITY 26 20 A55/M 830 BK81 | 1024 | 1 | 1 | 1 | NR | 8018367721294 | 94054239 | 6PL00 | Lighting | 6PL | PIL LIGHTING | 6PL65G | URBAN AND STREETS | 6PL65G91F | BOLLARDS AND COLUMNS | 6PL65G91FC01 | KHA TECH/CITY
P3114931 | KHA CITY 26 20 A55/M 840 AN96 | 1024 | 1 | 1 | 1 | NR | 8018367721317 | 94054239 | 6PL00 | Lighting | 6PL | PIL LIGHTING | 6PL65G | URBAN AND STREETS | 6PL65G91F | BOLLARDS AND COLUMNS | 6PL65G91FC01 | KHA TECH/CITY
P3114932 | KHA CITY 26 20 A55/M 840 BK81 | 1024 | 1 | 1 | 1 | NR | 8018367721324 | 94054239 | 6PL00 | Lighting | 6PL | PIL LIGHTING | 6PL65G | URBAN AND STREETS | 6PL65G91F | BOLLARDS AND COLUMNS | 6PL65G91FC01 | KHA TECH/CITY
P3114949 | INSERT+ ZERO GLASS 4.5 S/EW 827 WH-87 | 140 | 1 | 1 | 6 | NR | 8018367720914 | 94051190 | 6PL00 | Lighting | 6PL | PIL LIGHTING | 6PL68G | HOUSEHOLD | 6PL68G83F | STEPLIGHTS | 6PL68G83FB79 | INSERT+
P3114950 | INSERT+ ZERO GLASS 4.5 S/EW 830 WH-87 | 140 | 1 | 1 | 6 | NR | 8018367720907 | 94051190 | 6PL00 | Lighting | 6PL | PIL LIGHTING | 6PL68G | HOUSEHOLD | 6PL68G83F | STEPLIGHTS | 6PL68G83FB79 | INSERT+
P3114957 | BASE PER PLINTO KHA CITY 26 | 224.5 | 1 | 1 | 1 | NR | 8018367721348 | 94059900 | 6PL00 | Lighting | 6PL | PIL LIGHTING | 6PL65G | URBAN AND STREETS | 6PL65G91F | BOLLARDS AND COLUMNS | 6PL65G91FC01 | KHA TECH/CITY
P3114960 | BASE PER PAVIMENTO KHA CITY 26 | 681 | 1 | 1 | 1 | NR | 8018367720990 | 94059900 | 6PL00 | Lighting | 6PL | PIL LIGHTING | 6PL65G | URBAN AND STREETS | 6PL65G91F | BOLLARDS AND COLUMNS | 6PL65G91FC01 | KHA TECH/CITY
P3115076 | VISIERA LASER+ 10-10° GR94 ACC. | 52 | 1 | 1 | 1 | NR | 8018367721393 | 94059900 | 6PL00 | Lighting | 6PL | PIL LIGHTING | 6PL63G | SPORTS AND AREAS | 6PL63G72F | FLOODLIGHTS | 6PL63G72F985 | LASER+
P3115077 | VISIERA LASER+ 20-5° GR94 ACC. | 58 | 1 | 1 | 4 | NR | 8018367721409 | 94059900 | 6PL00 | Lighting | 6PL | PIL LIGHTING | 6PL63G | SPORTS AND AREAS | 6PL63G72F | FLOODLIGHTS | 6PL63G72F985 | LASER+
P3115078 | VISIERA LASER+ 20-10° GR94 ACC. | 76.5 | 1 | 1 | 1 | NR | 8018367721423 | 94059900 | 6PL00 | Lighting | 6PL | PIL LIGHTING | 6PL63G | SPORTS AND AREAS | 6PL63G72F | FLOODLIGHTS | 6PL63G72F985 | LASER+
P3115079 | VISIERA LASER+ 30-5° GR94 ACC. | 71.5 | 1 | 1 | 1 | NR | 8018367721430 | 94059900 | 6PL00 | Lighting | 6PL | PIL LIGHTING | 6PL63G | SPORTS AND AREAS | 6PL63G72F | FLOODLIGHTS | 6PL63G72F985 | LASER+
P3115080 | VISIERA LASER+ 30-10° GR94 ACC. | 102.5 | 1 | 1 | 6 | NR | 8018367721416 | 94059900 | 6PL00 | Lighting | 6PL | PIL LIGHTING | 6PL63G | SPORTS AND AREAS | 6PL63G72F | FLOODLIGHTS | 6PL63G72F985 | LASER+
P3115296 | LYRA+ 30 SR/100 730 AN-96 RPA | 257 | 1 | 1 | 4 | NR | 8018367722703 | 94054239 | 6PL00 | Lighting | 6PL | PIL LIGHTING | 6PL65G | URBAN AND STREETS | 6PL65G68H | STREETLIGHTS | 6PL65G68HB10 | LYRA+
P3115297 | LYRA+ 30 SR/100 740 AN-96 RPA | 257 | 1 | 1 | 4 | NR | 8018367722659 | 94054239 | 6PL00 | Lighting | 6PL | PIL LIGHTING | 6PL65G | URBAN AND STREETS | 6PL65G68H | STREETLIGHTS | 6PL65G68HB10 | LYRA+
P3115298 | LYRA+ 54 SR/100 730 AN-96 RPA | 288 | 1 | 1 | 4 | NR | 8018367722666 | 94054239 | 6PL00 | Lighting | 6PL | PIL LIGHTING | 6PL65G | URBAN AND STREETS | 6PL65G68H | STREETLIGHTS | 6PL65G68HB10 | LYRA+
P3115299 | LYRA+ 54 SR/100 740 AN-96 RPA | 288 | 1 | 1 | 4 | NR | 8018367722673 | 94054239 | 6PL00 | Lighting | 6PL | PIL LIGHTING | 6PL65G | URBAN AND STREETS | 6PL65G68H | STREETLIGHTS | 6PL65G68HB10 | LYRA+
P3115300 | LYRA+ 65 SR/100 730 AN-96 RPA | 308.5 | 1 | 1 | 4 | NR | 8018367722680 | 94054239 | 6PL00 | Lighting | 6PL | PIL LIGHTING | 6PL65G | URBAN AND STREETS | 6PL65G68H | STREETLIGHTS | 6PL65G68HB10 | LYRA+
P3115301 | LYRA+ 65 SR/100 740 AN-96 RPA | 308.5 | 1 | 1 | 4 | NR | 8018367722697 | 94054239 | 6PL00 | Lighting | 6PL | PIL LIGHTING | 6PL65G | URBAN AND STREETS | 6PL65G68H | STREETLIGHTS | 6PL65G68HB10 | LYRA+
P3115347 | FLANGIA TIRAFONDI KHA CITY 26 | 338.5 | 1 | 1 | 1 | NR | 8018367722857 | 94059900 | 6PL00 | Lighting | 6PL | PIL LIGHTING | 6PL65G | URBAN AND STREETS | 6PL65G91F | BOLLARDS AND COLUMNS | 6PL65G91FC01 | KHA TECH/CITY
P3115405 | INSERT+ ZERO CLIP 4.5 827 GR94 | 110 | 1 | 1 | 6 | NR | 8018367722826 | 94051190 | 6PL00 | Lighting | 6PL | PIL LIGHTING | 6PL68G | HOUSEHOLD | 6PL68G83F | STEPLIGHTS | 6PL68G83FB79 | INSERT+
P3115406 | INSERT+ ZERO CLIP 4.5 827 WH87 | 110 | 1 | 1 | 6 | NR | 8018367722833 | 94051190 | 6PL00 | Lighting | 6PL | PIL LIGHTING | 6PL68G | HOUSEHOLD | 6PL68G83F | STEPLIGHTS | 6PL68G83FB79 | INSERT+
P3115612 | CHIAVETTA USB ECOECCO | 410 | 1 | 1 | 1 | NR | 8018367723304 | 85235110 | 6PL00 | Lighting | 6PL | PIL LIGHTING | 6PL73G | LMS | 6PL73G71F | CONTROL SYSTEM (OLD) | 6PL73G71F725 | CONTROL SYSTEM PIL
P3115666 | CRICKET+ 10 WALL VISA 5 A10/EW 830 AN96 | 236 | 1 | 1 | 1 | NR | 8018367723342 | 94051190 | 6PL00 | Lighting | 6PL | PIL LIGHTING | 6PL68G | HOUSEHOLD | 6PL68G83F | STEPLIGHTS | 6PL68G83FB77 | CRICKET+ WALL
P3115667 | CRICKET+ 10 WALL VISA 5 A10/EW 840 AN96 | 236 | 1 | 1 | 1 | NR | 8018367723359 | 94051190 | 6PL00 | Lighting | 6PL | PIL LIGHTING | 6PL68G | HOUSEHOLD | 6PL68G83F | STEPLIGHTS | 6PL68G83FB77 | CRICKET+ WALL
P3115887 | KIT CONNETTORE 5P D. CAVO 8÷17 IP68 | 24.85 | 1 | 1 | 20 | NR | 8018367723748 | 85369010 | 6PL00 | Lighting | 6PL | PIL LIGHTING | 6PL63G | SPORTS AND AREAS | 6PL63G72F | FLOODLIGHTS | 6PL63G72F977 | WIN PRO
P3116025 | HEDO+ FT 15 SR/075 730 AN96 ZHU | 627.5 | 1 | 1 | 1 | NR | 8018367723878 | 94054239 | 6PL00 | Lighting | 6PL | PIL LIGHTING | 6PL65G | URBAN AND STREETS | 6PL65G02H | URBAN LIGHTS | 6PL65G02H997 | HEDO+
P3116026 | HEDO+ FT 20 SR/075 730 AN96 ZHU | 627.5 | 1 | 1 | 1 | NR | 8018367723885 | 94054239 | 6PL00 | Lighting | 6PL | PIL LIGHTING | 6PL65G | URBAN AND STREETS | 6PL65G02H | URBAN LIGHTS | 6PL65G02H997 | HEDO+
P3116027 | HEDO+ FT 27 SR/075 730 AN96 ZHU | 640 | 1 | 1 | 1 | NR | 8018367723892 | 94054239 | 6PL00 | Lighting | 6PL | PIL LIGHTING | 6PL65G | URBAN AND STREETS | 6PL65G02H | URBAN LIGHTS | 6PL65G02H997 | HEDO+
P3116028 | HEDO+ FT 40 SR/075 730 AN96 ZHU | 640 | 1 | 1 | 1 | NR | 8018367723908 | 94054239 | 6PL00 | Lighting | 6PL | PIL LIGHTING | 6PL65G | URBAN AND STREETS | 6PL65G02H | URBAN LIGHTS | 6PL65G02H997 | HEDO+
P3116030 | HEDO+ FT 20 C/EW 730 AN96 ZHU | 652 | 1 | 1 | 1 | NR | 8018367723922 | 94054239 | 6PL00 | Lighting | 6PL | PIL LIGHTING | 6PL65G | URBAN AND STREETS | 6PL65G02H | URBAN LIGHTS | 6PL65G02H997 | HEDO+
P3116031 | HEDO+ FT 27 C/EW 730 AN96 ZHU | 652 | 1 | 1 | 1 | NR | 8018367723939 | 94054239 | 6PL00 | Lighting | 6PL | PIL LIGHTING | 6PL65G | URBAN AND STREETS | 6PL65G02H | URBAN LIGHTS | 6PL65G02H997 | HEDO+
P3116032 | HEDO+ FT 34 C/EW 730 AN96 ZHU | 664.5 | 1 | 1 | 1 | NR | 8018367723946 | 94054239 | 6PL00 | Lighting | 6PL | PIL LIGHTING | 6PL65G | URBAN AND STREETS | 6PL65G02H | URBAN LIGHTS | 6PL65G02H997 | HEDO+
P3116033 | HEDO+ FT 40 C/EW 730 AN96 ZHU | 664.5 | 1 | 1 | 1 | NR | 8018367723953 | 94054239 | 6PL00 | Lighting | 6PL | PIL LIGHTING | 6PL65G | URBAN AND STREETS | 6PL65G02H | URBAN LIGHTS | 6PL65G02H997 | HEDO+
P3116038 | LYRA+ 20 SR/100 730 AN-96 RPA | 246.5 | 1 | 1 | 4 | NR | 8018367723830 | 94054239 | 6PL00 | Lighting | 6PL | PIL LIGHTING | 6PL65G | URBAN AND STREETS | 6PL65G68H | STREETLIGHTS | 6PL65G68HB10 | LYRA+
P3116039 | LYRA+ 20 SR/100 740 AN-96 RPA | 246.5 | 1 | 1 | 4 | NR | 8018367723847 | 94054239 | 6PL00 | Lighting | 6PL | PIL LIGHTING | 6PL65G | URBAN AND STREETS | 6PL65G68H | STREETLIGHTS | 6PL65G68HB10 | LYRA+
P3116044 | KIT DERIVAZIONE 2/3 VIE - ACC. | 55 | 1 | 1 | 10 | NR | 8018367723977 | 94059900 | 6PL00 | Lighting | 6PL | PIL LIGHTING | 6PL63G | SPORTS AND AREAS | 6PL63G72F | FLOODLIGHTS | 6PL63G72F985 | LASER+
P3116076 | WIN PRO + 20 70 A55/M 730 GR94 | 366.5 | 1 | 1 | 1 | NR | 8018367723984 | 94054210 | 6PL00 | Lighting | 6PL | PIL LIGHTING | 6PL63G | SPORTS AND AREAS | 6PL63G72F | FLOODLIGHTS | 6PL63G72F977 | WIN PRO
P3116077 | WIN PRO + 20 70 A55/M 740 GR94 | 366.5 | 1 | 1 | 1 | NR | 8018367723991 | 94054210 | 6PL00 | Lighting | 6PL | PIL LIGHTING | 6PL63G | SPORTS AND AREAS | 6PL63G72F | FLOODLIGHTS | 6PL63G72F977 | WIN PRO
P3116078 | WIN PRO + 20 70 A55/M 730 GR94 DALI | 421.5 | 1 | 1 | 1 | NR | 8018367724004 | 94054210 | 6PL00 | Lighting | 6PL | PIL LIGHTING | 6PL63G | SPORTS AND AREAS | 6PL63G72F | FLOODLIGHTS | 6PL63G72F977 | WIN PRO
P3116079 | WIN PRO + 20 70 A55/M 740 GR94 DALI | 421.5 | 1 | 1 | 1 | NR | 8018367724035 | 94054210 | 6PL00 | Lighting | 6PL | PIL LIGHTING | 6PL63G | SPORTS AND AREAS | 6PL63G72F | FLOODLIGHTS | 6PL63G72F977 | WIN PRO
P3116080 | WIN PRO + 20 70 A55/M 730 GR94 RPA | 399.5 | 1 | 1 | 1 | NR | 8018367724028 | 94054210 | 6PL00 | Lighting | 6PL | PIL LIGHTING | 6PL63G | SPORTS AND AREAS | 6PL63G72F | FLOODLIGHTS | 6PL63G72F977 | WIN PRO
P3116081 | WIN PRO + 20 70 A55/M 740 GR94 RPA | 399.5 | 1 | 1 | 1 | NR | 8018367724011 | 94054210 | 6PL00 | Lighting | 6PL | PIL LIGHTING | 6PL63G | SPORTS AND AREAS | 6PL63G72F | FLOODLIGHTS | 6PL63G72F977 | WIN PRO
P3116082 | WIN PRO + 20 70 A35/W 730 GR94 | 366.5 | 1 | 1 | 1 | NR | 8018367724042 | 94054210 | 6PL00 | Lighting | 6PL | PIL LIGHTING | 6PL63G | SPORTS AND AREAS | 6PL63G72F | FLOODLIGHTS | 6PL63G72F977 | WIN PRO
P3116083 | WIN PRO + 20 70 A35/W 740 GR94 | 366.5 | 1 | 1 | 1 | NR | 8018367724059 | 94054210 | 6PL00 | Lighting | 6PL | PIL LIGHTING | 6PL63G | SPORTS AND AREAS | 6PL63G72F | FLOODLIGHTS | 6PL63G72F977 | WIN PRO
P3116084 | WIN PRO + 20 70 A35/W 730 GR94 DALI | 421.5 | 1 | 1 | 1 | NR | 8018367724066 | 94054210 | 6PL00 | Lighting | 6PL | PIL LIGHTING | 6PL63G | SPORTS AND AREAS | 6PL63G72F | FLOODLIGHTS | 6PL63G72F977 | WIN PRO
P3116085 | WIN PRO + 20 70 A35/W 740 GR94 DALI | 421.5 | 1 | 1 | 1 | NR | 8018367724073 | 94054210 | 6PL00 | Lighting | 6PL | PIL LIGHTING | 6PL63G | SPORTS AND AREAS | 6PL63G72F | FLOODLIGHTS | 6PL63G72F977 | WIN PRO
P3116086 | WIN PRO + 20 70 A35/W 730 GR94 RPA | 399.5 | 1 | 1 | 1 | NR | 8018367724080 | 94054210 | 6PL00 | Lighting | 6PL | PIL LIGHTING | 6PL63G | SPORTS AND AREAS | 6PL63G72F | FLOODLIGHTS | 6PL63G72F977 | WIN PRO
P3116087 | WIN PRO + 20 70 A35/W 740 GR94 RPA | 399.5 | 1 | 1 | 1 | NR | 8018367724127 | 94054210 | 6PL00 | Lighting | 6PL | PIL LIGHTING | 6PL63G | SPORTS AND AREAS | 6PL63G72F | FLOODLIGHTS | 6PL63G72F977 | WIN PRO
P3116088 | WIN PRO + 20 70 S/EW 730 GR94 | 366.5 | 1 | 1 | 1 | NR | 8018367724134 | 94054210 | 6PL00 | Lighting | 6PL | PIL LIGHTING | 6PL63G | SPORTS AND AREAS | 6PL63G72F | FLOODLIGHTS | 6PL63G72F977 | WIN PRO
P3116089 | WIN PRO + 20 70 S/EW 740 GR94 | 366.5 | 1 | 1 | 1 | NR | 8018367724141 | 94054210 | 6PL00 | Lighting | 6PL | PIL LIGHTING | 6PL63G | SPORTS AND AREAS | 6PL63G72F | FLOODLIGHTS | 6PL63G72F977 | WIN PRO
P3116090 | WIN PRO + 20 70 S/EW 730 GR94 DALI | 421.5 | 1 | 1 | 1 | NR | 8018367724158 | 94054210 | 6PL00 | Lighting | 6PL | PIL LIGHTING | 6PL63G | SPORTS AND AREAS | 6PL63G72F | FLOODLIGHTS | 6PL63G72F977 | WIN PRO
P3116091 | WIN PRO + 20 70 S/EW 740 GR94 DALI | 421.5 | 1 | 1 | 1 | NR | 8018367724172 | 94054210 | 6PL00 | Lighting | 6PL | PIL LIGHTING | 6PL63G | SPORTS AND AREAS | 6PL63G72F | FLOODLIGHTS | 6PL63G72F977 | WIN PRO
P3116092 | WIN PRO + 20 70 S/EW 730 GR94 RPA | 399.5 | 1 | 1 | 1 | NR | 8018367724165 | 94054210 | 6PL00 | Lighting | 6PL | PIL LIGHTING | 6PL63G | SPORTS AND AREAS | 6PL63G72F | FLOODLIGHTS | 6PL63G72F977 | WIN PRO
P3116093 | WIN PRO + 20 70 S/EW 740 GR94 RPA | 399.5 | 1 | 1 | 1 | NR | 8018367724189 | 94054210 | 6PL00 | Lighting | 6PL | PIL LIGHTING | 6PL63G | SPORTS AND AREAS | 6PL63G72F | FLOODLIGHTS | 6PL63G72F977 | WIN PRO
P3116094 | WIN PRO + 30 130 A55/M 730 GR94 | 595.5 | 1 | 1 | 1 | NR | 8018367724196 | 94054210 | 6PL00 | Lighting | 6PL | PIL LIGHTING | 6PL63G | SPORTS AND AREAS | 6PL63G72F | FLOODLIGHTS | 6PL63G72F977 | WIN PRO
P3116095 | WIN PRO + 30 130 A55/M 740 GR94 | 595.5 | 1 | 1 | 1 | NR | 8018367724202 | 94054210 | 6PL00 | Lighting | 6PL | PIL LIGHTING | 6PL63G | SPORTS AND AREAS | 6PL63G72F | FLOODLIGHTS | 6PL63G72F977 | WIN PRO
P3116096 | WIN PRO + 30 130 A55/M 757 GR94 | 595.5 | 1 | 1 | 1 | NR | 8018367724219 | 94054210 | 6PL00 | Lighting | 6PL | PIL LIGHTING | 6PL63G | SPORTS AND AREAS | 6PL63G72F | FLOODLIGHTS | 6PL63G72F977 | WIN PRO
P3116097 | WIN PRO + 30 130 A55/M 730 GR94 DALI | 704 | 1 | 1 | 1 | NR | 8018367724226 | 94054210 | 6PL00 | Lighting | 6PL | PIL LIGHTING | 6PL63G | SPORTS AND AREAS | 6PL63G72F | FLOODLIGHTS | 6PL63G72F977 | WIN PRO
P3116098 | WIN PRO + 30 130 A55/M 740 GR94 DALI | 704 | 1 | 1 | 1 | NR | 8018367724233 | 94054210 | 6PL00 | Lighting | 6PL | PIL LIGHTING | 6PL63G | SPORTS AND AREAS | 6PL63G72F | FLOODLIGHTS | 6PL63G72F977 | WIN PRO
P3116099 | WIN PRO + 30 130 A55/M 757 GR94 DALI | 704 | 1 | 1 | 1 | NR | 8018367724240 | 94054210 | 6PL00 | Lighting | 6PL | PIL LIGHTING | 6PL63G | SPORTS AND AREAS | 6PL63G72F | FLOODLIGHTS | 6PL63G72F977 | WIN PRO
P3116100 | WIN PRO + 30 130 A55/M 730 GR94 RPA | 682 | 1 | 1 | 1 | NR | 8018367724257 | 94054210 | 6PL00 | Lighting | 6PL | PIL LIGHTING | 6PL63G | SPORTS AND AREAS | 6PL63G72F | FLOODLIGHTS | 6PL63G72F977 | WIN PRO
P3116101 | WIN PRO + 30 130 A55/M 740 GR94 RPA | 682 | 1 | 1 | 1 | NR | 8018367724264 | 94054210 | 6PL00 | Lighting | 6PL | PIL LIGHTING | 6PL63G | SPORTS AND AREAS | 6PL63G72F | FLOODLIGHTS | 6PL63G72F977 | WIN PRO
P3116102 | WIN PRO + 30 130 A55/M 757 GR94 RPA | 682 | 1 | 1 | 1 | NR | 8018367724271 | 94054210 | 6PL00 | Lighting | 6PL | PIL LIGHTING | 6PL63G | SPORTS AND AREAS | 6PL63G72F | FLOODLIGHTS | 6PL63G72F977 | WIN PRO
P3116103 | WIN PRO + 30 130 A55/M 730 GR94 ZHU | 812.5 | 1 | 1 | 1 | NR | 8018367725230 | 94054210 | 6PL00 | Lighting | 6PL | PIL LIGHTING | 6PL63G | SPORTS AND AREAS | 6PL63G72F | FLOODLIGHTS | 6PL63G72F977 | WIN PRO
P3116104 | WIN PRO + 30 130 A55/M 740 GR94 ZHU | 812.5 | 1 | 1 | 1 | NR | 8018367725223 | 94054210 | 6PL00 | Lighting | 6PL | PIL LIGHTING | 6PL63G | SPORTS AND AREAS | 6PL63G72F | FLOODLIGHTS | 6PL63G72F977 | WIN PRO
P3116105 | WIN PRO + 30 130 A55/M 757 GR94 ZHU | 812.5 | 1 | 1 | 1 | NR | 8018367724288 | 94054210 | 6PL00 | Lighting | 6PL | PIL LIGHTING | 6PL63G | SPORTS AND AREAS | 6PL63G72F | FLOODLIGHTS | 6PL63G72F977 | WIN PRO
P3116106 | WIN PRO + 30 130 A35/W 730 GR94 | 595.5 | 1 | 1 | 1 | NR | 8018367724295 | 94054210 | 6PL00 | Lighting | 6PL | PIL LIGHTING | 6PL63G | SPORTS AND AREAS | 6PL63G72F | FLOODLIGHTS | 6PL63G72F977 | WIN PRO
P3116107 | WIN PRO + 30 130 A35/W 740 GR94 | 595.5 | 1 | 1 | 1 | NR | 8018367724301 | 94054210 | 6PL00 | Lighting | 6PL | PIL LIGHTING | 6PL63G | SPORTS AND AREAS | 6PL63G72F | FLOODLIGHTS | 6PL63G72F977 | WIN PRO
P3116108 | WIN PRO + 30 130 A35/W 757 GR94 | 595.5 | 1 | 1 | 1 | NR | 8018367724318 | 94054210 | 6PL00 | Lighting | 6PL | PIL LIGHTING | 6PL63G | SPORTS AND AREAS | 6PL63G72F | FLOODLIGHTS | 6PL63G72F977 | WIN PRO
P3116109 | WIN PRO + 30 130 A35/W 730 GR94 DALI | 704 | 1 | 1 | 1 | NR | 8018367724325 | 94054210 | 6PL00 | Lighting | 6PL | PIL LIGHTING | 6PL63G | SPORTS AND AREAS | 6PL63G72F | FLOODLIGHTS | 6PL63G72F977 | WIN PRO
P3116110 | WIN PRO + 30 130 A35/W 740 GR94 DALI | 704 | 1 | 1 | 1 | NR | 8018367724332 | 94054210 | 6PL00 | Lighting | 6PL | PIL LIGHTING | 6PL63G | SPORTS AND AREAS | 6PL63G72F | FLOODLIGHTS | 6PL63G72F977 | WIN PRO
P3116111 | WIN PRO + 30 130 A35/W 757 GR94 DALI | 704 | 1 | 1 | 1 | NR | 8018367724349 | 94054210 | 6PL00 | Lighting | 6PL | PIL LIGHTING | 6PL63G | SPORTS AND AREAS | 6PL63G72F | FLOODLIGHTS | 6PL63G72F977 | WIN PRO
P3116112 | WIN PRO + 30 130 A35/W 730 GR94 RPA | 682 | 1 | 1 | 1 | NR | 8018367724356 | 94054210 | 6PL00 | Lighting | 6PL | PIL LIGHTING | 6PL63G | SPORTS AND AREAS | 6PL63G72F | FLOODLIGHTS | 6PL63G72F977 | WIN PRO
P3116113 | WIN PRO + 30 130 A35/W 740 GR94 RPA | 682 | 1 | 1 | 1 | NR | 8018367724363 | 94054210 | 6PL00 | Lighting | 6PL | PIL LIGHTING | 6PL63G | SPORTS AND AREAS | 6PL63G72F | FLOODLIGHTS | 6PL63G72F977 | WIN PRO
P3116114 | WIN PRO + 30 130 A35/W 757 GR94 RPA | 682 | 1 | 1 | 1 | NR | 8018367724370 | 94054210 | 6PL00 | Lighting | 6PL | PIL LIGHTING | 6PL63G | SPORTS AND AREAS | 6PL63G72F | FLOODLIGHTS | 6PL63G72F977 | WIN PRO
P3116115 | WIN PRO + 30 130 A35/W 730 GR94 ZHU | 812.5 | 1 | 1 | 1 | NR | 8018367724387 | 94054210 | 6PL00 | Lighting | 6PL | PIL LIGHTING | 6PL63G | SPORTS AND AREAS | 6PL63G72F | FLOODLIGHTS | 6PL63G72F977 | WIN PRO
P3116116 | WIN PRO + 30 130 A35/W 740 GR94 ZHU | 812.5 | 1 | 1 | 1 | NR | 8018367724394 | 94054210 | 6PL00 | Lighting | 6PL | PIL LIGHTING | 6PL63G | SPORTS AND AREAS | 6PL63G72F | FLOODLIGHTS | 6PL63G72F977 | WIN PRO
P3116117 | WIN PRO + 30 130 A35/W 757 GR94 ZHU | 812.5 | 1 | 1 | 1 | NR | 8018367724400 | 94054210 | 6PL00 | Lighting | 6PL | PIL LIGHTING | 6PL63G | SPORTS AND AREAS | 6PL63G72F | FLOODLIGHTS | 6PL63G72F977 | WIN PRO
P3116118 | WIN PRO + 30 130 S/EW 730 GR94 | 595.5 | 1 | 1 | 1 | NR | 8018367724417 | 94054210 | 6PL00 | Lighting | 6PL | PIL LIGHTING | 6PL63G | SPORTS AND AREAS | 6PL63G72F | FLOODLIGHTS | 6PL63G72F977 | WIN PRO
P3116119 | WIN PRO + 30 130 S/EW 740 GR94 | 595.5 | 1 | 1 | 1 | NR | 8018367724424 | 94054210 | 6PL00 | Lighting | 6PL | PIL LIGHTING | 6PL63G | SPORTS AND AREAS | 6PL63G72F | FLOODLIGHTS | 6PL63G72F977 | WIN PRO
P3116120 | WIN PRO + 30 130 S/EW 757 GR94 | 595.5 | 1 | 1 | 1 | NR | 8018367725216 | 94054210 | 6PL00 | Lighting | 6PL | PIL LIGHTING | 6PL63G | SPORTS AND AREAS | 6PL63G72F | FLOODLIGHTS | 6PL63G72F977 | WIN PRO
P3116121 | WIN PRO + 30 130 S/EW 730 GR94 DALI | 704 | 1 | 1 | 1 | NR | 8018367724431 | 94054210 | 6PL00 | Lighting | 6PL | PIL LIGHTING | 6PL63G | SPORTS AND AREAS | 6PL63G72F | FLOODLIGHTS | 6PL63G72F977 | WIN PRO
P3116122 | WIN PRO + 30 130 S/EW 740 GR94 DALI | 704 | 1 | 1 | 1 | NR | 8018367724448 | 94054210 | 6PL00 | Lighting | 6PL | PIL LIGHTING | 6PL63G | SPORTS AND AREAS | 6PL63G72F | FLOODLIGHTS | 6PL63G72F977 | WIN PRO
P3116123 | WIN PRO + 30 130 S/EW 757 GR94 DALI | 704 | 1 | 1 | 1 | NR | 8018367724455 | 94054210 | 6PL00 | Lighting | 6PL | PIL LIGHTING | 6PL63G | SPORTS AND AREAS | 6PL63G72F | FLOODLIGHTS | 6PL63G72F977 | WIN PRO
P3116124 | WIN PRO + 30 130 S/EW 730 GR94 RPA | 682 | 1 | 1 | 1 | NR | 8018367724462 | 94054210 | 6PL00 | Lighting | 6PL | PIL LIGHTING | 6PL63G | SPORTS AND AREAS | 6PL63G72F | FLOODLIGHTS | 6PL63G72F977 | WIN PRO
P3116125 | WIN PRO + 30 130 S/EW 740 GR94 RPA | 682 | 1 | 1 | 1 | NR | 8018367724479 | 94054210 | 6PL00 | Lighting | 6PL | PIL LIGHTING | 6PL63G | SPORTS AND AREAS | 6PL63G72F | FLOODLIGHTS | 6PL63G72F977 | WIN PRO
P3116126 | WIN PRO + 30 130 S/EW 757 GR94 RPA | 682 | 1 | 1 | 1 | NR | 8018367724486 | 94054210 | 6PL00 | Lighting | 6PL | PIL LIGHTING | 6PL63G | SPORTS AND AREAS | 6PL63G72F | FLOODLIGHTS | 6PL63G72F977 | WIN PRO
P3116127 | WIN PRO + 30 130 S/EW 730 GR94 ZHU | 812.5 | 1 | 1 | 1 | NR | 8018367724493 | 94054210 | 6PL00 | Lighting | 6PL | PIL LIGHTING | 6PL63G | SPORTS AND AREAS | 6PL63G72F | FLOODLIGHTS | 6PL63G72F977 | WIN PRO
P3116128 | WIN PRO + 30 130 S/EW 740 GR94 ZHU | 812.5 | 1 | 1 | 1 | NR | 8018367724509 | 94054210 | 6PL00 | Lighting | 6PL | PIL LIGHTING | 6PL63G | SPORTS AND AREAS | 6PL63G72F | FLOODLIGHTS | 6PL63G72F977 | WIN PRO
P3116129 | WIN PRO + 30 130 S/EW 757 GR94 ZHU | 812.5 | 1 | 1 | 1 | NR | 8018367724516 | 94054210 | 6PL00 | Lighting | 6PL | PIL LIGHTING | 6PL63G | SPORTS AND AREAS | 6PL63G72F | FLOODLIGHTS | 6PL63G72F977 | WIN PRO
P3116130 | WIN PRO + 30 190 A55/M 730 GR94 | 758 | 1 | 1 | 1 | NR | 8018367724523 | 94054210 | 6PL00 | Lighting | 6PL | PIL LIGHTING | 6PL63G | SPORTS AND AREAS | 6PL63G72F | FLOODLIGHTS | 6PL63G72F977 | WIN PRO
P3116131 | WIN PRO + 30 190 A55/M 740 GR94 | 758 | 1 | 1 | 1 | NR | 8018367724530 | 94054210 | 6PL00 | Lighting | 6PL | PIL LIGHTING | 6PL63G | SPORTS AND AREAS | 6PL63G72F | FLOODLIGHTS | 6PL63G72F977 | WIN PRO
P3116132 | WIN PRO + 30 190 A55/M 757 GR94 | 758 | 1 | 1 | 1 | NR | 8018367724547 | 94054210 | 6PL00 | Lighting | 6PL | PIL LIGHTING | 6PL63G | SPORTS AND AREAS | 6PL63G72F | FLOODLIGHTS | 6PL63G72F977 | WIN PRO
P3116133 | WIN PRO + 30 190 A55/M 730 GR94 DALI | 866.5 | 1 | 1 | 1 | NR | 8018367724554 | 94054210 | 6PL00 | Lighting | 6PL | PIL LIGHTING | 6PL63G | SPORTS AND AREAS | 6PL63G72F | FLOODLIGHTS | 6PL63G72F977 | WIN PRO
P3116134 | WIN PRO + 30 190 A55/M 740 GR94 DALI | 866.5 | 1 | 1 | 1 | NR | 8018367724561 | 94054210 | 6PL00 | Lighting | 6PL | PIL LIGHTING | 6PL63G | SPORTS AND AREAS | 6PL63G72F | FLOODLIGHTS | 6PL63G72F977 | WIN PRO
P3116135 | WIN PRO + 30 190 A55/M 757 GR94 DALI | 866.5 | 1 | 1 | 1 | NR | 8018367724578 | 94054210 | 6PL00 | Lighting | 6PL | PIL LIGHTING | 6PL63G | SPORTS AND AREAS | 6PL63G72F | FLOODLIGHTS | 6PL63G72F977 | WIN PRO
P3116136 | WIN PRO + 30 190 A55/M 730 GR94 RPA | 845 | 1 | 1 | 1 | NR | 8018367725209 | 94054210 | 6PL00 | Lighting | 6PL | PIL LIGHTING | 6PL63G | SPORTS AND AREAS | 6PL63G72F | FLOODLIGHTS | 6PL63G72F977 | WIN PRO
P3116137 | WIN PRO + 30 190 A55/M 740 GR94 RPA | 845 | 1 | 1 | 1 | NR | 8018367724585 | 94054210 | 6PL00 | Lighting | 6PL | PIL LIGHTING | 6PL63G | SPORTS AND AREAS | 6PL63G72F | FLOODLIGHTS | 6PL63G72F977 | WIN PRO
P3116138 | WIN PRO + 30 190 A55/M 757 GR94 RPA | 845 | 1 | 1 | 1 | NR | 8018367724592 | 94054210 | 6PL00 | Lighting | 6PL | PIL LIGHTING | 6PL63G | SPORTS AND AREAS | 6PL63G72F | FLOODLIGHTS | 6PL63G72F977 | WIN PRO
P3116139 | WIN PRO + 30 190 A55/M 730 GR94 ZHU | 975 | 1 | 1 | 1 | NR | 8018367724608 | 94054210 | 6PL00 | Lighting | 6PL | PIL LIGHTING | 6PL63G | SPORTS AND AREAS | 6PL63G72F | FLOODLIGHTS | 6PL63G72F977 | WIN PRO
P3116140 | WIN PRO + 30 190 A55/M 740 GR94 ZHU | 975 | 1 | 1 | 1 | NR | 8018367724615 | 94054210 | 6PL00 | Lighting | 6PL | PIL LIGHTING | 6PL63G | SPORTS AND AREAS | 6PL63G72F | FLOODLIGHTS | 6PL63G72F977 | WIN PRO
P3116141 | WIN PRO + 30 190 A55/M 757 GR94 ZHU | 975 | 1 | 1 | 1 | NR | 8018367724721 | 94054210 | 6PL00 | Lighting | 6PL | PIL LIGHTING | 6PL63G | SPORTS AND AREAS | 6PL63G72F | FLOODLIGHTS | 6PL63G72F977 | WIN PRO
P3116142 | WIN PRO + 30 190 A35/W 730 GR94 | 758 | 1 | 1 | 1 | NR | 8018367724622 | 94054210 | 6PL00 | Lighting | 6PL | PIL LIGHTING | 6PL63G | SPORTS AND AREAS | 6PL63G72F | FLOODLIGHTS | 6PL63G72F977 | WIN PRO
P3116143 | WIN PRO + 30 190 A35/W 740 GR94 | 758 | 1 | 1 | 1 | NR | 8018367724639 | 94054210 | 6PL00 | Lighting | 6PL | PIL LIGHTING | 6PL63G | SPORTS AND AREAS | 6PL63G72F | FLOODLIGHTS | 6PL63G72F977 | WIN PRO
P3116144 | WIN PRO + 30 190 A35/W 757 GR94 | 758 | 1 | 1 | 1 | NR | 8018367724646 | 94054210 | 6PL00 | Lighting | 6PL | PIL LIGHTING | 6PL63G | SPORTS AND AREAS | 6PL63G72F | FLOODLIGHTS | 6PL63G72F977 | WIN PRO
P3116145 | WIN PRO + 30 190 A35/W 730 GR94 DALI | 866.5 | 1 | 1 | 1 | NR | 8018367724653 | 94054210 | 6PL00 | Lighting | 6PL | PIL LIGHTING | 6PL63G | SPORTS AND AREAS | 6PL63G72F | FLOODLIGHTS | 6PL63G72F977 | WIN PRO
P3116146 | WIN PRO + 30 190 A35/W 740 GR94 DALI | 866.5 | 1 | 1 | 1 | NR | 8018367724660 | 94054210 | 6PL00 | Lighting | 6PL | PIL LIGHTING | 6PL63G | SPORTS AND AREAS | 6PL63G72F | FLOODLIGHTS | 6PL63G72F977 | WIN PRO
P3116147 | WIN PRO + 30 190 A35/W 757 GR94 DALI | 866.5 | 1 | 1 | 1 | NR | 8018367724677 | 94054210 | 6PL00 | Lighting | 6PL | PIL LIGHTING | 6PL63G | SPORTS AND AREAS | 6PL63G72F | FLOODLIGHTS | 6PL63G72F977 | WIN PRO
P3116148 | WIN PRO + 30 190 A35/W 730 GR94 RPA | 845 | 1 | 1 | 1 | NR | 8018367724684 | 94054210 | 6PL00 | Lighting | 6PL | PIL LIGHTING | 6PL63G | SPORTS AND AREAS | 6PL63G72F | FLOODLIGHTS | 6PL63G72F977 | WIN PRO
P3116149 | WIN PRO + 30 190 A35/W 740 GR94 RPA | 845 | 1 | 1 | 1 | NR | 8018367724691 | 94054210 | 6PL00 | Lighting | 6PL | PIL LIGHTING | 6PL63G | SPORTS AND AREAS | 6PL63G72F | FLOODLIGHTS | 6PL63G72F977 | WIN PRO
P3116150 | WIN PRO + 30 190 A35/W 757 GR94 RPA | 845 | 1 | 1 | 1 | NR | 8018367724707 | 94054210 | 6PL00 | Lighting | 6PL | PIL LIGHTING | 6PL63G | SPORTS AND AREAS | 6PL63G72F | FLOODLIGHTS | 6PL63G72F977 | WIN PRO
P3116151 | WIN PRO + 30 190 A35/W 730 GR94 ZHU | 975 | 1 | 1 | 1 | NR | 8018367724714 | 94054210 | 6PL00 | Lighting | 6PL | PIL LIGHTING | 6PL63G | SPORTS AND AREAS | 6PL63G72F | FLOODLIGHTS | 6PL63G72F977 | WIN PRO
P3116152 | WIN PRO + 30 190 A35/W 740 GR94 ZHU | 975 | 1 | 1 | 1 | NR | 8018367725186 | 94054210 | 6PL00 | Lighting | 6PL | PIL LIGHTING | 6PL63G | SPORTS AND AREAS | 6PL63G72F | FLOODLIGHTS | 6PL63G72F977 | WIN PRO
P3116153 | WIN PRO + 30 190 A35/W 757 GR94 ZHU | 975 | 1 | 1 | 1 | NR | 8018367725193 | 94054210 | 6PL00 | Lighting | 6PL | PIL LIGHTING | 6PL63G | SPORTS AND AREAS | 6PL63G72F | FLOODLIGHTS | 6PL63G72F977 | WIN PRO
P3116154 | WIN PRO + 30 190 S/EW 730 GR94 | 758 | 1 | 1 | 1 | NR | 8018367724738 | 94054210 | 6PL00 | Lighting | 6PL | PIL LIGHTING | 6PL63G | SPORTS AND AREAS | 6PL63G72F | FLOODLIGHTS | 6PL63G72F977 | WIN PRO
P3116155 | WIN PRO + 30 190 S/EW 740 GR94 | 758 | 1 | 1 | 1 | NR | 8018367724745 | 94054210 | 6PL00 | Lighting | 6PL | PIL LIGHTING | 6PL63G | SPORTS AND AREAS | 6PL63G72F | FLOODLIGHTS | 6PL63G72F977 | WIN PRO
P3116156 | WIN PRO + 30 190 S/EW 757 GR94 | 758 | 1 | 1 | 1 | NR | 8018367724752 | 94054210 | 6PL00 | Lighting | 6PL | PIL LIGHTING | 6PL63G | SPORTS AND AREAS | 6PL63G72F | FLOODLIGHTS | 6PL63G72F977 | WIN PRO
P3116157 | WIN PRO + 30 190 S/EW 730 GR94 DALI | 866.5 | 1 | 1 | 1 | NR | 8018367724769 | 94054210 | 6PL00 | Lighting | 6PL | PIL LIGHTING | 6PL63G | SPORTS AND AREAS | 6PL63G72F | FLOODLIGHTS | 6PL63G72F977 | WIN PRO
P3116158 | WIN PRO + 30 190 S/EW 740 GR94 DALI | 866.5 | 1 | 1 | 1 | NR | 8018367724776 | 94054210 | 6PL00 | Lighting | 6PL | PIL LIGHTING | 6PL63G | SPORTS AND AREAS | 6PL63G72F | FLOODLIGHTS | 6PL63G72F977 | WIN PRO
P3116159 | WIN PRO + 30 190 S/EW 757 GR94 DALI | 866.5 | 1 | 1 | 1 | NR | 8018367724783 | 94054210 | 6PL00 | Lighting | 6PL | PIL LIGHTING | 6PL63G | SPORTS AND AREAS | 6PL63G72F | FLOODLIGHTS | 6PL63G72F977 | WIN PRO
P3116160 | WIN PRO + 30 190 S/EW 730 GR94 RPA | 845 | 1 | 1 | 1 | NR | 8018367724790 | 94054210 | 6PL00 | Lighting | 6PL | PIL LIGHTING | 6PL63G | SPORTS AND AREAS | 6PL63G72F | FLOODLIGHTS | 6PL63G72F977 | WIN PRO
P3116161 | WIN PRO + 30 190 S/EW 740 GR94 RPA | 845 | 1 | 1 | 1 | NR | 8018367724806 | 94054210 | 6PL00 | Lighting | 6PL | PIL LIGHTING | 6PL63G | SPORTS AND AREAS | 6PL63G72F | FLOODLIGHTS | 6PL63G72F977 | WIN PRO
P3116162 | WIN PRO + 30 190 S/EW 757 GR94 RPA | 845 | 1 | 1 | 1 | NR | 8018367724813 | 94054210 | 6PL00 | Lighting | 6PL | PIL LIGHTING | 6PL63G | SPORTS AND AREAS | 6PL63G72F | FLOODLIGHTS | 6PL63G72F977 | WIN PRO
P3116163 | WIN PRO + 30 190 S/EW 730 GR94 ZHU | 975 | 1 | 1 | 1 | NR | 8018367724837 | 94054210 | 6PL00 | Lighting | 6PL | PIL LIGHTING | 6PL63G | SPORTS AND AREAS | 6PL63G72F | FLOODLIGHTS | 6PL63G72F977 | WIN PRO
P3116164 | WIN PRO + 30 190 S/EW 740 GR94 ZHU | 975 | 1 | 1 | 1 | NR | 8018367724820 | 94054210 | 6PL00 | Lighting | 6PL | PIL LIGHTING | 6PL63G | SPORTS AND AREAS | 6PL63G72F | FLOODLIGHTS | 6PL63G72F977 | WIN PRO
P3116165 | WIN PRO + 30 190 S/EW 757 GR94 ZHU | 975 | 1 | 1 | 1 | NR | 8018367724844 | 94054210 | 6PL00 | Lighting | 6PL | PIL LIGHTING | 6PL63G | SPORTS AND AREAS | 6PL63G72F | FLOODLIGHTS | 6PL63G72F977 | WIN PRO
P3116166 | WIN PRO + 30 250 A55/M 730 GR94 | 812.5 | 1 | 1 | 1 | NR | 8018367724851 | 94054210 | 6PL00 | Lighting | 6PL | PIL LIGHTING | 6PL63G | SPORTS AND AREAS | 6PL63G72F | FLOODLIGHTS | 6PL63G72F977 | WIN PRO
P3116167 | WIN PRO + 30 250 A55/M 740 GR94 | 812.5 | 1 | 1 | 1 | NR | 8018367724868 | 94054210 | 6PL00 | Lighting | 6PL | PIL LIGHTING | 6PL63G | SPORTS AND AREAS | 6PL63G72F | FLOODLIGHTS | 6PL63G72F977 | WIN PRO
P3116168 | WIN PRO + 30 250 A55/M 757 GR94 | 812.5 | 1 | 1 | 1 | NR | 8018367724875 | 94054210 | 6PL00 | Lighting | 6PL | PIL LIGHTING | 6PL63G | SPORTS AND AREAS | 6PL63G72F | FLOODLIGHTS | 6PL63G72F977 | WIN PRO
P3116169 | WIN PRO + 30 250 A55/M 730 GR94 DALI | 921.5 | 1 | 1 | 1 | NR | 8018367725179 | 94054210 | 6PL00 | Lighting | 6PL | PIL LIGHTING | 6PL63G | SPORTS AND AREAS | 6PL63G72F | FLOODLIGHTS | 6PL63G72F977 | WIN PRO
P3116170 | WIN PRO + 30 250 A55/M 740 GR94 DALI | 921.5 | 1 | 1 | 1 | NR | 8018367724882 | 94054210 | 6PL00 | Lighting | 6PL | PIL LIGHTING | 6PL63G | SPORTS AND AREAS | 6PL63G72F | FLOODLIGHTS | 6PL63G72F977 | WIN PRO
P3116171 | WIN PRO + 30 250 A55/M 757 GR94 DALI | 921.5 | 1 | 1 | 1 | NR | 8018367724899 | 94054210 | 6PL00 | Lighting | 6PL | PIL LIGHTING | 6PL63G | SPORTS AND AREAS | 6PL63G72F | FLOODLIGHTS | 6PL63G72F977 | WIN PRO
P3116172 | WIN PRO + 30 250 A55/M 730 GR94 RPA | 921.5 | 1 | 1 | 1 | NR | 8018367724905 | 94054210 | 6PL00 | Lighting | 6PL | PIL LIGHTING | 6PL63G | SPORTS AND AREAS | 6PL63G72F | FLOODLIGHTS | 6PL63G72F977 | WIN PRO
P3116173 | WIN PRO + 30 250 A55/M 740 GR94 RPA | 921.5 | 1 | 1 | 1 | NR | 8018367724912 | 94054210 | 6PL00 | Lighting | 6PL | PIL LIGHTING | 6PL63G | SPORTS AND AREAS | 6PL63G72F | FLOODLIGHTS | 6PL63G72F977 | WIN PRO
P3116174 | WIN PRO + 30 250 A55/M 757 GR94 RPA | 921.5 | 1 | 1 | 1 | NR | 8018367724929 | 94054210 | 6PL00 | Lighting | 6PL | PIL LIGHTING | 6PL63G | SPORTS AND AREAS | 6PL63G72F | FLOODLIGHTS | 6PL63G72F977 | WIN PRO
P3116175 | WIN PRO + 30 250 A55/M 730 GR94 ZHU | 1139 | 1 | 1 | 1 | NR | 8018367724936 | 94054210 | 6PL00 | Lighting | 6PL | PIL LIGHTING | 6PL63G | SPORTS AND AREAS | 6PL63G72F | FLOODLIGHTS | 6PL63G72F977 | WIN PRO
P3116176 | WIN PRO + 30 250 A55/M 740 GR94 ZHU | 1139 | 1 | 1 | 1 | NR | 8018367724943 | 94054210 | 6PL00 | Lighting | 6PL | PIL LIGHTING | 6PL63G | SPORTS AND AREAS | 6PL63G72F | FLOODLIGHTS | 6PL63G72F977 | WIN PRO
P3116177 | WIN PRO + 30 250 A55/M 757 GR94 ZHU | 1139 | 1 | 1 | 1 | NR | 8018367724950 | 94054210 | 6PL00 | Lighting | 6PL | PIL LIGHTING | 6PL63G | SPORTS AND AREAS | 6PL63G72F | FLOODLIGHTS | 6PL63G72F977 | WIN PRO
P3116178 | WIN PRO + 30 250 A35/W 730 GR94 | 812.5 | 1 | 1 | 1 | NR | 8018367724967 | 94054210 | 6PL00 | Lighting | 6PL | PIL LIGHTING | 6PL63G | SPORTS AND AREAS | 6PL63G72F | FLOODLIGHTS | 6PL63G72F977 | WIN PRO
P3116179 | WIN PRO + 30 250 A35/W 740 GR94 | 812.5 | 1 | 1 | 1 | NR | 8018367724974 | 94054210 | 6PL00 | Lighting | 6PL | PIL LIGHTING | 6PL63G | SPORTS AND AREAS | 6PL63G72F | FLOODLIGHTS | 6PL63G72F977 | WIN PRO
P3116180 | WIN PRO + 30 250 A35/W 757 GR94 | 812.5 | 1 | 1 | 1 | NR | 8018367724981 | 94054210 | 6PL00 | Lighting | 6PL | PIL LIGHTING | 6PL63G | SPORTS AND AREAS | 6PL63G72F | FLOODLIGHTS | 6PL63G72F977 | WIN PRO
P3116181 | WIN PRO + 30 250 A35/W 730 GR94 DALI | 921.5 | 1 | 1 | 1 | NR | 8018367724998 | 94054210 | 6PL00 | Lighting | 6PL | PIL LIGHTING | 6PL63G | SPORTS AND AREAS | 6PL63G72F | FLOODLIGHTS | 6PL63G72F977 | WIN PRO
P3116182 | WIN PRO + 30 250 A35/W 740 GR94 DALI | 921.5 | 1 | 1 | 1 | NR | 8018367725001 | 94054210 | 6PL00 | Lighting | 6PL | PIL LIGHTING | 6PL63G | SPORTS AND AREAS | 6PL63G72F | FLOODLIGHTS | 6PL63G72F977 | WIN PRO
P3116183 | WIN PRO + 30 250 A35/W 757 GR94 DALI | 921.5 | 1 | 1 | 1 | NR | 8018367725018 | 94054210 | 6PL00 | Lighting | 6PL | PIL LIGHTING | 6PL63G | SPORTS AND AREAS | 6PL63G72F | FLOODLIGHTS | 6PL63G72F977 | WIN PRO
P3116184 | WIN PRO + 30 250 A35/W 730 GR94 RPA | 921.5 | 1 | 1 | 1 | NR | 8018367725025 | 94054210 | 6PL00 | Lighting | 6PL | PIL LIGHTING | 6PL63G | SPORTS AND AREAS | 6PL63G72F | FLOODLIGHTS | 6PL63G72F977 | WIN PRO
P3116185 | WIN PRO + 30 250 A35/W 740 GR94 RPA | 921.5 | 1 | 1 | 1 | NR | 8018367725155 | 94054210 | 6PL00 | Lighting | 6PL | PIL LIGHTING | 6PL63G | SPORTS AND AREAS | 6PL63G72F | FLOODLIGHTS | 6PL63G72F977 | WIN PRO
P3116186 | WIN PRO + 30 250 A35/W 757 GR94 RPA | 921.5 | 1 | 1 | 1 | NR | 8018367725162 | 94054210 | 6PL00 | Lighting | 6PL | PIL LIGHTING | 6PL63G | SPORTS AND AREAS | 6PL63G72F | FLOODLIGHTS | 6PL63G72F977 | WIN PRO
P3116187 | WIN PRO + 30 250 A35/W 730 GR94 ZHU | 1139 | 1 | 1 | 1 | NR | 8018367725032 | 94054210 | 6PL00 | Lighting | 6PL | PIL LIGHTING | 6PL63G | SPORTS AND AREAS | 6PL63G72F | FLOODLIGHTS | 6PL63G72F977 | WIN PRO
P3116188 | WIN PRO + 30 250 A35/W 740 GR94 ZHU | 1139 | 1 | 1 | 1 | NR | 8018367725049 | 94054210 | 6PL00 | Lighting | 6PL | PIL LIGHTING | 6PL63G | SPORTS AND AREAS | 6PL63G72F | FLOODLIGHTS | 6PL63G72F977 | WIN PRO
P3116189 | WIN PRO + 30 250 A35/W 757 GR94 ZHU | 1139 | 1 | 1 | 1 | NR | 8018367725056 | 94054210 | 6PL00 | Lighting | 6PL | PIL LIGHTING | 6PL63G | SPORTS AND AREAS | 6PL63G72F | FLOODLIGHTS | 6PL63G72F977 | WIN PRO
P3116190 | WIN PRO + 30 250 S/EW 730 GR94 | 812.5 | 1 | 1 | 1 | NR | 8018367725063 | 94054210 | 6PL00 | Lighting | 6PL | PIL LIGHTING | 6PL63G | SPORTS AND AREAS | 6PL63G72F | FLOODLIGHTS | 6PL63G72F977 | WIN PRO
P3116191 | WIN PRO + 30 250 S/EW 740 GR94 | 812.5 | 1 | 1 | 1 | NR | 8018367725070 | 94054210 | 6PL00 | Lighting | 6PL | PIL LIGHTING | 6PL63G | SPORTS AND AREAS | 6PL63G72F | FLOODLIGHTS | 6PL63G72F977 | WIN PRO
P3116192 | WIN PRO + 30 250 S/EW 757 GR94 | 812.5 | 1 | 1 | 1 | NR | 8018367725087 | 94054210 | 6PL00 | Lighting | 6PL | PIL LIGHTING | 6PL63G | SPORTS AND AREAS | 6PL63G72F | FLOODLIGHTS | 6PL63G72F977 | WIN PRO
P3116193 | WIN PRO + 30 250 S/EW 730 GR94 DALI | 921.5 | 1 | 1 | 1 | NR | 8018367725094 | 94054210 | 6PL00 | Lighting | 6PL | PIL LIGHTING | 6PL63G | SPORTS AND AREAS | 6PL63G72F | FLOODLIGHTS | 6PL63G72F977 | WIN PRO
P3116194 | WIN PRO + 30 250 S/EW 740 GR94 DALI | 921.5 | 1 | 1 | 1 | NR | 8018367725100 | 94054210 | 6PL00 | Lighting | 6PL | PIL LIGHTING | 6PL63G | SPORTS AND AREAS | 6PL63G72F | FLOODLIGHTS | 6PL63G72F977 | WIN PRO
P3116195 | WIN PRO + 30 250 S/EW 757 GR94 DALI | 921.5 | 1 | 1 | 1 | NR | 8018367725117 | 94054210 | 6PL00 | Lighting | 6PL | PIL LIGHTING | 6PL63G | SPORTS AND AREAS | 6PL63G72F | FLOODLIGHTS | 6PL63G72F977 | WIN PRO
P3116196 | WIN PRO + 30 250 S/EW 730 GR94 RPA | 921.5 | 1 | 1 | 1 | NR | 8018367725124 | 94054210 | 6PL00 | Lighting | 6PL | PIL LIGHTING | 6PL63G | SPORTS AND AREAS | 6PL63G72F | FLOODLIGHTS | 6PL63G72F977 | WIN PRO
P3116197 | WIN PRO + 30 250 S/EW 740 GR94 RPA | 921.5 | 1 | 1 | 1 | NR | 8018367725131 | 94054210 | 6PL00 | Lighting | 6PL | PIL LIGHTING | 6PL63G | SPORTS AND AREAS | 6PL63G72F | FLOODLIGHTS | 6PL63G72F977 | WIN PRO
P3116198 | WIN PRO + 30 250 S/EW 757 GR94 RPA | 921.5 | 1 | 1 | 1 | NR | 8018367724110 | 94054210 | 6PL00 | Lighting | 6PL | PIL LIGHTING | 6PL63G | SPORTS AND AREAS | 6PL63G72F | FLOODLIGHTS | 6PL63G72F977 | WIN PRO
P3116199 | WIN PRO + 30 250 S/EW 730 GR94 ZHU | 1139 | 1 | 1 | 1 | NR | 8018367725148 | 94054210 | 6PL00 | Lighting | 6PL | PIL LIGHTING | 6PL63G | SPORTS AND AREAS | 6PL63G72F | FLOODLIGHTS | 6PL63G72F977 | WIN PRO
P3116200 | WIN PRO + 30 250 S/EW 740 GR94 ZHU | 1139 | 1 | 1 | 1 | NR | 8018367724097 | 94054210 | 6PL00 | Lighting | 6PL | PIL LIGHTING | 6PL63G | SPORTS AND AREAS | 6PL63G72F | FLOODLIGHTS | 6PL63G72F977 | WIN PRO
P3116201 | WIN PRO + 30 250 S/EW 757 GR94 ZHU | 1139 | 1 | 1 | 1 | NR | 8018367724103 | 94054210 | 6PL00 | Lighting | 6PL | PIL LIGHTING | 6PL63G | SPORTS AND AREAS | 6PL63G72F | FLOODLIGHTS | 6PL63G72F977 | WIN PRO
P3116294 | DRIVER BOX 600-2,8A-1CH-DALI ACC. | 627.5 | 1 | 1 | 1 | NR | 8018367725322 | 85044095 | 6PL00 | Lighting | 6PL | PIL LIGHTING | 6PL63G | SPORTS AND AREAS | 6PL63G72F | FLOODLIGHTS | 6PL63G72F985 | LASER+
P3116295 | DRIVER BOX 600-2,8A-1CH-DMX ACC. | 627.5 | 1 | 1 | 1 | NR | 8018367725339 | 85044095 | 6PL00 | Lighting | 6PL | PIL LIGHTING | 6PL63G | SPORTS AND AREAS | 6PL63G72F | FLOODLIGHTS | 6PL63G72F985 | LASER+
P3116517 | VISIERA WIN PRO 30-5° GR94-ACC. | 59 | 1 | 1 | 4 | NR | 8018367726954 | 94059900 | 6PL00 | Lighting | 6PL | PIL LIGHTING | 6PL63G | SPORTS AND AREAS | 6PL63G72F | FLOODLIGHTS | 6PL63G72F977 | WIN PRO
P3116518 | VISIERA WIN PRO 30-10° GR94-ACC. | 54 | 1 | 1 | 4 | NR | 8018367726947 | 94059900 | 6PL00 | Lighting | 6PL | PIL LIGHTING | 6PL63G | SPORTS AND AREAS | 6PL63G72F | FLOODLIGHTS | 6PL63G72F977 | WIN PRO
P3116553 | SUPPORTO PUNTATORE LASER+ ASY_ ACC. | 1315 | 1 | 1 | 1 | NR | 8018367726985 | 94059900 | 6PL00 | Lighting | 6PL | PIL LIGHTING | 6PL63G | SPORTS AND AREAS | 6PL63G72F | FLOODLIGHTS | 6PL63G72F985 | LASER+
P3116565 | CLY 15 S/EW 830/40 WH87 | 79.5 | 1 | 1 | 8 | NR | 8018367727036 | 94051140 | 6PL00 | Lighting | 6PL | PIL LIGHTING | 6PL68G | HOUSEHOLD | 6PL68G36F | BULKHEADS | 6PL68G36FB35 | CLY
P3116566 | CLY 15 S/EW 830/40 WH87 DLS DETEK | 104.5 | 1 | 1 | 8 | NR | 8018367727043 | 94051140 | 6PL00 | Lighting | 6PL | PIL LIGHTING | 6PL68G | HOUSEHOLD | 6PL68G36F | BULKHEADS | 6PL68G36FB35 | CLY
P3116567 | CLY 15 S/EW 830/40 WH87 EM3 | 184.5 | 1 | 1 | 8 | NR | 8018367727050 | 94051140 | 6PL00 | Lighting | 6PL | PIL LIGHTING | 6PL68G | HOUSEHOLD | 6PL68G36F | BULKHEADS | 6PL68G36FB35 | CLY
P3116568 | CLY 15 S/EW 830/40 WH87 EM3 DLS DETEK | 209 | 1 | 1 | 8 | NR | 8018367727067 | 94051140 | 6PL00 | Lighting | 6PL | PIL LIGHTING | 6PL68G | HOUSEHOLD | 6PL68G36F | BULKHEADS | 6PL68G36FB35 | CLY
P3116575 | MANGO+ MIDI 13 C/EW 830 WHRAL 9010 DALI | 114 | 1 | 1 | 12 | NR | 8018367727180 | 94051190 | 6PL00 | Lighting | 6PL | PIL LIGHTING | 6PL59G | WORK & COMM. SPACES | 6PL59G68F | DOWNLIGHT/SPOTLIGHTS | 6PL59G68F941 | MANGO+
P3116576 | MANGO+ MIDI 13 C/EW 840 WHRAL 9010 DALI | 114 | 1 | 1 | 12 | NR | 8018367727197 | 94051190 | 6PL00 | Lighting | 6PL | PIL LIGHTING | 6PL59G | WORK & COMM. SPACES | 6PL59G68F | DOWNLIGHT/SPOTLIGHTS | 6PL59G68F941 | MANGO+
P3116577 | MANGO+ MAXI 21 C/EW 830 WHRAL 9010 DALI | 124 | 1 | 1 | 12 | NR | 8018367727203 | 94051190 | 6PL00 | Lighting | 6PL | PIL LIGHTING | 6PL59G | WORK & COMM. SPACES | 6PL59G68F | DOWNLIGHT/SPOTLIGHTS | 6PL59G68F941 | MANGO+
P3116578 | MANGO+ MAXI 21 C/EW 840 WHRAL 9010 DALI | 124 | 1 | 1 | 12 | NR | 8018367727210 | 94051190 | 6PL00 | Lighting | 6PL | PIL LIGHTING | 6PL59G | WORK & COMM. SPACES | 6PL59G68F | DOWNLIGHT/SPOTLIGHTS | 6PL59G68F941 | MANGO+
P3116603 | ELA 600 PR 28.5 830 UGR<19 | 74.5 | 1 | 1 | 5 | NR | 8018367727302 | 94051190 | 6PL00 | Lighting | 6PL | PIL LIGHTING | 6PL59G | WORK & COMM. SPACES | 6PL59G09F | CEILING RECESSED | 6PL59G09F945 | ELA
P3116604 | ELA 600 PR 28.5 840 UGR<19 | 74.5 | 1 | 1 | 5 | NR | 8018367727319 | 94051190 | 6PL00 | Lighting | 6PL | PIL LIGHTING | 6PL59G | WORK & COMM. SPACES | 6PL59G09F | CEILING RECESSED | 6PL59G09F945 | ELA
P3116605 | ELA 600 PR 28.5 930 UGR<19 | 81 | 1 | 1 | 5 | NR | 8018367727333 | 94051190 | 6PL00 | Lighting | 6PL | PIL LIGHTING | 6PL59G | WORK & COMM. SPACES | 6PL59G09F | CEILING RECESSED | 6PL59G09F945 | ELA
P3116606 | ELA 600 PR 28.5 940 UGR<19 | 81 | 1 | 1 | 5 | NR | 8018367727326 | 94051190 | 6PL00 | Lighting | 6PL | PIL LIGHTING | 6PL59G | WORK & COMM. SPACES | 6PL59G09F | CEILING RECESSED | 6PL59G09F945 | ELA
P3116607 | PLATO 600 MP 28.5 830 UGR<19 | 85 | 1 | 1 | 5 | NR | 8018367727340 | 94051190 | 6PL00 | Lighting | 6PL | PIL LIGHTING | 6PL59G | WORK & COMM. SPACES | 6PL59G09F | CEILING RECESSED | 6PL59G09F969 | PLATO
P3116608 | PLATO 600 MP 28.5 840 UGR<19 | 85 | 1 | 1 | 5 | NR | 8018367727371 | 94051190 | 6PL00 | Lighting | 6PL | PIL LIGHTING | 6PL59G | WORK & COMM. SPACES | 6PL59G09F | CEILING RECESSED | 6PL59G09F969 | PLATO
P3116609 | PLATO 600 MP 28.5 930 UGR<19 | 96.5 | 1 | 1 | 5 | NR | 8018367727388 | 94051190 | 6PL00 | Lighting | 6PL | PIL LIGHTING | 6PL59G | WORK & COMM. SPACES | 6PL59G09F | CEILING RECESSED | 6PL59G09F969 | PLATO
P3116610 | PLATO 600 MP 28.5 940 UGR<19 | 96.5 | 1 | 1 | 5 | NR | 8018367727395 | 94051190 | 6PL00 | Lighting | 6PL | PIL LIGHTING | 6PL59G | WORK & COMM. SPACES | 6PL59G09F | CEILING RECESSED | 6PL59G09F969 | PLATO
P3116611 | PLATO 1200 MP 28.5 830 UGR<19 | 123 | 1 | 1 | 5 | NR | 8018367727401 | 94051190 | 6PL00 | Lighting | 6PL | PIL LIGHTING | 6PL59G | WORK & COMM. SPACES | 6PL59G09F | CEILING RECESSED | 6PL59G09F969 | PLATO
P3116612 | PLATO 1200 MP 28.5 840 UGR<19 | 123 | 1 | 1 | 5 | NR | 8018367727418 | 94051190 | 6PL00 | Lighting | 6PL | PIL LIGHTING | 6PL59G | WORK & COMM. SPACES | 6PL59G09F | CEILING RECESSED | 6PL59G09F969 | PLATO
P3116613 | PLATO 1200 MP 28.5 930 UGR<19 | 140 | 1 | 1 | 5 | NR | 8018367727425 | 94051190 | 6PL00 | Lighting | 6PL | PIL LIGHTING | 6PL59G | WORK & COMM. SPACES | 6PL59G09F | CEILING RECESSED | 6PL59G09F969 | PLATO
P3116614 | PLATO 1200 MP 28.5 940 UGR<19 | 140 | 1 | 1 | 5 | NR | 8018367727432 | 94051190 | 6PL00 | Lighting | 6PL | PIL LIGHTING | 6PL59G | WORK & COMM. SPACES | 6PL59G09F | CEILING RECESSED | 6PL59G09F969 | PLATO
P3116656 | CRICKET+ 10 WALL VISA 5 A10/EW 927 AN96 | 236 | 1 | 1 | 1 | NR | 8018367727623 | 94051190 | 6PL00 | Lighting | 6PL | PIL LIGHTING | 6PL68G | HOUSEHOLD | 6PL68G83F | STEPLIGHTS | 6PL68G83FB77 | CRICKET+ WALL
P3116934 | VISIERA WIN PRO 20-5° GR94-ACC. | 35.2 | 1 | 1 | 3 | NR | 8018367729184 | 94059900 | 6PL00 | Lighting | 6PL | PIL LIGHTING | 6PL63G | SPORTS AND AREAS | 6PL63G72F | FLOODLIGHTS | 6PL63G72F977 | WIN PRO
P3116935 | VISIERA WIN PRO 20-10 GR94-ACC | 40.4 | 1 | 1 | 1 | NR | 8018367729191 | 94059900 | 6PL00 | Lighting | 6PL | PIL LIGHTING | 6PL63G | SPORTS AND AREAS | 6PL63G72F | FLOODLIGHTS | 6PL63G72F977 | WIN PRO
P3116963 | GUELL 3 310 A40/W 840 GR94 | 719.5 | 1 | 1 | 1 | NR | 8018367729719 | 94054210 | 6PL00 | Lighting | 6PL | PIL LIGHTING | 6PL63G | SPORTS AND AREAS | 6PL63G72F | FLOODLIGHTS | 6PL63G72F981 | GUELL
P3116965 | GUELL 3 310 A40/W 840 GR94 DALI | 780.5 | 1 | 1 | 1 | NR | 8018367729733 | 94054210 | 6PL00 | Lighting | 6PL | PIL LIGHTING | 6PL63G | SPORTS AND AREAS | 6PL63G72F | FLOODLIGHTS | 6PL63G72F981 | GUELL
P3116966 | GUELL 3 310 A40/W 830 GR94 | 719.5 | 1 | 1 | 1 | NR | 8018367729740 | 94054210 | 6PL00 | Lighting | 6PL | PIL LIGHTING | 6PL63G | SPORTS AND AREAS | 6PL63G72F | FLOODLIGHTS | 6PL63G72F981 | GUELL
P3116968 | GUELL 3 310 A40/W 830 GR94 DALI | 780.5 | 1 | 1 | 1 | NR | 8018367729764 | 94054210 | 6PL00 | Lighting | 6PL | PIL LIGHTING | 6PL63G | SPORTS AND AREAS | 6PL63G72F | FLOODLIGHTS | 6PL63G72F981 | GUELL
P3116969 | GUELL 3 310 A40/W 850 GR94 | 719.5 | 1 | 1 | 1 | NR | 8018367729771 | 94054210 | 6PL00 | Lighting | 6PL | PIL LIGHTING | 6PL63G | SPORTS AND AREAS | 6PL63G72F | FLOODLIGHTS | 6PL63G72F981 | GUELL
P3116971 | GUELL 3 310 A40/W 850 GR94 DALI | 780.5 | 1 | 1 | 1 | NR | 8018367729795 | 94054210 | 6PL00 | Lighting | 6PL | PIL LIGHTING | 6PL63G | SPORTS AND AREAS | 6PL63G72F | FLOODLIGHTS | 6PL63G72F981 | GUELL
P3116972 | GUELL 3 310 S/W 840 GR94 | 704 | 1 | 1 | 1 | NR | 8018367729801 | 94054210 | 6PL00 | Lighting | 6PL | PIL LIGHTING | 6PL63G | SPORTS AND AREAS | 6PL63G72F | FLOODLIGHTS | 6PL63G72F981 | GUELL
P3116974 | GUELL 3 310 S/W 840 GR94 DALI | 766 | 1 | 1 | 1 | NR | 8018367729825 | 94054210 | 6PL00 | Lighting | 6PL | PIL LIGHTING | 6PL63G | SPORTS AND AREAS | 6PL63G72F | FLOODLIGHTS | 6PL63G72F981 | GUELL
P3116975 | GUELL 3 310 S/W 830 GR94 | 704 | 1 | 1 | 1 | NR | 8018367729832 | 94054210 | 6PL00 | Lighting | 6PL | PIL LIGHTING | 6PL63G | SPORTS AND AREAS | 6PL63G72F | FLOODLIGHTS | 6PL63G72F981 | GUELL
P3116977 | GUELL 3 310 S/W 830 GR94 DALI | 766 | 1 | 1 | 1 | NR | 8018367729870 | 94054210 | 6PL00 | Lighting | 6PL | PIL LIGHTING | 6PL63G | SPORTS AND AREAS | 6PL63G72F | FLOODLIGHTS | 6PL63G72F981 | GUELL
P3116978 | GUELL 3 310 S/W 850 GR94 | 704 | 1 | 1 | 1 | NR | 8018367729887 | 94054210 | 6PL00 | Lighting | 6PL | PIL LIGHTING | 6PL63G | SPORTS AND AREAS | 6PL63G72F | FLOODLIGHTS | 6PL63G72F981 | GUELL
P3116980 | GUELL 3 310 S/W 850 GR94 DALI | 766 | 1 | 1 | 1 | NR | 8018367729900 | 94054210 | 6PL00 | Lighting | 6PL | PIL LIGHTING | 6PL63G | SPORTS AND AREAS | 6PL63G72F | FLOODLIGHTS | 6PL63G72F981 | GUELL
P3116983 | PLATO CEILING KIT | 31.05 | 1 | 1 | 1 | NR | 8018367732368 | 94059900 | 6PL00 | Lighting | 6PL | PIL LIGHTING | 6PL59G | WORK & COMM. SPACES | 6PL59G09F | CEILING RECESSED | 6PL59G09F969 | PLATO
P3117260 | SL629 SM CONTINUOUS MOUNTINGSET | 53 | 1 | 1 | 1 | NR | 4046075153186 | 94059900 | 6PL00 | Lighting | 6PL | PIL LIGHTING | 6PL59G | WORK & COMM. SPACES | 6PL59G07F | SURFACE MOUNTED | 6PL59G07F964 | SL629 AB/SM
P3117338 | POLE MOUNTING LYRA+ D76 AN-96 | 29 | 1 | 1 | 1 | NR | 8018367730715 | 94059900 | 6PL00 | Lighting | 6PL | PIL LIGHTING | 6PL65G | URBAN AND STREETS | 6PL65G68H | STREETLIGHTS | 6PL65G68HB10 | LYRA+
P3117350 | GUELL 3 280 A40/W 840 GR94 | 719.5 | 1 | 1 | 1 | NR | 8018367730791 | 94054210 | 6PL00 | Lighting | 6PL | PIL LIGHTING | 6PL63G | SPORTS AND AREAS | 6PL63G72F | FLOODLIGHTS | 6PL63G72F981 | GUELL
P3117351 | GUELL 3 280 A40/W 840 GR94 DALI | 780.5 | 1 | 1 | 1 | NR | 8018367730807 | 94054210 | 6PL00 | Lighting | 6PL | PIL LIGHTING | 6PL63G | SPORTS AND AREAS | 6PL63G72F | FLOODLIGHTS | 6PL63G72F981 | GUELL
P3117352 | GUELL 3 280 A40/W 830 GR94 | 719.5 | 1 | 1 | 1 | NR | 8018367730814 | 94054210 | 6PL00 | Lighting | 6PL | PIL LIGHTING | 6PL63G | SPORTS AND AREAS | 6PL63G72F | FLOODLIGHTS | 6PL63G72F981 | GUELL
P3117353 | GUELL 3 280 A40/W 830 GR94 DALI | 780.5 | 1 | 1 | 1 | NR | 8018367730821 | 94054210 | 6PL00 | Lighting | 6PL | PIL LIGHTING | 6PL63G | SPORTS AND AREAS | 6PL63G72F | FLOODLIGHTS | 6PL63G72F981 | GUELL
P3117354 | GUELL 3 280 A40/W 850 GR94 | 719.5 | 1 | 1 | 1 | NR | 8018367730838 | 94054210 | 6PL00 | Lighting | 6PL | PIL LIGHTING | 6PL63G | SPORTS AND AREAS | 6PL63G72F | FLOODLIGHTS | 6PL63G72F981 | GUELL
P3117355 | GUELL 3 280 A40/W 850 GR94 DALI | 780.5 | 1 | 1 | 1 | NR | 8018367730845 | 94054210 | 6PL00 | Lighting | 6PL | PIL LIGHTING | 6PL63G | SPORTS AND AREAS | 6PL63G72F | FLOODLIGHTS | 6PL63G72F981 | GUELL
P3117356 | GUELL 3 280 S/W 840 GR94 | 704 | 1 | 1 | 1 | NR | 8018367730852 | 94054210 | 6PL00 | Lighting | 6PL | PIL LIGHTING | 6PL63G | SPORTS AND AREAS | 6PL63G72F | FLOODLIGHTS | 6PL63G72F981 | GUELL
P3117357 | GUELL 3 280 S/W 840 GR94 DALI | 766 | 1 | 1 | 1 | NR | 8018367730869 | 94054210 | 6PL00 | Lighting | 6PL | PIL LIGHTING | 6PL63G | SPORTS AND AREAS | 6PL63G72F | FLOODLIGHTS | 6PL63G72F981 | GUELL
P3117358 | GUELL 3 280 S/W 830 GR94 | 704 | 1 | 1 | 1 | NR | 8018367730876 | 94054210 | 6PL00 | Lighting | 6PL | PIL LIGHTING | 6PL63G | SPORTS AND AREAS | 6PL63G72F | FLOODLIGHTS | 6PL63G72F981 | GUELL
P3117359 | GUELL 3 280 S/W 830 GR94 DALI | 766 | 1 | 1 | 1 | NR | 8018367730883 | 94054210 | 6PL00 | Lighting | 6PL | PIL LIGHTING | 6PL63G | SPORTS AND AREAS | 6PL63G72F | FLOODLIGHTS | 6PL63G72F981 | GUELL
P3117360 | GUELL 3 280 S/W 850 GR94 | 704 | 1 | 1 | 1 | NR | 8018367730890 | 94054210 | 6PL00 | Lighting | 6PL | PIL LIGHTING | 6PL63G | SPORTS AND AREAS | 6PL63G72F | FLOODLIGHTS | 6PL63G72F981 | GUELL
P3117361 | GUELL 3 280 S/W 850 GR94 DALI | 766 | 1 | 1 | 1 | NR | 8018367730906 | 94054210 | 6PL00 | Lighting | 6PL | PIL LIGHTING | 6PL63G | SPORTS AND AREAS | 6PL63G72F | FLOODLIGHTS | 6PL63G72F981 | GUELL
P3117362 | GUELL 3 220 A40/W 840 GR94 | 719.5 | 1 | 1 | 1 | NR | 8018367730913 | 94054210 | 6PL00 | Lighting | 6PL | PIL LIGHTING | 6PL63G | SPORTS AND AREAS | 6PL63G72F | FLOODLIGHTS | 6PL63G72F981 | GUELL
P3117363 | GUELL 3 220 A40/W 840 GR94 DALI | 780.5 | 1 | 1 | 1 | NR | 8018367730920 | 94054210 | 6PL00 | Lighting | 6PL | PIL LIGHTING | 6PL63G | SPORTS AND AREAS | 6PL63G72F | FLOODLIGHTS | 6PL63G72F981 | GUELL
P3117364 | GUELL 3 220 A40/W 830 GR94 | 719.5 | 1 | 1 | 1 | NR | 8018367730937 | 94054210 | 6PL00 | Lighting | 6PL | PIL LIGHTING | 6PL63G | SPORTS AND AREAS | 6PL63G72F | FLOODLIGHTS | 6PL63G72F981 | GUELL
P3117365 | GUELL 3 220 A40/W 830 GR94 DALI | 780.5 | 1 | 1 | 1 | NR | 8018367730944 | 94054210 | 6PL00 | Lighting | 6PL | PIL LIGHTING | 6PL63G | SPORTS AND AREAS | 6PL63G72F | FLOODLIGHTS | 6PL63G72F981 | GUELL
P3117366 | GUELL 3 220 A40/W 850 GR94 | 719.5 | 1 | 1 | 1 | NR | 8018367730951 | 94054210 | 6PL00 | Lighting | 6PL | PIL LIGHTING | 6PL63G | SPORTS AND AREAS | 6PL63G72F | FLOODLIGHTS | 6PL63G72F981 | GUELL
P3117367 | GUELL 3 220 A40/W 850 GR94 DALI | 780.5 | 1 | 1 | 1 | NR | 8018367730968 | 94054210 | 6PL00 | Lighting | 6PL | PIL LIGHTING | 6PL63G | SPORTS AND AREAS | 6PL63G72F | FLOODLIGHTS | 6PL63G72F981 | GUELL
P3117368 | GUELL 3 220 S/W 840 GR94 | 704 | 1 | 1 | 1 | NR | 8018367730975 | 94054210 | 6PL00 | Lighting | 6PL | PIL LIGHTING | 6PL63G | SPORTS AND AREAS | 6PL63G72F | FLOODLIGHTS | 6PL63G72F981 | GUELL
P3117369 | GUELL 3 220 S/W 840 GR94 DALI | 766 | 1 | 1 | 1 | NR | 8018367730982 | 94054210 | 6PL00 | Lighting | 6PL | PIL LIGHTING | 6PL63G | SPORTS AND AREAS | 6PL63G72F | FLOODLIGHTS | 6PL63G72F981 | GUELL
P3117370 | GUELL 3 220 S/W 830 GR94 | 704 | 1 | 1 | 1 | NR | 8018367730999 | 94054210 | 6PL00 | Lighting | 6PL | PIL LIGHTING | 6PL63G | SPORTS AND AREAS | 6PL63G72F | FLOODLIGHTS | 6PL63G72F981 | GUELL
P3117371 | GUELL 3 220 S/W 830 GR94 DALI | 766 | 1 | 1 | 1 | NR | 8018367731002 | 94054210 | 6PL00 | Lighting | 6PL | PIL LIGHTING | 6PL63G | SPORTS AND AREAS | 6PL63G72F | FLOODLIGHTS | 6PL63G72F981 | GUELL
P3117372 | GUELL 3 220 S/W 850 GR94 | 704 | 1 | 1 | 1 | NR | 8018367731019 | 94054210 | 6PL00 | Lighting | 6PL | PIL LIGHTING | 6PL63G | SPORTS AND AREAS | 6PL63G72F | FLOODLIGHTS | 6PL63G72F981 | GUELL
P3117373 | GUELL 3 220 S/W 850 GR94 DALI | 766 | 1 | 1 | 1 | NR | 8018367731026 | 94054210 | 6PL00 | Lighting | 6PL | PIL LIGHTING | 6PL63G | SPORTS AND AREAS | 6PL63G72F | FLOODLIGHTS | 6PL63G72F981 | GUELL
P3117449 | GUELL 4 420 A40/W 830 GR94 1-10 | 1553 | 1 | 1 | 1 | NR | 8018367731996 | 94054210 | 6PL00 | Lighting | 6PL | PIL LIGHTING | 6PL63G | SPORTS AND AREAS | 6PL63G72F | FLOODLIGHTS | 6PL63G72F981 | GUELL
P3117450 | GUELL 4 420 A40/W 830 GR94 DALI | 1594 | 1 | 1 | 1 | NR | 8018367732009 | 94054210 | 6PL00 | Lighting | 6PL | PIL LIGHTING | 6PL63G | SPORTS AND AREAS | 6PL63G72F | FLOODLIGHTS | 6PL63G72F981 | GUELL
P3117451 | GUELL 4 420 A40/W 840 GR94 1-10 | 1553 | 1 | 1 | 1 | NR | 8018367732016 | 94054210 | 6PL00 | Lighting | 6PL | PIL LIGHTING | 6PL63G | SPORTS AND AREAS | 6PL63G72F | FLOODLIGHTS | 6PL63G72F981 | GUELL
P3117452 | GUELL 4 420 A40/W 840 GR94 DALI | 1594 | 1 | 1 | 1 | NR | 8018367732047 | 94054210 | 6PL00 | Lighting | 6PL | PIL LIGHTING | 6PL63G | SPORTS AND AREAS | 6PL63G72F | FLOODLIGHTS | 6PL63G72F981 | GUELL
P3117453 | GUELL 4 420 A40/W 750 GR94 1-10 | 1553 | 1 | 1 | 1 | NR | 8018367732054 | 94054210 | 6PL00 | Lighting | 6PL | PIL LIGHTING | 6PL63G | SPORTS AND AREAS | 6PL63G72F | FLOODLIGHTS | 6PL63G72F981 | GUELL
P3117454 | GUELL 4 420 A40/W 750 GR94 DALI | 1594 | 1 | 1 | 1 | NR | 8018367732030 | 94054210 | 6PL00 | Lighting | 6PL | PIL LIGHTING | 6PL63G | SPORTS AND AREAS | 6PL63G72F | FLOODLIGHTS | 6PL63G72F981 | GUELL
P3117455 | GUELL 4 420 S/W 830 GR94 1-10 | 1656.5 | 1 | 1 | 1 | NR | 8018367732023 | 94054210 | 6PL00 | Lighting | 6PL | PIL LIGHTING | 6PL63G | SPORTS AND AREAS | 6PL63G72F | FLOODLIGHTS | 6PL63G72F981 | GUELL
P3117456 | GUELL 4 420 S/W 830 GR94 DALI | 1708.5 | 1 | 1 | 1 | NR | 8018367732061 | 94054210 | 6PL00 | Lighting | 6PL | PIL LIGHTING | 6PL63G | SPORTS AND AREAS | 6PL63G72F | FLOODLIGHTS | 6PL63G72F981 | GUELL
P3117457 | GUELL 4 420 S/W 840 GR94 1-10 | 1656.5 | 1 | 1 | 1 | NR | 8018367732078 | 94054210 | 6PL00 | Lighting | 6PL | PIL LIGHTING | 6PL63G | SPORTS AND AREAS | 6PL63G72F | FLOODLIGHTS | 6PL63G72F981 | GUELL
P3117458 | GUELL 4 420 S/W 840 GR94 DALI | 1708.5 | 1 | 1 | 1 | NR | 8018367732085 | 94054210 | 6PL00 | Lighting | 6PL | PIL LIGHTING | 6PL63G | SPORTS AND AREAS | 6PL63G72F | FLOODLIGHTS | 6PL63G72F981 | GUELL
P3117459 | GUELL 4 420 S/W 750 GR94 1-10 | 1656.5 | 1 | 1 | 1 | NR | 8018367732092 | 94054210 | 6PL00 | Lighting | 6PL | PIL LIGHTING | 6PL63G | SPORTS AND AREAS | 6PL63G72F | FLOODLIGHTS | 6PL63G72F981 | GUELL
P3117460 | GUELL 4 420 S/W 750 GR94 DALI | 1708.5 | 1 | 1 | 1 | NR | 8018367732108 | 94054210 | 6PL00 | Lighting | 6PL | PIL LIGHTING | 6PL63G | SPORTS AND AREAS | 6PL63G72F | FLOODLIGHTS | 6PL63G72F981 | GUELL
P3117476 | SUPPORTI DRIVER LASER+ STF.ALL. ACCESSOR | 26.95 | 1 | 1 | 1 | NR | 8018367731101 | 94059900 | 6PL00 | Lighting | 6PL | PIL LIGHTING | 6PL63G | SPORTS AND AREAS | 6PL63G72F | FLOODLIGHTS | 6PL63G72F985 | LASER+
P3117704 | PLATO625ILQ 36 S/A 830 WH9016 DALI OP | 150 | 1 | 1 | 1 | NR | 4046075155302 | 94051190 | 6PL00 | Lighting | 6PL | PIL LIGHTING | 6PL59G | WORK & COMM. SPACES | 6PL59G09F | CEILING RECESSED | 6PL59G09F969 | PLATO
P3117705 | PLATO625ILQ 36 S/A 840 WH9016 DALI OP | 150 | 1 | 1 | 1 | NR | 4046075155319 | 94051190 | 6PL00 | Lighting | 6PL | PIL LIGHTING | 6PL59G | WORK & COMM. SPACES | 6PL59G09F | CEILING RECESSED | 6PL59G09F969 | PLATO
P3117844 | CONTROLLER TOUCH DMX WHITE | 320 | 1 | 1 | 1 | NR | 8018367732825 | 85176100 | 6PL00 | Lighting | 6PL | PIL LIGHTING | 6PL70G | FACADE | 6PL70G59F | PROJECTORS | 6PL70G59FB67 | NOTTURNO
P3117845 | CONTROLLER TOUCH DMX BLACK | 320 | 1 | 1 | 1 | NR | 8018367732832 | 85176100 | 6PL00 | Lighting | 6PL | PIL LIGHTING | 6PL70G | FACADE | 6PL70G59F | PROJECTORS | 6PL70G59FB67 | NOTTURNO
P3117954 | PLATO 600 MP 20/26/31/35 830 UGR<19 PW | 115 | 1 | 1 | 5 | NR | 8018367732900 | 94051190 | 6PL00 | Lighting | 6PL | PIL LIGHTING | 6PL59G | WORK & COMM. SPACES | 6PL59G09F | CEILING RECESSED | 6PL59G09F969 | PLATO
P3117955 | PLATO 600 MP 20/26/31/35 840 UGR<19 PW | 115 | 1 | 1 | 5 | NR | 8018367732917 | 94051190 | 6PL00 | Lighting | 6PL | PIL LIGHTING | 6PL59G | WORK & COMM. SPACES | 6PL59G09F | CEILING RECESSED | 6PL59G09F969 | PLATO
P3117956 | PLATO 600 MP 20/26/31/35 930 UGR<19 PW | 125.5 | 1 | 1 | 5 | NR | 8018367732887 | 94051190 | 6PL00 | Lighting | 6PL | PIL LIGHTING | 6PL59G | WORK & COMM. SPACES | 6PL59G09F | CEILING RECESSED | 6PL59G09F969 | PLATO
P3117957 | PLATO 600 MP 20/26/31/35 940 UGR<19 PW | 125.5 | 1 | 1 | 5 | NR | 8018367732894 | 94051190 | 6PL00 | Lighting | 6PL | PIL LIGHTING | 6PL59G | WORK & COMM. SPACES | 6PL59G09F | CEILING RECESSED | 6PL59G09F969 | PLATO
P3117964 | PLATO 600 MP 29 8TW UGR<19 | 184.5 | 1 | 1 | 5 | NR | 8018367732962 | 94051190 | 6PL00 | Lighting | 6PL | PIL LIGHTING | 6PL59G | WORK & COMM. SPACES | 6PL59G09F | CEILING RECESSED | 6PL59G09F969 | PLATO
P3118102 | INSERT+ ZERO SM 3.5 A/W 827 WH87 | 122 | 1 | 1 | 1 | NR | 8018367734386 | 94051190 | 6PL00 | Lighting | 6PL | PIL LIGHTING | 6PL68G | HOUSEHOLD | 6PL68G83F | STEPLIGHTS | 6PL68G83FB79 | INSERT+
P3118103 | INSERT+ ZERO SM 3.5 A/W 827 AN96 | 122 | 1 | 1 | 1 | NR | 8018367734393 | 94051190 | 6PL00 | Lighting | 6PL | PIL LIGHTING | 6PL68G | HOUSEHOLD | 6PL68G83F | STEPLIGHTS | 6PL68G83FB79 | INSERT+
P3118104 | INSERT+ ZERO SM 3.5 A/W 827 GR94 | 122 | 1 | 1 | 1 | NR | 8018367734409 | 94051190 | 6PL00 | Lighting | 6PL | PIL LIGHTING | 6PL68G | HOUSEHOLD | 6PL68G83F | STEPLIGHTS | 6PL68G83FB79 | INSERT+
P3118105 | INSERT+ ZERO SM 3.5 A/W 830 WH87 | 122 | 1 | 1 | 1 | NR | 8018367734416 | 94051190 | 6PL00 | Lighting | 6PL | PIL LIGHTING | 6PL68G | HOUSEHOLD | 6PL68G83F | STEPLIGHTS | 6PL68G83FB79 | INSERT+
P3118106 | INSERT+ ZERO SM 3.5 A/W 830 AN96 | 122 | 1 | 1 | 1 | NR | 8018367734423 | 94051190 | 6PL00 | Lighting | 6PL | PIL LIGHTING | 6PL68G | HOUSEHOLD | 6PL68G83F | STEPLIGHTS | 6PL68G83FB79 | INSERT+
P3118107 | INSERT+ ZERO SM 3.5 A/W 830 GR94 | 122 | 1 | 1 | 1 | NR | 8018367734430 | 94051190 | 6PL00 | Lighting | 6PL | PIL LIGHTING | 6PL68G | HOUSEHOLD | 6PL68G83F | STEPLIGHTS | 6PL68G83FB79 | INSERT+
P3118108 | INSERT+ ZERO SM 3.5 A/W 840 WH87 | 122 | 1 | 1 | 1 | NR | 8018367734447 | 94051190 | 6PL00 | Lighting | 6PL | PIL LIGHTING | 6PL68G | HOUSEHOLD | 6PL68G83F | STEPLIGHTS | 6PL68G83FB79 | INSERT+
P3118109 | INSERT+ ZERO SM 3.5 A/W 840 AN96 | 122 | 1 | 1 | 1 | NR | 8018367734454 | 94051190 | 6PL00 | Lighting | 6PL | PIL LIGHTING | 6PL68G | HOUSEHOLD | 6PL68G83F | STEPLIGHTS | 6PL68G83FB79 | INSERT+
P3118110 | INSERT+ ZERO SM 3.5 A/W 840 GR94 | 122 | 1 | 1 | 1 | NR | 8018367734461 | 94051190 | 6PL00 | Lighting | 6PL | PIL LIGHTING | 6PL68G | HOUSEHOLD | 6PL68G83F | STEPLIGHTS | 6PL68G83FB79 | INSERT+
P3118111 | INSERT+ ZERO SM GLASS 3.5 S/EW 827 WH87 | 137.5 | 1 | 1 | 1 | NR | 8018367734478 | 94051190 | 6PL00 | Lighting | 6PL | PIL LIGHTING | 6PL68G | HOUSEHOLD | 6PL68G83F | STEPLIGHTS | 6PL68G83FB79 | INSERT+
P3118112 | INSERT+ ZERO SM GLASS 3.5 S/EW 827 AN96 | 137.5 | 1 | 1 | 1 | NR | 8018367734485 | 94051190 | 6PL00 | Lighting | 6PL | PIL LIGHTING | 6PL68G | HOUSEHOLD | 6PL68G83F | STEPLIGHTS | 6PL68G83FB79 | INSERT+
P3118113 | INSERT+ ZERO SM GLASS 3.5 S/EW 827 GR94 | 137.5 | 1 | 1 | 1 | NR | 8018367734492 | 94051190 | 6PL00 | Lighting | 6PL | PIL LIGHTING | 6PL68G | HOUSEHOLD | 6PL68G83F | STEPLIGHTS | 6PL68G83FB79 | INSERT+
P3118114 | INSERT+ ZERO SM GLASS 3.5 S/EW 830 WH87 | 137.5 | 1 | 1 | 1 | NR | 8018367734508 | 94051190 | 6PL00 | Lighting | 6PL | PIL LIGHTING | 6PL68G | HOUSEHOLD | 6PL68G83F | STEPLIGHTS | 6PL68G83FB79 | INSERT+
P3118115 | INSERT+ ZERO SM GLASS 3.5 S/EW 830 AN96 | 137.5 | 1 | 1 | 1 | NR | 8018367734515 | 94051190 | 6PL00 | Lighting | 6PL | PIL LIGHTING | 6PL68G | HOUSEHOLD | 6PL68G83F | STEPLIGHTS | 6PL68G83FB79 | INSERT+
P3118116 | INSERT+ ZERO SM GLASS 3.5 S/EW 830 GR94 | 137.5 | 1 | 1 | 1 | NR | 8018367734522 | 94051190 | 6PL00 | Lighting | 6PL | PIL LIGHTING | 6PL68G | HOUSEHOLD | 6PL68G83F | STEPLIGHTS | 6PL68G83FB79 | INSERT+
P3118117 | INSERT+ ZERO SM GLASS 3.5 S/EW 840 WH87 | 137.5 | 1 | 1 | 1 | NR | 8018367734539 | 94051190 | 6PL00 | Lighting | 6PL | PIL LIGHTING | 6PL68G | HOUSEHOLD | 6PL68G83F | STEPLIGHTS | 6PL68G83FB79 | INSERT+
P3118118 | INSERT+ ZERO SM GLASS 3.5 S/EW 840 AN96 | 137.5 | 1 | 1 | 1 | NR | 8018367734546 | 94051190 | 6PL00 | Lighting | 6PL | PIL LIGHTING | 6PL68G | HOUSEHOLD | 6PL68G83F | STEPLIGHTS | 6PL68G83FB79 | INSERT+
P3118119 | INSERT+ ZERO SM GLASS 3.5 S/EW 840 GR94 | 137.5 | 1 | 1 | 1 | NR | 8018367734553 | 94051190 | 6PL00 | Lighting | 6PL | PIL LIGHTING | 6PL68G | HOUSEHOLD | 6PL68G83F | STEPLIGHTS | 6PL68G83FB79 | INSERT+
P3118121 | VISIERA WIN PRO 40-5° GR94-ACC. | 49.7 | 1 | 1 | 6 | NR | 8018367733433 | 94059900 | 6PL00 | Lighting | 6PL | PIL LIGHTING | 6PL63G | SPORTS AND AREAS | 6PL63G72F | FLOODLIGHTS | 6PL63G72F977 | WIN PRO
P3118124 | INSERT+ ZERO POST 300 3.5 A/W 827 AN96 | 193.5 | 1 | 1 | 1 | NR | 8018367734560 | 94054239 | 6PL00 | Lighting | 6PL | PIL LIGHTING | 6PL68G | HOUSEHOLD | 6PL68G77F | GARDEN POSTS | 6PL68G77FC39 | INSERT+ POST
P3118125 | INSERT+ ZERO POST 300 3.5 A/W 827 GR94 | 193.5 | 1 | 1 | 1 | NR | 8018367734577 | 94054239 | 6PL00 | Lighting | 6PL | PIL LIGHTING | 6PL68G | HOUSEHOLD | 6PL68G77F | GARDEN POSTS | 6PL68G77FC39 | INSERT+ POST
P3118126 | INSERT+ ZERO POST 300 3.5 A/W 830 AN96 | 193.5 | 1 | 1 | 1 | NR | 8018367734584 | 94054239 | 6PL00 | Lighting | 6PL | PIL LIGHTING | 6PL68G | HOUSEHOLD | 6PL68G77F | GARDEN POSTS | 6PL68G77FC39 | INSERT+ POST
P3118127 | INSERT+ ZERO POST 300 3.5 A/W 830 GR94 | 193.5 | 1 | 1 | 1 | NR | 8018367734591 | 94054239 | 6PL00 | Lighting | 6PL | PIL LIGHTING | 6PL68G | HOUSEHOLD | 6PL68G77F | GARDEN POSTS | 6PL68G77FC39 | INSERT+ POST
P3118128 | INSERT+ ZERO POST 300 3.5 A/W 840 AN96 | 193.5 | 1 | 1 | 1 | NR | 8018367734607 | 94054239 | 6PL00 | Lighting | 6PL | PIL LIGHTING | 6PL68G | HOUSEHOLD | 6PL68G77F | GARDEN POSTS | 6PL68G77FC39 | INSERT+ POST
P3118129 | INSERT+ ZERO POST 300 3.5 A/W 840 GR94 | 193.5 | 1 | 1 | 1 | NR | 8018367734614 | 94054239 | 6PL00 | Lighting | 6PL | PIL LIGHTING | 6PL68G | HOUSEHOLD | 6PL68G77F | GARDEN POSTS | 6PL68G77FC39 | INSERT+ POST
P3118130 | DRIVER BOX 600-2A-1CH-RPA ACC. | 619 | 1 | 1 | 1 | NR | 8018367733228 | 85044095 | 6PL00 | Lighting | 6PL | PIL LIGHTING | 6PL63G | SPORTS AND AREAS | 6PL63G72F | FLOODLIGHTS | 6PL63G72F977 | WIN PRO
P3118131 | DRIVER BOX 600-2A-1CH-DALI ACC. | 619 | 1 | 1 | 1 | NR | 8018367733235 | 85044095 | 6PL00 | Lighting | 6PL | PIL LIGHTING | 6PL63G | SPORTS AND AREAS | 6PL63G72F | FLOODLIGHTS | 6PL63G72F977 | WIN PRO
P3118132 | DRIVER BOX 600-2A-1CH-DMX ACC. | 619 | 1 | 1 | 1 | NR | 8018367733242 | 85044095 | 6PL00 | Lighting | 6PL | PIL LIGHTING | 6PL63G | SPORTS AND AREAS | 6PL63G72F | FLOODLIGHTS | 6PL63G72F977 | WIN PRO
P3118157 | WIN PRO 40 395 A55/M 730 GR94 | 971 | 1 | 1 | 1 | NR | 8018367733273 | 94054210 | 6PL00 | Lighting | 6PL | PIL LIGHTING | 6PL63G | SPORTS AND AREAS | 6PL63G72F | FLOODLIGHTS | 6PL63G72F977 | WIN PRO
P3118158 | WIN PRO 40 395 A55/M 740 GR94 | 971 | 1 | 1 | 1 | NR | 8018367733280 | 94054210 | 6PL00 | Lighting | 6PL | PIL LIGHTING | 6PL63G | SPORTS AND AREAS | 6PL63G72F | FLOODLIGHTS | 6PL63G72F977 | WIN PRO
P3118159 | WIN PRO 40 395 A55/M 757 GR94 | 971 | 1 | 1 | 1 | NR | 8018367733266 | 94054210 | 6PL00 | Lighting | 6PL | PIL LIGHTING | 6PL63G | SPORTS AND AREAS | 6PL63G72F | FLOODLIGHTS | 6PL63G72F977 | WIN PRO
P3118160 | WIN PRO 40 395 A35/W 730 GR94 | 888.5 | 1 | 1 | 1 | NR | 8018367733259 | 94054210 | 6PL00 | Lighting | 6PL | PIL LIGHTING | 6PL63G | SPORTS AND AREAS | 6PL63G72F | FLOODLIGHTS | 6PL63G72F977 | WIN PRO
P3118161 | WIN PRO 40 395 A35/W 740 GR94 | 888.5 | 1 | 1 | 1 | NR | 8018367733297 | 94054210 | 6PL00 | Lighting | 6PL | PIL LIGHTING | 6PL63G | SPORTS AND AREAS | 6PL63G72F | FLOODLIGHTS | 6PL63G72F977 | WIN PRO
P3118162 | WIN PRO 40 395 A35/W 757 GR94 | 888.5 | 1 | 1 | 1 | NR | 8018367733303 | 94054210 | 6PL00 | Lighting | 6PL | PIL LIGHTING | 6PL63G | SPORTS AND AREAS | 6PL63G72F | FLOODLIGHTS | 6PL63G72F977 | WIN PRO
P3118163 | WIN PRO 40 395 S/EW 730 GR94 | 888.5 | 1 | 1 | 1 | NR | 8018367733310 | 94054210 | 6PL00 | Lighting | 6PL | PIL LIGHTING | 6PL63G | SPORTS AND AREAS | 6PL63G72F | FLOODLIGHTS | 6PL63G72F977 | WIN PRO
P3118164 | WIN PRO 40 395 S/EW 740 GR94 | 888.5 | 1 | 1 | 1 | NR | 8018367733327 | 94054210 | 6PL00 | Lighting | 6PL | PIL LIGHTING | 6PL63G | SPORTS AND AREAS | 6PL63G72F | FLOODLIGHTS | 6PL63G72F977 | WIN PRO
P3118165 | WIN PRO 40 395 S/EW 757 GR94 | 888.5 | 1 | 1 | 1 | NR | 8018367733334 | 94054210 | 6PL00 | Lighting | 6PL | PIL LIGHTING | 6PL63G | SPORTS AND AREAS | 6PL63G72F | FLOODLIGHTS | 6PL63G72F977 | WIN PRO
P3118166 | WIN PRO 40 575 A55/M 730 GR94 | 1139 | 1 | 1 | 1 | NR | 8018367733341 | 94054210 | 6PL00 | Lighting | 6PL | PIL LIGHTING | 6PL63G | SPORTS AND AREAS | 6PL63G72F | FLOODLIGHTS | 6PL63G72F977 | WIN PRO
P3118167 | WIN PRO 40 575 A55/M 740 GR94 | 1139 | 1 | 1 | 1 | NR | 8018367733358 | 94054210 | 6PL00 | Lighting | 6PL | PIL LIGHTING | 6PL63G | SPORTS AND AREAS | 6PL63G72F | FLOODLIGHTS | 6PL63G72F977 | WIN PRO
P3118168 | WIN PRO 40 575 A55/M 757 GR94 | 1139 | 1 | 1 | 1 | NR | 8018367733396 | 94054210 | 6PL00 | Lighting | 6PL | PIL LIGHTING | 6PL63G | SPORTS AND AREAS | 6PL63G72F | FLOODLIGHTS | 6PL63G72F977 | WIN PRO
P3118169 | WIN PRO 40 575 A35/W 730 GR94 | 1033 | 1 | 1 | 1 | NR | 8018367733402 | 94054210 | 6PL00 | Lighting | 6PL | PIL LIGHTING | 6PL63G | SPORTS AND AREAS | 6PL63G72F | FLOODLIGHTS | 6PL63G72F977 | WIN PRO
P3118170 | WIN PRO 40 575 A35/W 740 GR94 | 1033 | 1 | 1 | 1 | NR | 8018367733419 | 94054210 | 6PL00 | Lighting | 6PL | PIL LIGHTING | 6PL63G | SPORTS AND AREAS | 6PL63G72F | FLOODLIGHTS | 6PL63G72F977 | WIN PRO
P3118171 | WIN PRO 40 575 A35/W 757 GR94 | 1033 | 1 | 1 | 1 | NR | 8018367733426 | 94054210 | 6PL00 | Lighting | 6PL | PIL LIGHTING | 6PL63G | SPORTS AND AREAS | 6PL63G72F | FLOODLIGHTS | 6PL63G72F977 | WIN PRO
P3118172 | WIN PRO 40 575 S/EW 730 GR94 | 1033 | 1 | 1 | 1 | NR | 8018367733365 | 94054210 | 6PL00 | Lighting | 6PL | PIL LIGHTING | 6PL63G | SPORTS AND AREAS | 6PL63G72F | FLOODLIGHTS | 6PL63G72F977 | WIN PRO
P3118173 | WIN PRO 40 575 S/EW 740 GR94 | 1033 | 1 | 1 | 1 | NR | 8018367733372 | 94054210 | 6PL00 | Lighting | 6PL | PIL LIGHTING | 6PL63G | SPORTS AND AREAS | 6PL63G72F | FLOODLIGHTS | 6PL63G72F977 | WIN PRO
P3118174 | WIN PRO 40 575 S/EW 757 GR94 | 1033 | 1 | 1 | 1 | NR | 8018367733389 | 94054210 | 6PL00 | Lighting | 6PL | PIL LIGHTING | 6PL63G | SPORTS AND AREAS | 6PL63G72F | FLOODLIGHTS | 6PL63G72F977 | WIN PRO
P3118182 | VISIERA WIN PRO 40-10° GR94-ACC. | 49.7 | 1 | 1 | 4 | NR | 8018367733440 | 94059900 | 6PL00 | Lighting | 6PL | PIL LIGHTING | 6PL63G | SPORTS AND AREAS | 6PL63G72F | FLOODLIGHTS | 6PL63G72F977 | WIN PRO
P3118193 | INSERT+ 2 V 7 A/EW 830 WH87 | 193.5 | 1 | 1 | 3 | NR | 8018367733853 | 94051190 | 6PL00 | Lighting | 6PL | PIL LIGHTING | 6PL68G | HOUSEHOLD | 6PL68G83F | STEPLIGHTS | 6PL68G83FB79 | INSERT+
P3118194 | INSERT+ 2 V 7 A/EW 830 AN96 | 193.5 | 1 | 1 | 3 | NR | 8018367733846 | 94051190 | 6PL00 | Lighting | 6PL | PIL LIGHTING | 6PL68G | HOUSEHOLD | 6PL68G83F | STEPLIGHTS | 6PL68G83FB79 | INSERT+
P3118195 | INSERT+ 2 V 7 A/EW 830 GR94 | 193.5 | 1 | 1 | 3 | NR | 8018367733860 | 94051190 | 6PL00 | Lighting | 6PL | PIL LIGHTING | 6PL68G | HOUSEHOLD | 6PL68G83F | STEPLIGHTS | 6PL68G83FB79 | INSERT+
P3118196 | INSERT+ 2 V 7 A/EW 840 WH87 | 193.5 | 1 | 1 | 3 | NR | 8018367733877 | 94051190 | 6PL00 | Lighting | 6PL | PIL LIGHTING | 6PL68G | HOUSEHOLD | 6PL68G83F | STEPLIGHTS | 6PL68G83FB79 | INSERT+
P3118197 | INSERT+ 2 V 7 A/EW 840 AN96 | 193.5 | 1 | 1 | 3 | NR | 8018367733884 | 94051190 | 6PL00 | Lighting | 6PL | PIL LIGHTING | 6PL68G | HOUSEHOLD | 6PL68G83F | STEPLIGHTS | 6PL68G83FB79 | INSERT+
P3118198 | INSERT+ 2 V 7 A/EW 840 GR94 | 193.5 | 1 | 1 | 3 | NR | 8018367733891 | 94051190 | 6PL00 | Lighting | 6PL | PIL LIGHTING | 6PL68G | HOUSEHOLD | 6PL68G83F | STEPLIGHTS | 6PL68G83FB79 | INSERT+
P3118199 | INSERT+ 2 V 7 A/EW 830 WH87 DALI | 235 | 1 | 1 | 3 | NR | 8018367734126 | 94051190 | 6PL00 | Lighting | 6PL | PIL LIGHTING | 6PL68G | HOUSEHOLD | 6PL68G83F | STEPLIGHTS | 6PL68G83FB79 | INSERT+
P3118200 | INSERT+ 2 V 7 A/EW 830 AN96 DALI | 235 | 1 | 1 | 3 | NR | 8018367733907 | 94051190 | 6PL00 | Lighting | 6PL | PIL LIGHTING | 6PL68G | HOUSEHOLD | 6PL68G83F | STEPLIGHTS | 6PL68G83FB79 | INSERT+
P3118201 | INSERT+ 2 V 7 A/EW 830 GR94 DALI | 235 | 1 | 1 | 3 | NR | 8018367733914 | 94051190 | 6PL00 | Lighting | 6PL | PIL LIGHTING | 6PL68G | HOUSEHOLD | 6PL68G83F | STEPLIGHTS | 6PL68G83FB79 | INSERT+
P3118202 | INSERT+ 2 V 7 A/EW 840 WH87 DALI | 235 | 1 | 1 | 3 | NR | 8018367733921 | 94051190 | 6PL00 | Lighting | 6PL | PIL LIGHTING | 6PL68G | HOUSEHOLD | 6PL68G83F | STEPLIGHTS | 6PL68G83FB79 | INSERT+
P3118203 | INSERT+ 2 V 7 A/EW 840 AN96 DALI | 235 | 1 | 1 | 3 | NR | 8018367733938 | 94051190 | 6PL00 | Lighting | 6PL | PIL LIGHTING | 6PL68G | HOUSEHOLD | 6PL68G83F | STEPLIGHTS | 6PL68G83FB79 | INSERT+
P3118204 | INSERT+ 2 V 7 A/EW 840 GR94 DALI | 235 | 1 | 1 | 3 | NR | 8018367733945 | 94051190 | 6PL00 | Lighting | 6PL | PIL LIGHTING | 6PL68G | HOUSEHOLD | 6PL68G83F | STEPLIGHTS | 6PL68G83FB79 | INSERT+
P3118208 | INSERT+ 2 V POST 750 7 A/EW 830 AN96 | 336.5 | 1 | 1 | 1 | NR | 8018367733952 | 94054239 | 6PL00 | Lighting | 6PL | PIL LIGHTING | 6PL68G | HOUSEHOLD | 6PL68G77F | GARDEN POSTS | 6PL68G77FC39 | INSERT+ POST
P3118209 | INSERT+ 2 V POST 750 7 A/EW 830 GR94 | 336.5 | 1 | 1 | 1 | NR | 8018367733969 | 94054239 | 6PL00 | Lighting | 6PL | PIL LIGHTING | 6PL68G | HOUSEHOLD | 6PL68G77F | GARDEN POSTS | 6PL68G77FC39 | INSERT+ POST
P3118210 | INSERT+ 2 V POST 750 7 A/EW 840 AN96 | 336.5 | 1 | 1 | 1 | NR | 8018367733976 | 94054239 | 6PL00 | Lighting | 6PL | PIL LIGHTING | 6PL68G | HOUSEHOLD | 6PL68G77F | GARDEN POSTS | 6PL68G77FC39 | INSERT+ POST
P3118211 | INSERT+ 2 V POST 750 7 A/EW 840 GR94 | 336.5 | 1 | 1 | 1 | NR | 8018367733983 | 94054239 | 6PL00 | Lighting | 6PL | PIL LIGHTING | 6PL68G | HOUSEHOLD | 6PL68G77F | GARDEN POSTS | 6PL68G77FC39 | INSERT+ POST
P3118212 | INSERT+ 2 V POST 750 7 A/EW 830 AN96DALI | 408 | 1 | 1 | 1 | NR | 8018367733990 | 94054239 | 6PL00 | Lighting | 6PL | PIL LIGHTING | 6PL68G | HOUSEHOLD | 6PL68G77F | GARDEN POSTS | 6PL68G77FC39 | INSERT+ POST
P3118213 | INSERT+ 2 V POST 750 7 A/EW 830 GR94DALI | 408 | 1 | 1 | 1 | NR | 8018367734003 | 94054239 | 6PL00 | Lighting | 6PL | PIL LIGHTING | 6PL68G | HOUSEHOLD | 6PL68G77F | GARDEN POSTS | 6PL68G77FC39 | INSERT+ POST
P3118214 | INSERT+ 2 V POST 750 7 A/EW 840 AN96DALI | 408 | 1 | 1 | 1 | NR | 8018367734010 | 94054239 | 6PL00 | Lighting | 6PL | PIL LIGHTING | 6PL68G | HOUSEHOLD | 6PL68G77F | GARDEN POSTS | 6PL68G77FC39 | INSERT+ POST
P3118215 | INSERT+ 2 V POST 750 7 A/EW 840 GR94DALI | 408 | 1 | 1 | 1 | NR | 8018367734027 | 94054239 | 6PL00 | Lighting | 6PL | PIL LIGHTING | 6PL68G | HOUSEHOLD | 6PL68G77F | GARDEN POSTS | 6PL68G77FC39 | INSERT+ POST
P3118332 | RINFORZO STAFFA WIN PRO 40 GR94 ACC. | 39.35 | 1 | 1 | 1 | NR | 8018367733594 | 94059900 | 6PL00 | Lighting | 6PL | PIL LIGHTING | 6PL63G | SPORTS AND AREAS | 6PL63G72F | FLOODLIGHTS | 6PL63G72F977 | WIN PRO
P3118355 | SPIDER+ 20 65 A35/EW 830 BK81 | 114 | 1 | 1 | 8 | NR | 8018367733709 | 94054210 | 6PL00 | Lighting | 6PL | PIL LIGHTING | 6PL63G | SPORTS AND AREAS | 6PL63G72F | FLOODLIGHTS | 6PL63G72F979 | SPIDER+
P3118356 | SPIDER+ 20 65 A35/EW 840 BK81 | 115 | 1 | 1 | 8 | NR | 8018367733716 | 94054210 | 6PL00 | Lighting | 6PL | PIL LIGHTING | 6PL63G | SPORTS AND AREAS | 6PL63G72F | FLOODLIGHTS | 6PL63G72F979 | SPIDER+
P3118357 | SPIDER+ 20 65 S/W 830 BK81 | 112 | 1 | 1 | 8 | NR | 8018367733723 | 94054210 | 6PL00 | Lighting | 6PL | PIL LIGHTING | 6PL63G | SPORTS AND AREAS | 6PL63G72F | FLOODLIGHTS | 6PL63G72F979 | SPIDER+
P3118358 | SPIDER+ 20 65 S/W 840 BK81 | 112 | 1 | 1 | 8 | NR | 8018367733730 | 94054210 | 6PL00 | Lighting | 6PL | PIL LIGHTING | 6PL63G | SPORTS AND AREAS | 6PL63G72F | FLOODLIGHTS | 6PL63G72F979 | SPIDER+
P3118363 | SPIDER+ 30 130 A35/EW 830 BK81 | 205 | 1 | 1 | 4 | NR | 8018367733785 | 94054210 | 6PL00 | Lighting | 6PL | PIL LIGHTING | 6PL63G | SPORTS AND AREAS | 6PL63G72F | FLOODLIGHTS | 6PL63G72F979 | SPIDER+
P3118364 | SPIDER+ 30 130 A35/EW 840 BK81 | 205 | 1 | 1 | 4 | NR | 8018367733792 | 94054210 | 6PL00 | Lighting | 6PL | PIL LIGHTING | 6PL63G | SPORTS AND AREAS | 6PL63G72F | FLOODLIGHTS | 6PL63G72F979 | SPIDER+
P3118365 | SPIDER+ 30 130 S/W 830 BK81 | 209 | 1 | 1 | 4 | NR | 8018367733808 | 94054210 | 6PL00 | Lighting | 6PL | PIL LIGHTING | 6PL63G | SPORTS AND AREAS | 6PL63G72F | FLOODLIGHTS | 6PL63G72F979 | SPIDER+
P3118366 | SPIDER+ 30 130 S/W 840 BK81 | 205 | 1 | 1 | 4 | NR | 8018367733815 | 94054210 | 6PL00 | Lighting | 6PL | PIL LIGHTING | 6PL63G | SPORTS AND AREAS | 6PL63G72F | FLOODLIGHTS | 6PL63G72F979 | SPIDER+
P3118407 | ORION V M NB 5.5 R 830 AN96 | 98.5 | 1 | 1 | 8 | NR | 8018367734041 | 94051190 | 6PL00 | Lighting | 6PL | PIL LIGHTING | 6PL68G | HOUSEHOLD | 6PL68G35F | EXTERIOR WALLS | 6PL68G35FB57 | ORION
P3118408 | ORION V M NB 5.5 R 830 WH87 | 98.5 | 1 | 1 | 8 | NR | 8018367734034 | 94051190 | 6PL00 | Lighting | 6PL | PIL LIGHTING | 6PL68G | HOUSEHOLD | 6PL68G35F | EXTERIOR WALLS | 6PL68G35FB57 | ORION
P3118409 | ORION V M NB 5.5 R 840 AN96 | 98.5 | 1 | 1 | 8 | NR | 8018367734058 | 94051190 | 6PL00 | Lighting | 6PL | PIL LIGHTING | 6PL68G | HOUSEHOLD | 6PL68G35F | EXTERIOR WALLS | 6PL68G35FB57 | ORION
P3118410 | ORION V M NB 5.5 R 840 WH87 | 98.5 | 1 | 1 | 8 | NR | 8018367734065 | 94051190 | 6PL00 | Lighting | 6PL | PIL LIGHTING | 6PL68G | HOUSEHOLD | 6PL68G35F | EXTERIOR WALLS | 6PL68G35FB57 | ORION
P3118411 | ORION V B NB 11 R 830 AN96 | 110 | 1 | 1 | 8 | NR | 8018367734072 | 94051190 | 6PL00 | Lighting | 6PL | PIL LIGHTING | 6PL68G | HOUSEHOLD | 6PL68G35F | EXTERIOR WALLS | 6PL68G35FB57 | ORION
P3118412 | ORION V B NB 11 R 830 WH87 | 110 | 1 | 1 | 8 | NR | 8018367734089 | 94051190 | 6PL00 | Lighting | 6PL | PIL LIGHTING | 6PL68G | HOUSEHOLD | 6PL68G35F | EXTERIOR WALLS | 6PL68G35FB57 | ORION
P3118413 | ORION V B NB 11 R 840 AN96 | 110 | 1 | 1 | 8 | NR | 8018367734096 | 94051190 | 6PL00 | Lighting | 6PL | PIL LIGHTING | 6PL68G | HOUSEHOLD | 6PL68G35F | EXTERIOR WALLS | 6PL68G35FB57 | ORION
P3118414 | ORION V B NB 11 R 840 WH87 | 110 | 1 | 1 | 8 | NR | 8018367734102 | 94051190 | 6PL00 | Lighting | 6PL | PIL LIGHTING | 6PL68G | HOUSEHOLD | 6PL68G35F | EXTERIOR WALLS | 6PL68G35FB57 | ORION
P3118444 | INSERT+ 1 V 3.5 A/EW 830 WH87 | 143 | 1 | 1 | 1 | NR | 8018367734836 | 94051190 | 6PL00 | Lighting | 6PL | PIL LIGHTING | 6PL68G | HOUSEHOLD | 6PL68G83F | STEPLIGHTS | 6PL68G83FB79 | INSERT+
P3118445 | INSERT+ 1 V 3.5 A/EW 830 AN96 | 143 | 1 | 1 | 1 | NR | 8018367734829 | 94051190 | 6PL00 | Lighting | 6PL | PIL LIGHTING | 6PL68G | HOUSEHOLD | 6PL68G83F | STEPLIGHTS | 6PL68G83FB79 | INSERT+
P3118459 | INSERT+ 1 V SM 3.5 A/EW 830 WH87 | 158.5 | 1 | 1 | 1 | NR | 8018367734645 | 94051190 | 6PL00 | Lighting | 6PL | PIL LIGHTING | 6PL68G | HOUSEHOLD | 6PL68G83F | STEPLIGHTS | 6PL68G83FB79 | INSERT+
P3118460 | INSERT+ 1 V SM 3.5 A/EW 830 AN96 | 158.5 | 1 | 1 | 1 | NR | 8018367734652 | 94051190 | 6PL00 | Lighting | 6PL | PIL LIGHTING | 6PL68G | HOUSEHOLD | 6PL68G83F | STEPLIGHTS | 6PL68G83FB79 | INSERT+
P3118461 | INSERT+ 1 V SM 3.5 A/EW 830 GR94 | 158.5 | 1 | 1 | 1 | NR | 8018367734669 | 94051190 | 6PL00 | Lighting | 6PL | PIL LIGHTING | 6PL68G | HOUSEHOLD | 6PL68G83F | STEPLIGHTS | 6PL68G83FB79 | INSERT+
P3118462 | INSERT+ 1 V SM 3.5 A/EW 840 WH87 | 158.5 | 1 | 1 | 1 | NR | 8018367734676 | 94051190 | 6PL00 | Lighting | 6PL | PIL LIGHTING | 6PL68G | HOUSEHOLD | 6PL68G83F | STEPLIGHTS | 6PL68G83FB79 | INSERT+
P3118463 | INSERT+ 1 V SM 3.5 A/EW 840 AN96 | 158.5 | 1 | 1 | 1 | NR | 8018367734683 | 94051190 | 6PL00 | Lighting | 6PL | PIL LIGHTING | 6PL68G | HOUSEHOLD | 6PL68G83F | STEPLIGHTS | 6PL68G83FB79 | INSERT+
P3118464 | INSERT+ 1 V SM 3.5 A/EW 840 GR94 | 158.5 | 1 | 1 | 1 | NR | 8018367734690 | 94051190 | 6PL00 | Lighting | 6PL | PIL LIGHTING | 6PL68G | HOUSEHOLD | 6PL68G83F | STEPLIGHTS | 6PL68G83FB79 | INSERT+
P3118465 | INSERT+ 1 V SM GLASS 3.5 S/EW 830 WH87 | 179 | 1 | 1 | 1 | NR | 8018367734706 | 94051190 | 6PL00 | Lighting | 6PL | PIL LIGHTING | 6PL68G | HOUSEHOLD | 6PL68G83F | STEPLIGHTS | 6PL68G83FB79 | INSERT+
P3118466 | INSERT+ 1 V SM GLASS 3.5 S/EW 830 AN96 | 179 | 1 | 1 | 1 | NR | 8018367734713 | 94051190 | 6PL00 | Lighting | 6PL | PIL LIGHTING | 6PL68G | HOUSEHOLD | 6PL68G83F | STEPLIGHTS | 6PL68G83FB79 | INSERT+
P3118467 | INSERT+ 1 V SM GLASS 3.5 S/EW 830 GR94 | 179 | 1 | 1 | 1 | NR | 8018367734720 | 94051190 | 6PL00 | Lighting | 6PL | PIL LIGHTING | 6PL68G | HOUSEHOLD | 6PL68G83F | STEPLIGHTS | 6PL68G83FB79 | INSERT+
P3118468 | INSERT+ 1 V SM GLASS 3.5 S/EW 840 WH87 | 179 | 1 | 1 | 1 | NR | 8018367734737 | 94051190 | 6PL00 | Lighting | 6PL | PIL LIGHTING | 6PL68G | HOUSEHOLD | 6PL68G83F | STEPLIGHTS | 6PL68G83FB79 | INSERT+
P3118469 | INSERT+ 1 V SM GLASS 3.5 S/EW 840 AN96 | 179 | 1 | 1 | 1 | NR | 8018367734744 | 94051190 | 6PL00 | Lighting | 6PL | PIL LIGHTING | 6PL68G | HOUSEHOLD | 6PL68G83F | STEPLIGHTS | 6PL68G83FB79 | INSERT+
P3118470 | INSERT+ 1 V SM GLASS 3.5 S/EW 840 GR94 | 179 | 1 | 1 | 1 | NR | 8018367734751 | 94051190 | 6PL00 | Lighting | 6PL | PIL LIGHTING | 6PL68G | HOUSEHOLD | 6PL68G83F | STEPLIGHTS | 6PL68G83FB79 | INSERT+
P3118474 | INSERT+ 1 V POST 600 3.5 A/EW 830 AN96 | 245.5 | 1 | 1 | 1 | NR | 8018367734768 | 94054239 | 6PL00 | Lighting | 6PL | PIL LIGHTING | 6PL68G | HOUSEHOLD | 6PL68G77F | GARDEN POSTS | 6PL68G77FC39 | INSERT+ POST
P3118475 | INSERT+ 1 V POST 600 3.5 A/EW 830 GR94 | 245.5 | 1 | 1 | 1 | NR | 8018367734775 | 94054239 | 6PL00 | Lighting | 6PL | PIL LIGHTING | 6PL68G | HOUSEHOLD | 6PL68G77F | GARDEN POSTS | 6PL68G77FC39 | INSERT+ POST
P3118476 | INSERT+ 1 V POST 600 3.5 A/EW 840 AN96 | 245.5 | 1 | 1 | 1 | NR | 8018367734782 | 94054239 | 6PL00 | Lighting | 6PL | PIL LIGHTING | 6PL68G | HOUSEHOLD | 6PL68G77F | GARDEN POSTS | 6PL68G77FC39 | INSERT+ POST
P3118477 | INSERT+ 1 V POST 600 3.5 A/EW 840 GR94 | 245.5 | 1 | 1 | 1 | NR | 8018367734799 | 94054239 | 6PL00 | Lighting | 6PL | PIL LIGHTING | 6PL68G | HOUSEHOLD | 6PL68G77F | GARDEN POSTS | 6PL68G77FC39 | INSERT+ POST
P3118502 | PLATO625ILQ 20/25/30/36 930 WH9016 OP PW | 125.5 | 1 | 1 | 1 | NR | 4046075161488 | 94051190 | 6PL00 | Lighting | 6PL | PIL LIGHTING | 6PL59G | WORK & COMM. SPACES | 6PL59G09F | CEILING RECESSED | 6PL59G09F969 | PLATO
P3118503 | PLATO625ILQ 20/25/30/36 940 WH9016 OP PW | 125.5 | 1 | 1 | 1 | NR | 4046075161501 | 94051190 | 6PL00 | Lighting | 6PL | PIL LIGHTING | 6PL59G | WORK & COMM. SPACES | 6PL59G09F | CEILING RECESSED | 6PL59G09F969 | PLATO
P3118504 | PLATO625ILQ 36 S/A 930 WH9016 DALI OP | 171 | 1 | 1 | 1 | NR | 4046075161518 | 94051190 | 6PL00 | Lighting | 6PL | PIL LIGHTING | 6PL59G | WORK & COMM. SPACES | 6PL59G09F | CEILING RECESSED | 6PL59G09F969 | PLATO
P3118505 | PLATO625ILQ 36 S/A 940 WH9016 DALI OP | 171 | 1 | 1 | 1 | NR | 4046075161525 | 94051190 | 6PL00 | Lighting | 6PL | PIL LIGHTING | 6PL59G | WORK & COMM. SPACES | 6PL59G09F | CEILING RECESSED | 6PL59G09F969 | PLATO
P3118506 | PLATO625ILQ 28 S/A 8TW WH9016 DALI OP | 213.5 | 1 | 1 | 1 | NR | 4046075161556 | 94051190 | 6PL00 | Lighting | 6PL | PIL LIGHTING | 6PL59G | WORK & COMM. SPACES | 6PL59G09F | CEILING RECESSED | 6PL59G09F969 | PLATO
P3118507 | PLATO625ILQ 20/25/30/36 830 WH9016 MP PW | 125.5 | 1 | 1 | 1 | NR | 4046075161549 | 94051190 | 6PL00 | Lighting | 6PL | PIL LIGHTING | 6PL59G | WORK & COMM. SPACES | 6PL59G09F | CEILING RECESSED | 6PL59G09F969 | PLATO
P3118508 | PLATO625ILQ 20/25/30/36 840 WH9016 MP PW | 125.5 | 1 | 1 | 1 | NR | 4046075161563 | 94051190 | 6PL00 | Lighting | 6PL | PIL LIGHTING | 6PL59G | WORK & COMM. SPACES | 6PL59G09F | CEILING RECESSED | 6PL59G09F969 | PLATO
P3118509 | PLATO625ILQ 20/25/30/36 930 WH9016 MP PW | 136.5 | 1 | 1 | 1 | NR | 4046075161617 | 94051190 | 6PL00 | Lighting | 6PL | PIL LIGHTING | 6PL59G | WORK & COMM. SPACES | 6PL59G09F | CEILING RECESSED | 6PL59G09F969 | PLATO
P3118510 | PLATO625ILQ 20/25/30/36 940 WH9016 MP PW | 136.5 | 1 | 1 | 1 | NR | 4046075161631 | 94051190 | 6PL00 | Lighting | 6PL | PIL LIGHTING | 6PL59G | WORK & COMM. SPACES | 6PL59G09F | CEILING RECESSED | 6PL59G09F969 | PLATO
P3118511 | PLATO625ILQ 36 S/A 830 WH9016 DALI MP | 170 | 1 | 1 | 1 | NR | 4046075161648 | 94051190 | 6PL00 | Lighting | 6PL | PIL LIGHTING | 6PL59G | WORK & COMM. SPACES | 6PL59G09F | CEILING RECESSED | 6PL59G09F969 | PLATO
P3118512 | PLATO625ILQ 36 S/A 840 WH9016 DALI MP | 170 | 1 | 1 | 1 | NR | 4046075161655 | 94051190 | 6PL00 | Lighting | 6PL | PIL LIGHTING | 6PL59G | WORK & COMM. SPACES | 6PL59G09F | CEILING RECESSED | 6PL59G09F969 | PLATO
P3118513 | PLATO625ILQ 36 S/A 930 WH9016 DALI MP | 182 | 1 | 1 | 1 | NR | 4046075161679 | 94051190 | 6PL00 | Lighting | 6PL | PIL LIGHTING | 6PL59G | WORK & COMM. SPACES | 6PL59G09F | CEILING RECESSED | 6PL59G09F969 | PLATO
P3118514 | PLATO625ILQ 36 S/A 940 WH9016 DALI MP | 182 | 1 | 1 | 1 | NR | 4046075161662 | 94051190 | 6PL00 | Lighting | 6PL | PIL LIGHTING | 6PL59G | WORK & COMM. SPACES | 6PL59G09F | CEILING RECESSED | 6PL59G09F969 | PLATO
P3118515 | PLATO625ILQ 28 S/A 8TW WH9016 DALI MP | 219.5 | 1 | 1 | 1 | NR | 4046075161686 | 94051190 | 6PL00 | Lighting | 6PL | PIL LIGHTING | 6PL59G | WORK & COMM. SPACES | 6PL59G09F | CEILING RECESSED | 6PL59G09F969 | PLATO
P3118516 | ELA625ILQ 30 S/A 830 WH9016 PR | 83 | 1 | 1 | 1 | NR | 4046075161372 | 94051190 | 6PL00 | Lighting | 6PL | PIL LIGHTING | 6PL59G | WORK & COMM. SPACES | 6PL59G09F | CEILING RECESSED | 6PL59G09F945 | ELA
P3118517 | ELA625ILQ 30 S/A 840 WH9016 PR | 83 | 1 | 1 | 1 | NR | 4046075161389 | 94051190 | 6PL00 | Lighting | 6PL | PIL LIGHTING | 6PL59G | WORK & COMM. SPACES | 6PL59G09F | CEILING RECESSED | 6PL59G09F945 | ELA
P3118518 | ELA625ILQ 30 S/A 830 WH9016 DALI PR | 137.5 | 1 | 1 | 1 | NR | 4046075161396 | 94051190 | 6PL00 | Lighting | 6PL | PIL LIGHTING | 6PL59G | WORK & COMM. SPACES | 6PL59G09F | CEILING RECESSED | 6PL59G09F945 | ELA
P3118519 | ELA625ILQ 30 S/A 840 WH9016 DALI PR | 137.5 | 1 | 1 | 1 | NR | 4046075161402 | 94051190 | 6PL00 | Lighting | 6PL | PIL LIGHTING | 6PL59G | WORK & COMM. SPACES | 6PL59G09F | CEILING RECESSED | 6PL59G09F945 | ELA
P3118534 | INSERT+ 1 V 3.5 A/EW 830 GR94 | 143 | 1 | 1 | 1 | NR | 8018367734843 | 94051190 | 6PL00 | Lighting | 6PL | PIL LIGHTING | 6PL68G | HOUSEHOLD | 6PL68G83F | STEPLIGHTS | 6PL68G83FB79 | INSERT+
P3118535 | INSERT+ 1 V 3.5 A/EW 840 WH87 | 143 | 1 | 1 | 1 | NR | 8018367734850 | 94051190 | 6PL00 | Lighting | 6PL | PIL LIGHTING | 6PL68G | HOUSEHOLD | 6PL68G83F | STEPLIGHTS | 6PL68G83FB79 | INSERT+
P3118536 | INSERT+ 1 V 3.5 A/EW 840 AN96 | 143 | 1 | 1 | 1 | NR | 8018367734867 | 94051190 | 6PL00 | Lighting | 6PL | PIL LIGHTING | 6PL68G | HOUSEHOLD | 6PL68G83F | STEPLIGHTS | 6PL68G83FB79 | INSERT+
P3118537 | INSERT+ 1 V 3.5 A/EW 840 GR94 | 143 | 1 | 1 | 1 | NR | 8018367734874 | 94051190 | 6PL00 | Lighting | 6PL | PIL LIGHTING | 6PL68G | HOUSEHOLD | 6PL68G83F | STEPLIGHTS | 6PL68G83FB79 | INSERT+
P3118538 | INSERT+ 1 V GLASS 3.5 S/EW 830 WH87 | 169 | 1 | 1 | 1 | NR | 8018367734881 | 94051190 | 6PL00 | Lighting | 6PL | PIL LIGHTING | 6PL68G | HOUSEHOLD | 6PL68G83F | STEPLIGHTS | 6PL68G83FB79 | INSERT+
P3118541 | INSERT+ 1 V GLASS 3.5 S/EW 840 WH87 | 169 | 1 | 1 | 1 | NR | 8018367734911 | 94051190 | 6PL00 | Lighting | 6PL | PIL LIGHTING | 6PL68G | HOUSEHOLD | 6PL68G83F | STEPLIGHTS | 6PL68G83FB79 | INSERT+
P3118547 | WLSMRM 22/29 S/B 830/840 WH87 PMW | 226.5 | 1 | 1 | 1 | NR | 4046075162294 | 94054239 | 6PL00 | Lighting | 6PL | PIL LIGHTING | 6PL59G | WORK & COMM. SPACES | 6PL59G07F | SURFACE MOUNTED | 6PL59G07FB31 | WL
P3118548 | WLSMRL 26/34 S/B 830/840 WH87 PMW | 270 | 1 | 1 | 1 | NR | 4046075162300 | 94054239 | 6PL00 | Lighting | 6PL | PIL LIGHTING | 6PL59G | WORK & COMM. SPACES | 6PL59G07F | SURFACE MOUNTED | 6PL59G07FB31 | WL
P3118549 | WLSMRXL 27/36/45 S/B 830/840 WH87 PMW | 363.5 | 1 | 1 | 1 | NR | 4046075162317 | 94054239 | 6PL00 | Lighting | 6PL | PIL LIGHTING | 6PL59G | WORK & COMM. SPACES | 6PL59G07F | SURFACE MOUNTED | 6PL59G07FB31 | WL
P3118552 | PLATO SQ 625 INSTALLATION FRAME WH9016S | 184.5 | 1 | 1 | 1 | NR | 4046075162645 | 94059190 | 6PL00 | Lighting | 6PL | PIL LIGHTING | 6PL59G | WORK & COMM. SPACES | 6PL59G09F | CEILING RECESSED | 6PL59G09F969 | PLATO
P3118559 | WLSMRM 29 S/B 830/840 WH87 DALI PMW | 309.5 | 1 | 1 | 1 | NR | 4046075162898 | 94054239 | 6PL00 | Lighting | 6PL | PIL LIGHTING | 6PL59G | WORK & COMM. SPACES | 6PL59G07F | SURFACE MOUNTED | 6PL59G07FB31 | WL
P3118560 | WLSMRL 34 S/B 830/840 WH87 DALI PMW | 363.5 | 1 | 1 | 1 | NR | 4046075162904 | 94054239 | 6PL00 | Lighting | 6PL | PIL LIGHTING | 6PL59G | WORK & COMM. SPACES | 6PL59G07F | SURFACE MOUNTED | 6PL59G07FB31 | WL
P3118561 | WLSMRXL 45 S/B 830/840 WH87 DALI PMW | 398.5 | 1 | 1 | 1 | NR | 4046075162911 | 94054239 | 6PL00 | Lighting | 6PL | PIL LIGHTING | 6PL59G | WORK & COMM. SPACES | 6PL59G07F | SURFACE MOUNTED | 6PL59G07FB31 | WL
P3118562 | WL270 WLC 18/24 S/A 830/40 GR94 HF OP | 254.5 | 1 | 1 | 1 | NR | 4046075162928 | 94051140 | 6PL00 | Lighting | 6PL | PIL LIGHTING | 6PL59G | WORK & COMM. SPACES | 6PL59G07F | SURFACE MOUNTED | 6PL59G07FB31 | WL
P3118564 | WL400 WLC 38 S/A 830/840 GR94 DALI OP | 320 | 1 | 1 | 1 | NR | 4046075162935 | 94051140 | 6PL00 | Lighting | 6PL | PIL LIGHTING | 6PL59G | WORK & COMM. SPACES | 6PL59G07F | SURFACE MOUNTED | 6PL59G07FB31 | WL
P3118565 | WL270 WLC 24 S/A 830/840 GR94 DALI OP | 270 | 1 | 1 | 10 | NR | 4046075162942 | 94051140 | 6PL00 | Lighting | 6PL | PIL LIGHTING | 6PL59G | WORK & COMM. SPACES | 6PL59G07F | SURFACE MOUNTED | 6PL59G07FB31 | WL
P3119399 | A+ 85/100/150/200 C/EW 840 9005 0-10V PW | 269 | 1 | 1 | 1 | NR | 8018367736663 | 94051190 | 6PL00 | Lighting | 6PL | PIL LIGHTING | 6PL57G | INDUSTRIAL SPACES | 6PL57G67F | HIGH BAY AND LOW BAY | 6PL57G67F919 | A+
P3119400 | DALI CONVERTER A+ PW | 29 | 1 | 1 | 90 | NR | 8018367736670 | 85371091 | 6PL00 | Lighting | 6PL | PIL LIGHTING | 6PL57G | INDUSTRIAL SPACES | 6PL57G67F | HIGH BAY AND LOW BAY | 6PL57G67F919 | A+
P3119401 | MICROWAVE MOTION SENSOR A+ PW | 26.6 | 1 | 1 | 100 | NR | 8018367736687 | 85399090 | 6PL00 | Lighting | 6PL | PIL LIGHTING | 6PL57G | INDUSTRIAL SPACES | 6PL57G67F | HIGH BAY AND LOW BAY | 6PL57G67F919 | A+
P3119402 | REMOTE CONTROL A+ PW | 52 | 1 | 1 | 80 | NR | 8018367736694 | 85269200 | 6PL00 | Lighting | 6PL | PIL LIGHTING | 6PL57G | INDUSTRIAL SPACES | 6PL57G67F | HIGH BAY AND LOW BAY | 6PL57G67F919 | A+
P3119403 | BRACKET A+ PW | 18.65 | 1 | 1 | 10 | NR | 8018367736700 | 94059900 | 6PL00 | Lighting | 6PL | PIL LIGHTING | 6PL57G | INDUSTRIAL SPACES | 6PL57G67F | HIGH BAY AND LOW BAY | 6PL57G67F919 | A+
P3119404 | KIT EM3P A+ PW | 205 | 1 | 1 | 1 | NR | 8018367736656 | 85044095 | 6PL00 | Lighting | 6PL | PIL LIGHTING | 6PL57G | INDUSTRIAL SPACES | 6PL57G67F | HIGH BAY AND LOW BAY | 6PL57G67F919 | A+
P3119465 | LASER+ 10-527 A30/I 757 GR94 DALI | 2263 | 1 | 1 | 1 | NR | 8018367736953 | 94054210 | 6PL00 | Lighting | 6PL | PIL LIGHTING | 6PL63G | SPORTS AND AREAS | 6PL63G72F | FLOODLIGHTS | 6PL63G72F985 | LASER+
P3119466 | LASER+ 10-527 A30/I 857 GR94 DALI | 2263 | 1 | 1 | 1 | NR | 8018367736960 | 94054210 | 6PL00 | Lighting | 6PL | PIL LIGHTING | 6PL63G | SPORTS AND AREAS | 6PL63G72F | FLOODLIGHTS | 6PL63G72F985 | LASER+
P3119467 | LASER+ 10-527 A30/I 957 GR94 DALI | 2263 | 1 | 1 | 1 | NR | 8018367736977 | 94054210 | 6PL00 | Lighting | 6PL | PIL LIGHTING | 6PL63G | SPORTS AND AREAS | 6PL63G72F | FLOODLIGHTS | 6PL63G72F985 | LASER+
P3119468 | LASER+ 10-527 A30/I 740 GR94 DALI | 2263 | 1 | 1 | 1 | NR | 8018367736984 | 94054210 | 6PL00 | Lighting | 6PL | PIL LIGHTING | 6PL63G | SPORTS AND AREAS | 6PL63G72F | FLOODLIGHTS | 6PL63G72F985 | LASER+
P3119864 | LYRA+ 30 KIT SR100 730 AN-96 ON/OFF | 277.5 | 1 | 1 | 1 | NR | 8018367738049 | 94054239 | 6PL00 | Lighting | 6PL | PIL LIGHTING | 6PL65G | URBAN AND STREETS | 6PL65G68H | STREETLIGHTS | 6PL65G68HB10 | LYRA+
P3119865 | LYRA+ 54 KIT SR100 730 AN-96 ON/OFF | 308.5 | 1 | 1 | 1 | NR | 8018367738056 | 94054239 | 6PL00 | Lighting | 6PL | PIL LIGHTING | 6PL65G | URBAN AND STREETS | 6PL65G68H | STREETLIGHTS | 6PL65G68HB10 | LYRA+
P3119866 | LYRA+ 30 KIT SR100 727 AN-96 ON/OFF | 339.5 | 1 | 1 | 1 | NR | 8018367738063 | 94054239 | 6PL00 | Lighting | 6PL | PIL LIGHTING | 6PL65G | URBAN AND STREETS | 6PL65G68H | STREETLIGHTS | 6PL65G68HB10 | LYRA+
P3119867 | LYRA+ 54 KIT SR100 727 AN-96 ON/OFF | 360.5 | 1 | 1 | 1 | NR | 8018367738070 | 94054239 | 6PL00 | Lighting | 6PL | PIL LIGHTING | 6PL65G | URBAN AND STREETS | 6PL65G68H | STREETLIGHTS | 6PL65G68HB10 | LYRA+
P3119885 | SL629LED PL L 62 S/C 840 BK9005 DALI MP | 476 | 1 | 1 | 1 | NR | 4046075173016 | 94051190 | 6PL00 | Lighting | 6PL | PIL LIGHTING | 6PL59G | WORK & COMM. SPACES | 6PL59G05F | SUSPENDED | 6PL59G05F960 | SL629/630 PL
P3119886 | SL629LED PL L 62 S/C 840 BK9005 MP | 422.5 | 1 | 1 | 1 | NR | 4046075173023 | 94051190 | 6PL00 | Lighting | 6PL | PIL LIGHTING | 6PL59G | WORK & COMM. SPACES | 6PL59G05F | SUSPENDED | 6PL59G05F960 | SL629/630 PL
P3119887 | SL629LED PL L 62 S/C 830 BK9005 DALI MP | 476 | 1 | 1 | 1 | NR | 4046075173030 | 94051190 | 6PL00 | Lighting | 6PL | PIL LIGHTING | 6PL59G | WORK & COMM. SPACES | 6PL59G05F | SUSPENDED | 6PL59G05F960 | SL629/630 PL
P3119888 | SL629LED PL L 62 S/C 830 BK9005 MP | 422.5 | 1 | 1 | 1 | NR | 4046075173047 | 94051190 | 6PL00 | Lighting | 6PL | PIL LIGHTING | 6PL59G | WORK & COMM. SPACES | 6PL59G05F | SUSPENDED | 6PL59G05F960 | SL629/630 PL
P3119889 | SL629LED PL M 49 S/C 840 BK9005 DALI MP | 422.5 | 1 | 1 | 1 | NR | 4046075173054 | 94051190 | 6PL00 | Lighting | 6PL | PIL LIGHTING | 6PL59G | WORK & COMM. SPACES | 6PL59G05F | SUSPENDED | 6PL59G05F960 | SL629/630 PL
P3119890 | SL629LED PL M 49 S/C 840 BK9005 MP | 365.5 | 1 | 1 | 1 | NR | 4046075173061 | 94051190 | 6PL00 | Lighting | 6PL | PIL LIGHTING | 6PL59G | WORK & COMM. SPACES | 6PL59G05F | SUSPENDED | 6PL59G05F960 | SL629/630 PL
P3119891 | SL629LED PL M 49 S/C 830 BK9005 DALI MP | 422.5 | 1 | 1 | 1 | NR | 4046075173078 | 94051190 | 6PL00 | Lighting | 6PL | PIL LIGHTING | 6PL59G | WORK & COMM. SPACES | 6PL59G05F | SUSPENDED | 6PL59G05F960 | SL629/630 PL
P3119892 | SL629LED PL M 49 S/C 830 BK9005 MP | 365.5 | 1 | 1 | 1 | NR | 4046075173108 | 94051190 | 6PL00 | Lighting | 6PL | PIL LIGHTING | 6PL59G | WORK & COMM. SPACES | 6PL59G05F | SUSPENDED | 6PL59G05F960 | SL629/630 PL
P3119893 | SL629LED SM L 28 S/A 840 BK9005 MP | 422.5 | 1 | 1 | 1 | NR | 4046075173085 | 94051190 | 6PL00 | Lighting | 6PL | PIL LIGHTING | 6PL59G | WORK & COMM. SPACES | 6PL59G07F | SURFACE MOUNTED | 6PL59G07F964 | SL629 AB/SM
P3119894 | SL629LED SM L 62 S/A 840 BK9005 MP | 422.5 | 1 | 1 | 1 | NR | 4046075173092 | 94051190 | 6PL00 | Lighting | 6PL | PIL LIGHTING | 6PL59G | WORK & COMM. SPACES | 6PL59G07F | SURFACE MOUNTED | 6PL59G07F964 | SL629 AB/SM
P3119895 | SL629LED SM M 23 S/A 840 BK9005 MP | 365.5 | 1 | 1 | 1 | NR | 4046075173115 | 94051190 | 6PL00 | Lighting | 6PL | PIL LIGHTING | 6PL59G | WORK & COMM. SPACES | 6PL59G07F | SURFACE MOUNTED | 6PL59G07F964 | SL629 AB/SM
P3119896 | SL629LED SM M 49 S/A 840 BK9005 MP | 365.5 | 1 | 1 | 1 | NR | 4046075173122 | 94051190 | 6PL00 | Lighting | 6PL | PIL LIGHTING | 6PL59G | WORK & COMM. SPACES | 6PL59G07F | SURFACE MOUNTED | 6PL59G07F964 | SL629 AB/SM
P3119897 | SL629LED PL M 54 S/C 940 BK9005 MP | 395.5 | 1 | 1 | 1 | NR | 4046075173139 | 94051190 | 6PL00 | Lighting | 6PL | PIL LIGHTING | 6PL59G | WORK & COMM. SPACES | 6PL59G05F | SUSPENDED | 6PL59G05F960 | SL629/630 PL
P3119898 | SL629LED PL L 69 S/C 940 BK9005 MP | 451.5 | 1 | 1 | 1 | NR | 4046075173146 | 94051190 | 6PL00 | Lighting | 6PL | PIL LIGHTING | 6PL59G | WORK & COMM. SPACES | 6PL59G05F | SUSPENDED | 6PL59G05F960 | SL629/630 PL
P3120549 | INSERT+ 1 6W 3K AN96 KIT RELAMPING | 193.5 | 1 | 1 | 1 | NR | 8018367739251 | 94051190 | 6PL00 | Lighting | 6PL | PIL LIGHTING | 6PL68G | HOUSEHOLD | 6PL68G83F | STEPLIGHTS | 6PL68G83FB79 | INSERT+
P3120550 | INSERT+ 1 6W 3K GR94 KIT RELAMPING | 193.5 | 1 | 1 | 1 | NR | 8018367739244 | 94051190 | 6PL00 | Lighting | 6PL | PIL LIGHTING | 6PL68G | HOUSEHOLD | 6PL68G83F | STEPLIGHTS | 6PL68G83FB79 | INSERT+
P3120551 | INSERT+ 2 10W 3K AN96 KIT RELAMPING | 218.5 | 1 | 1 | 1 | NR | 8018367739268 | 94051190 | 6PL00 | Lighting | 6PL | PIL LIGHTING | 6PL68G | HOUSEHOLD | 6PL68G83F | STEPLIGHTS | 6PL68G83FB79 | INSERT+
P3120552 | INSERT+ 2 10W 3K GR94 KIT RELAMPING | 218.5 | 1 | 1 | 1 | NR | 8018367739275 | 94051190 | 6PL00 | Lighting | 6PL | PIL LIGHTING | 6PL68G | HOUSEHOLD | 6PL68G83F | STEPLIGHTS | 6PL68G83FB79 | INSERT+
P3120847 | FLEXILED 4IL23S/A840WH9016LB1200/150 | 277.5 | 1 | 1 | 1 | NR | 4046075184043 | 94051190 | 6PL00 | Lighting | 6PL | PIL LIGHTING | 6PL59G | WORK & COMM. SPACES | 6PL59G09F | CEILING RECESSED | 6PL59G09FA93 | FLEXILED RE/IL
P3120848 | FLEXILED 5IL28S/A840WH9016LB1500/150 | 311.5 | 1 | 1 | 1 | NR | 4046075184050 | 94051190 | 6PL00 | Lighting | 6PL | PIL LIGHTING | 6PL59G | WORK & COMM. SPACES | 6PL59G09F | CEILING RECESSED | 6PL59G09FA93 | FLEXILED RE/IL
P3120849 | FLEXILED IL L 23 S/A 840 WH9016 LW | 275.5 | 1 | 1 | 1 | NR | 4046075184067 | 94051190 | 6PL00 | Lighting | 6PL | PIL LIGHTING | 6PL59G | WORK & COMM. SPACES | 6PL59G09F | CEILING RECESSED | 6PL59G09FA93 | FLEXILED RE/IL
P3120850 | FLEXILED 5IL28S/A840WH9016LW1500/150 | 309.5 | 1 | 1 | 1 | NR | 4046075184098 | 94051190 | 6PL00 | Lighting | 6PL | PIL LIGHTING | 6PL59G | WORK & COMM. SPACES | 6PL59G09F | CEILING RECESSED | 6PL59G09FA93 | FLEXILED RE/IL
P3120851 | FLEXILED 4IL23S/A840WH9016LM1200/150 | 324 | 1 | 1 | 1 | NR | 4046075184081 | 94051190 | 6PL00 | Lighting | 6PL | PIL LIGHTING | 6PL59G | WORK & COMM. SPACES | 6PL59G09F | CEILING RECESSED | 6PL59G09FA93 | FLEXILED RE/IL
P3120852 | FLEXILED 5IL28S/A840WH9016LM1500/150 | 369.5 | 1 | 1 | 1 | NR | 4046075184074 | 94051190 | 6PL00 | Lighting | 6PL | PIL LIGHTING | 6PL59G | WORK & COMM. SPACES | 6PL59G09F | CEILING RECESSED | 6PL59G09FA93 | FLEXILED RE/IL
P3121971 | PLATO 600/1200 SUSPENSION KIT | 8.3 | 1 | 1 | 1 | NR | 8018367742121 | 94059900 | 6PL00 | Lighting | 6PL | PIL LIGHTING | 6PL59G | WORK & COMM. SPACES | 6PL59G09F | CEILING RECESSED | 6PL59G09F969 | PLATO
P3122036 | FLEXILED 4SM23S/A840WH9016LB1200/150 | 328 | 1 | 1 | 1 | NR | 4046075192574 | 94051190 | 6PL00 | Lighting | 6PL | PIL LIGHTING | 6PL59G | WORK & COMM. SPACES | 6PL59G07F | SURFACE MOUNTED | 6PL59G07FC65 | FLEXILED SM
P3122037 | FLEXILED 5SM28S/A840WH9016LB1500/150 | 367.5 | 1 | 1 | 1 | NR | 4046075192581 | 94051190 | 6PL00 | Lighting | 6PL | PIL LIGHTING | 6PL59G | WORK & COMM. SPACES | 6PL59G07F | SURFACE MOUNTED | 6PL59G07FC65 | FLEXILED SM
P3122038 | FLEXILED 4SM23S/A840WH9016LB1200/150DALI | 362.5 | 1 | 1 | 1 | NR | 4046075192598 | 94051190 | 6PL00 | Lighting | 6PL | PIL LIGHTING | 6PL59G | WORK & COMM. SPACES | 6PL59G07F | SURFACE MOUNTED | 6PL59G07FC65 | FLEXILED SM
P3122039 | FLEXILED 5SM28S/A840WH9016LB1500/150DALI | 401.5 | 1 | 1 | 1 | NR | 4046075192604 | 94051190 | 6PL00 | Lighting | 6PL | PIL LIGHTING | 6PL59G | WORK & COMM. SPACES | 6PL59G07F | SURFACE MOUNTED | 6PL59G07FC65 | FLEXILED SM
P3122044 | FLEXILED 4SM30A/M840WH9016LM1200/150 | 469 | 1 | 1 | 1 | NR | 4046075192659 | 94051190 | 6PL00 | Lighting | 6PL | PIL LIGHTING | 6PL59G | WORK & COMM. SPACES | 6PL59G07F | SURFACE MOUNTED | 6PL59G07FC65 | FLEXILED SM
P3122045 | FLEXILED 5SM37A/M840WH9016LM1500/150 | 583 | 1 | 1 | 1 | NR | 4046075192666 | 94051190 | 6PL00 | Lighting | 6PL | PIL LIGHTING | 6PL59G | WORK & COMM. SPACES | 6PL59G07F | SURFACE MOUNTED | 6PL59G07FC65 | FLEXILED SM
P3122046 | FLEXILED 4SM30A/M840WH9016LM1200/150DALI | 504 | 1 | 1 | 1 | NR | 4046075192673 | 94051190 | 6PL00 | Lighting | 6PL | PIL LIGHTING | 6PL59G | WORK & COMM. SPACES | 6PL59G07F | SURFACE MOUNTED | 6PL59G07FC65 | FLEXILED SM
P3122047 | FLEXILED 5SM37A/M840WH9016LM1500/150DALI | 591 | 1 | 1 | 1 | NR | 4046075192680 | 94051190 | 6PL00 | Lighting | 6PL | PIL LIGHTING | 6PL59G | WORK & COMM. SPACES | 6PL59G07F | SURFACE MOUNTED | 6PL59G07FC65 | FLEXILED SM
P3122225 | FLEXILED RE L 23 S/A 840 WH9016 LB | 283.5 | 1 | 1 | 1 | NR | 4046075194943 | 94051190 | 6PL00 | Lighting | 6PL | PIL LIGHTING | 6PL59G | WORK & COMM. SPACES | 6PL59G09F | CEILING RECESSED | 6PL59G09FA93 | FLEXILED RE/IL
P3122226 | FLEXILED RE L 23 S/A 840 WH9016 LM | 329 | 1 | 1 | 1 | NR | 4046075194950 | 94051190 | 6PL00 | Lighting | 6PL | PIL LIGHTING | 6PL59G | WORK & COMM. SPACES | 6PL59G09F | CEILING RECESSED | 6PL59G09FA93 | FLEXILED RE/IL
P3122227 | FLEXILED RE L 23 S/A 840 WH9016 LW | 281.5 | 1 | 1 | 1 | NR | 4046075194967 | 94051190 | 6PL00 | Lighting | 6PL | PIL LIGHTING | 6PL59G | WORK & COMM. SPACES | 6PL59G09F | CEILING RECESSED | 6PL59G09FA93 | FLEXILED RE/IL
P3122228 | FLEXILED RE XL 28 S/A 840 WH9016 LB | 320 | 1 | 1 | 1 | NR | 4046075194974 | 94051190 | 6PL00 | Lighting | 6PL | PIL LIGHTING | 6PL59G | WORK & COMM. SPACES | 6PL59G09F | CEILING RECESSED | 6PL59G09FA93 | FLEXILED RE/IL
P3122229 | FLEXILED RE XL 28 S/A 840 WH9016 LM | 378 | 1 | 1 | 1 | NR | 4046075194981 | 94051190 | 6PL00 | Lighting | 6PL | PIL LIGHTING | 6PL59G | WORK & COMM. SPACES | 6PL59G09F | CEILING RECESSED | 6PL59G09FA93 | FLEXILED RE/IL
P3122230 | FLEXILED RE XL 28 S/A 840 WH9016 LW | 318 | 1 | 1 | 1 | NR | 4046075194998 | 94051190 | 6PL00 | Lighting | 6PL | PIL LIGHTING | 6PL59G | WORK & COMM. SPACES | 6PL59G09F | CEILING RECESSED | 6PL59G09FA93 | FLEXILED RE/IL
P3122381 | FLEXILED 4IL23S/A840WH9016LB1195/295 | 286 | 1 | 1 | 1 | NR | 4046075198125 | 94051190 | 6PL00 | Lighting | 6PL | PIL LIGHTING | 6PL59G | WORK & COMM. SPACES | 6PL59G09F | CEILING RECESSED | 6PL59G09FA93 | FLEXILED RE/IL
P3122382 | FLEXILED 5IL28S/A840WH9016LB1495/295 | 328 | 1 | 1 | 1 | NR | 4046075197425 | 94051190 | 6PL00 | Lighting | 6PL | PIL LIGHTING | 6PL59G | WORK & COMM. SPACES | 6PL59G09F | CEILING RECESSED | 6PL59G09FA93 | FLEXILED RE/IL
P3122383 | FLEXILED 4IL23S/A840WH9016LW1195/295 | 284.5 | 1 | 1 | 1 | NR | 4046075198194 | 94051190 | 6PL00 | Lighting | 6PL | PIL LIGHTING | 6PL59G | WORK & COMM. SPACES | 6PL59G09F | CEILING RECESSED | 6PL59G09FA93 | FLEXILED RE/IL
P3122437 | FLEXILED 5IL28S/A840WH9016LW1495/295 | 325 | 1 | 1 | 1 | NR | 4046075198200 | 94051190 | 6PL00 | Lighting | 6PL | PIL LIGHTING | 6PL59G | WORK & COMM. SPACES | 6PL59G09F | CEILING RECESSED | 6PL59G09FA93 | FLEXILED RE/IL
P3122438 | FLEXILED 4IL23S/A840WH9016LM1195/295 | 332.5 | 1 | 1 | 1 | NR | 4046075198170 | 94051190 | 6PL00 | Lighting | 6PL | PIL LIGHTING | 6PL59G | WORK & COMM. SPACES | 6PL59G09F | CEILING RECESSED | 6PL59G09FA93 | FLEXILED RE/IL
P3122439 | FLEXILED 5IL28S/A840WH9016LM1495/295 | 386 | 1 | 1 | 1 | NR | 4046075198187 | 94051190 | 6PL00 | Lighting | 6PL | PIL LIGHTING | 6PL59G | WORK & COMM. SPACES | 6PL59G09F | CEILING RECESSED | 6PL59G09FA93 | FLEXILED RE/IL
P3122533 | NORMA+CL L 78 S/EW 840 GR-RAL7035 | 179 | 1 | 1 | 6 | NR | 8018367742886 | 94051140 | 6PL00 | Lighting | 6PL | PIL LIGHTING | 6PL57G | INDUSTRIAL SPACES | 6PL57G53F | WATERPROOF | 6PL57G53F909 | NORMA+
P3122534 | NORMA+L 78 S/EW 840 GR-RAL7035 DALI | 253.5 | 1 | 1 | 6 | NR | 8018367742893 | 94051140 | 6PL00 | Lighting | 6PL | PIL LIGHTING | 6PL57G | INDUSTRIAL SPACES | 6PL57G53F | WATERPROOF | 6PL57G53F909 | NORMA+
P3122535 | NORMA+L 78 S/EW 840 GR-RAL7035 EM | 351 | 1 | 1 | 6 | NR | 8018367742909 | 94051140 | 6PL00 | Lighting | 6PL | PIL LIGHTING | 6PL57G | INDUSTRIAL SPACES | 6PL57G53F | WATERPROOF | 6PL57G53F909 | NORMA+
P3122552 | FLEXILED 4SM17S/A840WH9016MP1200/150 | 307.5 | 1 | 1 | 1 | NR | 4046075198484 | 94051190 | 6PL00 | Lighting | 6PL | PIL LIGHTING | 6PL59G | WORK & COMM. SPACES | 6PL59G07F | SURFACE MOUNTED | 6PL59G07FC65 | FLEXILED SM
P3122553 | FLEXILED 5SM22S/A840WH9016MP1500/150 | 331.5 | 1 | 1 | 1 | NR | 4046075198491 | 94051190 | 6PL00 | Lighting | 6PL | PIL LIGHTING | 6PL59G | WORK & COMM. SPACES | 6PL59G07F | SURFACE MOUNTED | 6PL59G07FC65 | FLEXILED SM
P3122554 | FLEXILED 4SM17S/A840WH9016MP1200/150DALI | 341.5 | 1 | 1 | 1 | NR | 4046075198514 | 94051190 | 6PL00 | Lighting | 6PL | PIL LIGHTING | 6PL59G | WORK & COMM. SPACES | 6PL59G07F | SURFACE MOUNTED | 6PL59G07FC65 | FLEXILED SM
P3122555 | FLEXILED 5SM22S/A840WH9016MP1500/150DALI | 365.5 | 1 | 1 | 1 | NR | 4046075198507 | 94051190 | 6PL00 | Lighting | 6PL | PIL LIGHTING | 6PL59G | WORK & COMM. SPACES | 6PL59G07F | SURFACE MOUNTED | 6PL59G07FC65 | FLEXILED SM
P3122560 | FLEXILED 4SM17S/A840WH9016OP1200/150 | 260 | 1 | 1 | 1 | NR | 4046075198569 | 94051190 | 6PL00 | Lighting | 6PL | PIL LIGHTING | 6PL59G | WORK & COMM. SPACES | 6PL59G07F | SURFACE MOUNTED | 6PL59G07FC65 | FLEXILED SM
P3122561 | FLEXILED 5SM22S/A840WH9016OP1500/150 | 274.5 | 1 | 1 | 1 | NR | 4046075198583 | 94051190 | 6PL00 | Lighting | 6PL | PIL LIGHTING | 6PL59G | WORK & COMM. SPACES | 6PL59G07F | SURFACE MOUNTED | 6PL59G07FC65 | FLEXILED SM
P3122562 | FLEXILED 4SM17S/A840WH9016OP1200/150DALI | 294 | 1 | 1 | 1 | NR | 4046075198590 | 94051190 | 6PL00 | Lighting | 6PL | PIL LIGHTING | 6PL59G | WORK & COMM. SPACES | 6PL59G07F | SURFACE MOUNTED | 6PL59G07FC65 | FLEXILED SM
P3122563 | FLEXILED 5SM22S/A840WH9016OP1500/150DALI | 309.5 | 1 | 1 | 1 | NR | 4046075198576 | 94051190 | 6PL00 | Lighting | 6PL | PIL LIGHTING | 6PL59G | WORK & COMM. SPACES | 6PL59G07F | SURFACE MOUNTED | 6PL59G07FC65 | FLEXILED SM
P3122577 | FLEXILED SM MOUNTING TEMPLATE | 56 | 1 | 1 | 1 | NR | 4046075198774 | 94059900 | 6PL00 | Lighting | 6PL | PIL LIGHTING | 6PL59G | WORK & COMM. SPACES | 6PL59G07F | SURFACE MOUNTED | 6PL59G07FC65 | FLEXILED SM
P3122630 | NORMA+ 150 78 S/EW 840 GR-RAL7035 | 154.5 | 1 | 1 | 6 | NR | 8018367743180 | 94051140 | 6PL00 | Lighting | 6PL | PIL LIGHTING | 6PL57G | INDUSTRIAL SPACES | 6PL57G53F | WATERPROOF | 6PL57G53F909 | NORMA+
P3123266 | FLEXILED 4IL30A/M840WH9016LM1200/150 | 728 | 1 | 1 | 1 | NR | 4046075209272 | 94051190 | 6PL00 | Lighting | 6PL | PIL LIGHTING | 6PL59G | WORK & COMM. SPACES | 6PL59G09F | CEILING RECESSED | 6PL59G09FA93 | FLEXILED RE/IL
P3123267 | FLEXILED 5IL37A/M840WH9016LM1500/150 | 878 | 1 | 1 | 1 | NR | 4046075209265 | 94051190 | 6PL00 | Lighting | 6PL | PIL LIGHTING | 6PL59G | WORK & COMM. SPACES | 6PL59G09F | CEILING RECESSED | 6PL59G09FA93 | FLEXILED RE/IL
P3123268 | FLEXILED 4IL17S/A840WH9016MP1200/150 | 431.5 | 1 | 1 | 1 | NR | 4046075209289 | 94051190 | 6PL00 | Lighting | 6PL | PIL LIGHTING | 6PL59G | WORK & COMM. SPACES | 6PL59G09F | CEILING RECESSED | 6PL59G09FA93 | FLEXILED RE/IL
P3123269 | FLEXILED 5IL22S/A840WH9016MP1500/150 | 471 | 1 | 1 | 1 | NR | 4046075209296 | 94051190 | 6PL00 | Lighting | 6PL | PIL LIGHTING | 6PL59G | WORK & COMM. SPACES | 6PL59G09F | CEILING RECESSED | 6PL59G09FA93 | FLEXILED RE/IL
P3123270 | FLEXILED 4IL17S/A840WH9016OP1200/150 | 374 | 1 | 1 | 1 | NR | 4046075209302 | 94051190 | 6PL00 | Lighting | 6PL | PIL LIGHTING | 6PL59G | WORK & COMM. SPACES | 6PL59G09F | CEILING RECESSED | 6PL59G09FA93 | FLEXILED RE/IL
P3123271 | FLEXILED 5IL22S/A840WH9016OP1500/150 | 400.5 | 1 | 1 | 1 | NR | 4046075209319 | 94051190 | 6PL00 | Lighting | 6PL | PIL LIGHTING | 6PL59G | WORK & COMM. SPACES | 6PL59G09F | CEILING RECESSED | 6PL59G09FA93 | FLEXILED RE/IL
P3123272 | FLEXILED 4IL23S/A840WH9016LB1240/310 | 486.5 | 1 | 1 | 1 | NR | 4046075209746 | 94051190 | 6PL00 | Lighting | 6PL | PIL LIGHTING | 6PL59G | WORK & COMM. SPACES | 6PL59G09F | CEILING RECESSED | 6PL59G09FA93 | FLEXILED RE/IL
P3123273 | FLEXILED 4IL23S/A840WH9016LM1240/310 | 563 | 1 | 1 | 1 | NR | 4046075209760 | 94051190 | 6PL00 | Lighting | 6PL | PIL LIGHTING | 6PL59G | WORK & COMM. SPACES | 6PL59G09F | CEILING RECESSED | 6PL59G09FA93 | FLEXILED RE/IL
P3123274 | FLEXILED 4IL23S/A840WH9016LW1240/310 | 483.5 | 1 | 1 | 1 | NR | 4046075209753 | 94051190 | 6PL00 | Lighting | 6PL | PIL LIGHTING | 6PL59G | WORK & COMM. SPACES | 6PL59G09F | CEILING RECESSED | 6PL59G09FA93 | FLEXILED RE/IL
P3123275 | FLEXILED 4IL17S/A840WH9016MP1240/310 | 455.5 | 1 | 1 | 1 | NR | 4046075209784 | 94051190 | 6PL00 | Lighting | 6PL | PIL LIGHTING | 6PL59G | WORK & COMM. SPACES | 6PL59G09F | CEILING RECESSED | 6PL59G09FA93 | FLEXILED RE/IL
P3123276 | FLEXILED 4IL17S/A840WH9016OP1240/310 | 396.5 | 1 | 1 | 1 | NR | 4046075209777 | 94051190 | 6PL00 | Lighting | 6PL | PIL LIGHTING | 6PL59G | WORK & COMM. SPACES | 6PL59G09F | CEILING RECESSED | 6PL59G09FA93 | FLEXILED RE/IL
P3123277 | FLEXILED 4IL30A/M840WH9016LM1240/310 | 746.5 | 1 | 1 | 1 | NR | 4046075209791 | 94051190 | 6PL00 | Lighting | 6PL | PIL LIGHTING | 6PL59G | WORK & COMM. SPACES | 6PL59G09F | CEILING RECESSED | 6PL59G09FA93 | FLEXILED RE/IL
P3123278 | FLEXILED 4IL30A/M840WH9016LM1195/295 | 739 | 1 | 1 | 1 | NR | 4046075209326 | 94051190 | 6PL00 | Lighting | 6PL | PIL LIGHTING | 6PL59G | WORK & COMM. SPACES | 6PL59G09F | CEILING RECESSED | 6PL59G09FA93 | FLEXILED RE/IL
P3123279 | FLEXILED 5IL37A/M840WH9016LM1495/295 | 894.5 | 1 | 1 | 1 | NR | 4046075209333 | 94051190 | 6PL00 | Lighting | 6PL | PIL LIGHTING | 6PL59G | WORK & COMM. SPACES | 6PL59G09F | CEILING RECESSED | 6PL59G09FA93 | FLEXILED RE/IL
P3123280 | FLEXILED 4IL17S/A840WH9016MP1195/295 | 449.5 | 1 | 1 | 1 | NR | 4046075209210 | 94051190 | 6PL00 | Lighting | 6PL | PIL LIGHTING | 6PL59G | WORK & COMM. SPACES | 6PL59G09F | CEILING RECESSED | 6PL59G09FA93 | FLEXILED RE/IL
P3123281 | FLEXILED 5IL22S/A840WH9016MP1495/295 | 491.5 | 1 | 1 | 1 | NR | 4046075209180 | 94051190 | 6PL00 | Lighting | 6PL | PIL LIGHTING | 6PL59G | WORK & COMM. SPACES | 6PL59G09F | CEILING RECESSED | 6PL59G09FA93 | FLEXILED RE/IL
P3123282 | FLEXILED 4IL17S/A840WH9016OP1195/295 | 391.5 | 1 | 1 | 1 | NR | 4046075209197 | 94051190 | 6PL00 | Lighting | 6PL | PIL LIGHTING | 6PL59G | WORK & COMM. SPACES | 6PL59G09F | CEILING RECESSED | 6PL59G09FA93 | FLEXILED RE/IL
P3123283 | FLEXILED 5IL22S/A840WH9016OP1495/295 | 422.5 | 1 | 1 | 1 | NR | 4046075209203 | 94051190 | 6PL00 | Lighting | 6PL | PIL LIGHTING | 6PL59G | WORK & COMM. SPACES | 6PL59G09F | CEILING RECESSED | 6PL59G09FA93 | FLEXILED RE/IL
P3123284 | FLEXILED 4RE30A/M840WH9016LM1200/150 | 792 | 1 | 1 | 1 | NR | 4046075209340 | 94051190 | 6PL00 | Lighting | 6PL | PIL LIGHTING | 6PL59G | WORK & COMM. SPACES | 6PL59G09F | CEILING RECESSED | 6PL59G09FA93 | FLEXILED RE/IL
P3123285 | FLEXILED 5RE37A/M840WH9016LM1500/150 | 942 | 1 | 1 | 1 | NR | 4046075209371 | 94051190 | 6PL00 | Lighting | 6PL | PIL LIGHTING | 6PL59G | WORK & COMM. SPACES | 6PL59G09F | CEILING RECESSED | 6PL59G09FA93 | FLEXILED RE/IL
P3123286 | FLEXILED 4RE17S/A840WH9016MP1200/150 | 441 | 1 | 1 | 1 | NR | 4046075209388 | 94051190 | 6PL00 | Lighting | 6PL | PIL LIGHTING | 6PL59G | WORK & COMM. SPACES | 6PL59G09F | CEILING RECESSED | 6PL59G09FA93 | FLEXILED RE/IL
P3123287 | FLEXILED 5RE22S/A840WH9016MP1500/150 | 484.5 | 1 | 1 | 1 | NR | 4046075209395 | 94051190 | 6PL00 | Lighting | 6PL | PIL LIGHTING | 6PL59G | WORK & COMM. SPACES | 6PL59G09F | CEILING RECESSED | 6PL59G09FA93 | FLEXILED RE/IL
P3123288 | FLEXILED 4RE17S/A840WH9016OP1200/150 | 382 | 1 | 1 | 1 | NR | 4046075209401 | 94051190 | 6PL00 | Lighting | 6PL | PIL LIGHTING | 6PL59G | WORK & COMM. SPACES | 6PL59G09F | CEILING RECESSED | 6PL59G09FA93 | FLEXILED RE/IL
P3123289 | FLEXILED 5RE22S/A840WH9016OP1500/150 | 414 | 1 | 1 | 1 | NR | 4046075209418 | 94051190 | 6PL00 | Lighting | 6PL | PIL LIGHTING | 6PL59G | WORK & COMM. SPACES | 6PL59G09F | CEILING RECESSED | 6PL59G09FA93 | FLEXILED RE/IL
P3123682 | FLEXILED 4PL17S/C840WH9016OP1200/150 | 611 | 1 | 1 | 1 | NR | 4046075218625 | 94051190 | 6PL00 | Lighting | 6PL | PIL LIGHTING | 6PL59G | WORK & COMM. SPACES | 6PL59G05F | SUSPENDED | 6PL59G05FB23 | FLEXILED PL
P3123683 | FLEXILED 4PL17S/C840WH9016MP1200/150 | 594 | 1 | 1 | 1 | NR | 4046075218618 | 94051190 | 6PL00 | Lighting | 6PL | PIL LIGHTING | 6PL59G | WORK & COMM. SPACES | 6PL59G05F | SUSPENDED | 6PL59G05FB23 | FLEXILED PL
P3123684 | FLEXILED 4PL46S/C840WH9016LB1200/150 | 749.5 | 1 | 1 | 1 | NR | 4046075218779 | 94051190 | 6PL00 | Lighting | 6PL | PIL LIGHTING | 6PL59G | WORK & COMM. SPACES | 6PL59G05F | SUSPENDED | 6PL59G05FB23 | FLEXILED PL
P3123685 | FLEXILED 5PL21S/C840WH9016OP1500/150 | 659.5 | 1 | 1 | 1 | NR | 4046075218632 | 94051190 | 6PL00 | Lighting | 6PL | PIL LIGHTING | 6PL59G | WORK & COMM. SPACES | 6PL59G05F | SUSPENDED | 6PL59G05FB23 | FLEXILED PL
P3123686 | FLEXILED 5PL21S/C840WH9016MP1500/150 | 671 | 1 | 1 | 1 | NR | 4046075218649 | 94051190 | 6PL00 | Lighting | 6PL | PIL LIGHTING | 6PL59G | WORK & COMM. SPACES | 6PL59G05F | SUSPENDED | 6PL59G05FB23 | FLEXILED PL
P3123687 | FLEXILED 5PL58S/C840WH9016LB1500/150 | 868.5 | 1 | 1 | 1 | NR | 4046075218786 | 94051190 | 6PL00 | Lighting | 6PL | PIL LIGHTING | 6PL59G | WORK & COMM. SPACES | 6PL59G05F | SUSPENDED | 6PL59G05FB23 | FLEXILED PL
P3123688 | FLEXILED 4PL17S/C840WH9016OP1200/150DALI | 654.5 | 1 | 1 | 1 | NR | 4046075218656 | 94051190 | 6PL00 | Lighting | 6PL | PIL LIGHTING | 6PL59G | WORK & COMM. SPACES | 6PL59G05F | SUSPENDED | 6PL59G05FB23 | FLEXILED PL
P3123689 | FLEXILED 4PL17S/C840WH9016MP1200/150DALI | 664.5 | 1 | 1 | 1 | NR | 4046075218663 | 94051190 | 6PL00 | Lighting | 6PL | PIL LIGHTING | 6PL59G | WORK & COMM. SPACES | 6PL59G05F | SUSPENDED | 6PL59G05FB23 | FLEXILED PL
P3123690 | FLEXILED 4PL46S/C840WH9016LB1200/150DALI | 807.5 | 1 | 1 | 1 | NR | 4046075218793 | 94051190 | 6PL00 | Lighting | 6PL | PIL LIGHTING | 6PL59G | WORK & COMM. SPACES | 6PL59G05F | SUSPENDED | 6PL59G05FB23 | FLEXILED PL
P3123691 | FLEXILED 5PL21S/C840WH9016OP1500/150DALI | 716.5 | 1 | 1 | 1 | NR | 4046075218670 | 94051190 | 6PL00 | Lighting | 6PL | PIL LIGHTING | 6PL59G | WORK & COMM. SPACES | 6PL59G05F | SUSPENDED | 6PL59G05FB23 | FLEXILED PL
P3123692 | FLEXILED 5PL21S/C840WH9016MP1500/150DALI | 711 | 1 | 1 | 1 | NR | 4046075218687 | 94051190 | 6PL00 | Lighting | 6PL | PIL LIGHTING | 6PL59G | WORK & COMM. SPACES | 6PL59G05F | SUSPENDED | 6PL59G05FB23 | FLEXILED PL
P3123693 | FLEXILED 5PL58S/C840WH9016LB1500/150DALI | 895.5 | 1 | 1 | 1 | NR | 4046075218809 | 94051190 | 6PL00 | Lighting | 6PL | PIL LIGHTING | 6PL59G | WORK & COMM. SPACES | 6PL59G05F | SUSPENDED | 6PL59G05FB23 | FLEXILED PL
P3123706 | FLEXILED SUSPENSION SET WH9016 | 252.5 | 1 | 1 | 1 | NR | 4046075215372 | 73129000 | 6PL00 | Lighting | 6PL | PIL LIGHTING | 6PL59G | WORK & COMM. SPACES | 6PL59G05F | SUSPENDED | 6PL59G05FB23 | FLEXILED PL
P3123707 | FLEXILED SUSPENSION SET DALI WH9016 | 281.5 | 1 | 1 | 1 | NR | 4046075215389 | 73129000 | 6PL00 | Lighting | 6PL | PIL LIGHTING | 6PL59G | WORK & COMM. SPACES | 6PL59G05F | SUSPENDED | 6PL59G05FB23 | FLEXILED PL
P3123820 | FL R+ 333 PL 8/23 S/B 830 BK9005 DALI OP | 623.5 | 1 | 1 | 1 | NR | 4046075222011 | 94051190 | 6PL00 | Lighting | 6PL | PIL LIGHTING | 6PL59G | WORK & COMM. SPACES | 6PL59G05F | SUSPENDED | 6PL59G05FC63 | FL ROUND+ PL
P3123821 | FL R+ 333 PL 8/23 S/B 830 BK9005 OP | 542.5 | 1 | 1 | 1 | NR | 4046075222028 | 94051190 | 6PL00 | Lighting | 6PL | PIL LIGHTING | 6PL59G | WORK & COMM. SPACES | 6PL59G05F | SUSPENDED | 6PL59G05FC63 | FL ROUND+ PL
P3123822 | FL R+ 333 PL 8/23 S/B 830 GR9006 DALI MP | 628.5 | 1 | 1 | 1 | NR | 4046075222035 | 94051190 | 6PL00 | Lighting | 6PL | PIL LIGHTING | 6PL59G | WORK & COMM. SPACES | 6PL59G05F | SUSPENDED | 6PL59G05FC63 | FL ROUND+ PL
P3123823 | FL R+ 333 PL 8/23 S/B 830 GR9006 DALI OP | 622 | 1 | 1 | 1 | NR | 4046075222042 | 94051190 | 6PL00 | Lighting | 6PL | PIL LIGHTING | 6PL59G | WORK & COMM. SPACES | 6PL59G05F | SUSPENDED | 6PL59G05FC63 | FL ROUND+ PL
P3123824 | FL R+ 333 PL 8/23 S/B 830 GR9006 MP | 547.5 | 1 | 1 | 1 | NR | 4046075222059 | 94051190 | 6PL00 | Lighting | 6PL | PIL LIGHTING | 6PL59G | WORK & COMM. SPACES | 6PL59G05F | SUSPENDED | 6PL59G05FC63 | FL ROUND+ PL
P3123825 | FL R+ 333 PL 8/23 S/B 830 GR9006 OP | 542.5 | 1 | 1 | 1 | NR | 4046075222066 | 94051190 | 6PL00 | Lighting | 6PL | PIL LIGHTING | 6PL59G | WORK & COMM. SPACES | 6PL59G05F | SUSPENDED | 6PL59G05FC63 | FL ROUND+ PL
P3123826 | FL R+ 333 PL 8/23 S/B 830 WH9016 DALI MP | 630.5 | 1 | 1 | 1 | NR | 4046075222073 | 94051190 | 6PL00 | Lighting | 6PL | PIL LIGHTING | 6PL59G | WORK & COMM. SPACES | 6PL59G05F | SUSPENDED | 6PL59G05FC63 | FL ROUND+ PL
P3123827 | FL R+ 333 PL 8/23 S/B 830 WH9016 DALI OP | 624.5 | 1 | 1 | 1 | NR | 4046075222080 | 94051190 | 6PL00 | Lighting | 6PL | PIL LIGHTING | 6PL59G | WORK & COMM. SPACES | 6PL59G05F | SUSPENDED | 6PL59G05FC63 | FL ROUND+ PL
P3123828 | FL R+ 333 PL 8/23 S/B 830 WH9016 MP | 551 | 1 | 1 | 1 | NR | 4046075222103 | 94051190 | 6PL00 | Lighting | 6PL | PIL LIGHTING | 6PL59G | WORK & COMM. SPACES | 6PL59G05F | SUSPENDED | 6PL59G05FC63 | FL ROUND+ PL
P3123829 | FL R+ 333 PL 8/23 S/B 830 WH9016 OP | 544.5 | 1 | 1 | 1 | NR | 4046075222097 | 94051190 | 6PL00 | Lighting | 6PL | PIL LIGHTING | 6PL59G | WORK & COMM. SPACES | 6PL59G05F | SUSPENDED | 6PL59G05FC63 | FL ROUND+ PL
P3123830 | FL R+ 333 PL 8/23 S/B 840 BK9005 DALI OP | 623.5 | 1 | 1 | 1 | NR | 4046075222202 | 94051190 | 6PL00 | Lighting | 6PL | PIL LIGHTING | 6PL59G | WORK & COMM. SPACES | 6PL59G05F | SUSPENDED | 6PL59G05FC63 | FL ROUND+ PL
P3123831 | FL R+ 333 PL 8/23 S/B 840 BK9005 OP | 542.5 | 1 | 1 | 1 | NR | 4046075222196 | 94051190 | 6PL00 | Lighting | 6PL | PIL LIGHTING | 6PL59G | WORK & COMM. SPACES | 6PL59G05F | SUSPENDED | 6PL59G05FC63 | FL ROUND+ PL
P3123832 | FL R+ 333 PL 8/23 S/B 840 GR9006 DALI MP | 623.5 | 1 | 1 | 1 | NR | 4046075222189 | 94051190 | 6PL00 | Lighting | 6PL | PIL LIGHTING | 6PL59G | WORK & COMM. SPACES | 6PL59G05F | SUSPENDED | 6PL59G05FC63 | FL ROUND+ PL
P3123833 | FL R+ 333 PL 8/23 S/B 840 GR9006 DALI OP | 622 | 1 | 1 | 1 | NR | 4046075222172 | 94051190 | 6PL00 | Lighting | 6PL | PIL LIGHTING | 6PL59G | WORK & COMM. SPACES | 6PL59G05F | SUSPENDED | 6PL59G05FC63 | FL ROUND+ PL
P3123834 | FL R+ 333 PL 8/23 S/B 840 GR9006 MP | 543.5 | 1 | 1 | 1 | NR | 4046075222165 | 94051190 | 6PL00 | Lighting | 6PL | PIL LIGHTING | 6PL59G | WORK & COMM. SPACES | 6PL59G05F | SUSPENDED | 6PL59G05FC63 | FL ROUND+ PL
P3123835 | FL R+ 333 PL 8/23 S/B 840 GR9006 OP | 542.5 | 1 | 1 | 1 | NR | 4046075222158 | 94051190 | 6PL00 | Lighting | 6PL | PIL LIGHTING | 6PL59G | WORK & COMM. SPACES | 6PL59G05F | SUSPENDED | 6PL59G05FC63 | FL ROUND+ PL
P3123836 | FL R+ 333 PL 8/23 S/B 840 WH9016 DALI MP | 625.5 | 1 | 1 | 1 | NR | 4046075222141 | 94051190 | 6PL00 | Lighting | 6PL | PIL LIGHTING | 6PL59G | WORK & COMM. SPACES | 6PL59G05F | SUSPENDED | 6PL59G05FC63 | FL ROUND+ PL
P3123837 | FL R+ 333 PL 8/23 S/B 840 WH9016 DALI OP | 624.5 | 1 | 1 | 1 | NR | 4046075222134 | 94051190 | 6PL00 | Lighting | 6PL | PIL LIGHTING | 6PL59G | WORK & COMM. SPACES | 6PL59G05F | SUSPENDED | 6PL59G05FC63 | FL ROUND+ PL
P3123838 | FL R+ 333 PL 8/23 S/B 840 WH9016 MP | 545.5 | 1 | 1 | 1 | NR | 4046075222127 | 94051190 | 6PL00 | Lighting | 6PL | PIL LIGHTING | 6PL59G | WORK & COMM. SPACES | 6PL59G05F | SUSPENDED | 6PL59G05FC63 | FL ROUND+ PL
P3123839 | FL R+ 333 PL 8/23 S/B 840 WH9016 OP | 544.5 | 1 | 1 | 1 | NR | 4046075222110 | 94051190 | 6PL00 | Lighting | 6PL | PIL LIGHTING | 6PL59G | WORK & COMM. SPACES | 6PL59G05F | SUSPENDED | 6PL59G05FC63 | FL ROUND+ PL
P3123840 | FL R+ 333 PL 8/23 S/B 8TW BK9005 DT8 OP | 766 | 1 | 1 | 1 | NR | 4046075222219 | 94051190 | 6PL00 | Lighting | 6PL | PIL LIGHTING | 6PL59G | WORK & COMM. SPACES | 6PL59G05F | SUSPENDED | 6PL59G05FC63 | FL ROUND+ PL
P3123841 | FL R+ 333 PL 8/23 S/B 8TW GR9006 DT8 MP | 767 | 1 | 1 | 1 | NR | 4046075222226 | 94051190 | 6PL00 | Lighting | 6PL | PIL LIGHTING | 6PL59G | WORK & COMM. SPACES | 6PL59G05F | SUSPENDED | 6PL59G05FC63 | FL ROUND+ PL
P3123842 | FL R+ 333 PL 8/23 S/B 8TW GR9006 DT8 OP | 766 | 1 | 1 | 1 | NR | 4046075222233 | 94051190 | 6PL00 | Lighting | 6PL | PIL LIGHTING | 6PL59G | WORK & COMM. SPACES | 6PL59G05F | SUSPENDED | 6PL59G05FC63 | FL ROUND+ PL
P3123843 | FL R+ 333 PL 8/23 S/B 8TW WH9016 DT8 MP | 769 | 1 | 1 | 1 | NR | 4046075222240 | 94051190 | 6PL00 | Lighting | 6PL | PIL LIGHTING | 6PL59G | WORK & COMM. SPACES | 6PL59G05F | SUSPENDED | 6PL59G05FC63 | FL ROUND+ PL
P3123844 | FL R+ 333 PL 8/23 S/B 8TW WH9016 DT8 OP | 768 | 1 | 1 | 1 | NR | 4046075222257 | 94051190 | 6PL00 | Lighting | 6PL | PIL LIGHTING | 6PL59G | WORK & COMM. SPACES | 6PL59G05F | SUSPENDED | 6PL59G05FC63 | FL ROUND+ PL
P3123845 | FL R+ 333 RE 8/23 S/A 830 BK9005 DALI OP | 514.5 | 1 | 1 | 1 | NR | 4046075222707 | 94051190 | 6PL00 | Lighting | 6PL | PIL LIGHTING | 6PL59G | WORK & COMM. SPACES | 6PL59G09F | CEILING RECESSED | 6PL59G09FA15 | FL ROUND+ EB/RE
P3123846 | FL R+ 333 RE 8/23 S/A 830 BK9005 OP | 448.5 | 1 | 1 | 1 | NR | 4046075222684 | 94051190 | 6PL00 | Lighting | 6PL | PIL LIGHTING | 6PL59G | WORK & COMM. SPACES | 6PL59G09F | CEILING RECESSED | 6PL59G09FA15 | FL ROUND+ EB/RE
P3123847 | FL R+ 333 RE 8/23 S/A 830 GR9006 DALI MP | 519.5 | 1 | 1 | 1 | NR | 4046075222677 | 94051190 | 6PL00 | Lighting | 6PL | PIL LIGHTING | 6PL59G | WORK & COMM. SPACES | 6PL59G09F | CEILING RECESSED | 6PL59G09FA15 | FL ROUND+ EB/RE
P3123848 | FL R+ 333 RE 8/23 S/A 830 GR9006 DALI OP | 514.5 | 1 | 1 | 1 | NR | 4046075222691 | 94051190 | 6PL00 | Lighting | 6PL | PIL LIGHTING | 6PL59G | WORK & COMM. SPACES | 6PL59G09F | CEILING RECESSED | 6PL59G09FA15 | FL ROUND+ EB/RE
P3123849 | FL R+ 333 RE 8/23 S/A 830 GR9006 MP | 454.5 | 1 | 1 | 1 | NR | 4046075222660 | 94051190 | 6PL00 | Lighting | 6PL | PIL LIGHTING | 6PL59G | WORK & COMM. SPACES | 6PL59G09F | CEILING RECESSED | 6PL59G09FA15 | FL ROUND+ EB/RE
P3123850 | FL R+ 333 RE 8/23 S/A 830 GR9006 OP | 448.5 | 1 | 1 | 1 | NR | 4046075222653 | 94051190 | 6PL00 | Lighting | 6PL | PIL LIGHTING | 6PL59G | WORK & COMM. SPACES | 6PL59G09F | CEILING RECESSED | 6PL59G09FA15 | FL ROUND+ EB/RE
P3123851 | FL R+ 333 RE 8/23 S/A 830 WH9016 DALI MP | 519.5 | 1 | 1 | 1 | NR | 4046075222646 | 94051190 | 6PL00 | Lighting | 6PL | PIL LIGHTING | 6PL59G | WORK & COMM. SPACES | 6PL59G09F | CEILING RECESSED | 6PL59G09FA15 | FL ROUND+ EB/RE
P3123852 | FL R+ 333 RE 8/23 S/A 830 WH9016 DALI OP | 514.5 | 1 | 1 | 1 | NR | 4046075222639 | 94051190 | 6PL00 | Lighting | 6PL | PIL LIGHTING | 6PL59G | WORK & COMM. SPACES | 6PL59G09F | CEILING RECESSED | 6PL59G09FA15 | FL ROUND+ EB/RE
P3123853 | FL R+ 333 RE 8/23 S/A 830 WH9016 MP | 454.5 | 1 | 1 | 1 | NR | 4046075222622 | 94051190 | 6PL00 | Lighting | 6PL | PIL LIGHTING | 6PL59G | WORK & COMM. SPACES | 6PL59G09F | CEILING RECESSED | 6PL59G09FA15 | FL ROUND+ EB/RE
P3123854 | FL R+ 333 RE 8/23 S/A 830 WH9016 OP | 448.5 | 1 | 1 | 1 | NR | 4046075222615 | 94051190 | 6PL00 | Lighting | 6PL | PIL LIGHTING | 6PL59G | WORK & COMM. SPACES | 6PL59G09F | CEILING RECESSED | 6PL59G09FA15 | FL ROUND+ EB/RE
P3123855 | FL R+ 333 RE 8/23 S/A 840 BK9005 DALI OP | 514.5 | 1 | 1 | 1 | NR | 4046075222783 | 94051190 | 6PL00 | Lighting | 6PL | PIL LIGHTING | 6PL59G | WORK & COMM. SPACES | 6PL59G09F | CEILING RECESSED | 6PL59G09FA15 | FL ROUND+ EB/RE
P3123856 | FL R+ 333 RE 8/23 S/A 840 BK9005 OP | 448.5 | 1 | 1 | 1 | NR | 4046075222790 | 94051190 | 6PL00 | Lighting | 6PL | PIL LIGHTING | 6PL59G | WORK & COMM. SPACES | 6PL59G09F | CEILING RECESSED | 6PL59G09FA15 | FL ROUND+ EB/RE
P3123857 | FL R+ 333 RE 8/23 S/A 840 GR9006 DALI MP | 514.5 | 1 | 1 | 1 | NR | 4046075222806 | 94051190 | 6PL00 | Lighting | 6PL | PIL LIGHTING | 6PL59G | WORK & COMM. SPACES | 6PL59G09F | CEILING RECESSED | 6PL59G09FA15 | FL ROUND+ EB/RE
P3123858 | FL R+ 333 RE 8/23 S/A 840 GR9006 DALI OP | 514.5 | 1 | 1 | 1 | NR | 4046075222776 | 94051190 | 6PL00 | Lighting | 6PL | PIL LIGHTING | 6PL59G | WORK & COMM. SPACES | 6PL59G09F | CEILING RECESSED | 6PL59G09FA15 | FL ROUND+ EB/RE
P3123859 | FL R+ 333 RE 8/23 S/A 840 GR9006 MP | 449.5 | 1 | 1 | 1 | NR | 4046075222769 | 94051190 | 6PL00 | Lighting | 6PL | PIL LIGHTING | 6PL59G | WORK & COMM. SPACES | 6PL59G09F | CEILING RECESSED | 6PL59G09FA15 | FL ROUND+ EB/RE
P3123860 | FL R+ 333 RE 8/23 S/A 840 GR9006 OP | 448.5 | 1 | 1 | 1 | NR | 4046075222752 | 94051190 | 6PL00 | Lighting | 6PL | PIL LIGHTING | 6PL59G | WORK & COMM. SPACES | 6PL59G09F | CEILING RECESSED | 6PL59G09FA15 | FL ROUND+ EB/RE
P3123861 | FL R+ 333 RE 8/23 S/A 840 WH9016 DALI MP | 514.5 | 1 | 1 | 1 | NR | 4046075222745 | 94051190 | 6PL00 | Lighting | 6PL | PIL LIGHTING | 6PL59G | WORK & COMM. SPACES | 6PL59G09F | CEILING RECESSED | 6PL59G09FA15 | FL ROUND+ EB/RE
P3123862 | FL R+ 333 RE 8/23 S/A 840 WH9016 DALI OP | 514.5 | 1 | 1 | 1 | NR | 4046075222738 | 94051190 | 6PL00 | Lighting | 6PL | PIL LIGHTING | 6PL59G | WORK & COMM. SPACES | 6PL59G09F | CEILING RECESSED | 6PL59G09FA15 | FL ROUND+ EB/RE
P3123863 | FL R+ 333 RE 8/23 S/A 840 WH9016 MP | 449.5 | 1 | 1 | 1 | NR | 4046075222721 | 94051190 | 6PL00 | Lighting | 6PL | PIL LIGHTING | 6PL59G | WORK & COMM. SPACES | 6PL59G09F | CEILING RECESSED | 6PL59G09FA15 | FL ROUND+ EB/RE
P3123864 | FL R+ 333 RE 8/23 S/A 840 WH9016 OP | 448.5 | 1 | 1 | 1 | NR | 4046075222714 | 94051190 | 6PL00 | Lighting | 6PL | PIL LIGHTING | 6PL59G | WORK & COMM. SPACES | 6PL59G09F | CEILING RECESSED | 6PL59G09FA15 | FL ROUND+ EB/RE
P3123865 | FL R+ 333 RE 8/23 S/A 8TW BK9005 DT8 OP | 571.5 | 1 | 1 | 1 | NR | 4046075222813 | 94051190 | 6PL00 | Lighting | 6PL | PIL LIGHTING | 6PL59G | WORK & COMM. SPACES | 6PL59G09F | CEILING RECESSED | 6PL59G09FA15 | FL ROUND+ EB/RE
P3123866 | FL R+ 333 RE 8/23 S/A 8TW GR9006 DT8 MP | 572.5 | 1 | 1 | 1 | NR | 4046075222820 | 94051190 | 6PL00 | Lighting | 6PL | PIL LIGHTING | 6PL59G | WORK & COMM. SPACES | 6PL59G09F | CEILING RECESSED | 6PL59G09FA15 | FL ROUND+ EB/RE
P3123867 | FL R+ 333 RE 8/23 S/A 8TW GR9006 DT8 OP | 571.5 | 1 | 1 | 1 | NR | 4046075222837 | 94051190 | 6PL00 | Lighting | 6PL | PIL LIGHTING | 6PL59G | WORK & COMM. SPACES | 6PL59G09F | CEILING RECESSED | 6PL59G09FA15 | FL ROUND+ EB/RE
P3123868 | FL R+ 333 RE 8/23 S/A 8TW WH9016 DT8 MP | 598.5 | 1 | 1 | 1 | NR | 4046075222844 | 94051190 | 6PL00 | Lighting | 6PL | PIL LIGHTING | 6PL59G | WORK & COMM. SPACES | 6PL59G09F | CEILING RECESSED | 6PL59G09FA15 | FL ROUND+ EB/RE
P3123869 | FL R+ 333 RE 8/23 S/A 8TW WH9016 DT8 OP | 597.5 | 1 | 1 | 1 | NR | 4046075222851 | 94051190 | 6PL00 | Lighting | 6PL | PIL LIGHTING | 6PL59G | WORK & COMM. SPACES | 6PL59G09F | CEILING RECESSED | 6PL59G09FA15 | FL ROUND+ EB/RE
P3123870 | FL R+ 333 SM 8/23 S/B 830 BK9005 DALI OP | 564 | 1 | 1 | 1 | NR | 4046075222912 | 94051190 | 6PL00 | Lighting | 6PL | PIL LIGHTING | 6PL59G | WORK & COMM. SPACES | 6PL59G07F | SURFACE MOUNTED | 6PL59G07FA13 | FL ROUND+ AB/SM
P3123871 | FL R+ 333 SM 8/23 S/B 830 BK9005 OP | 503 | 1 | 1 | 1 | NR | 4046075222929 | 94051190 | 6PL00 | Lighting | 6PL | PIL LIGHTING | 6PL59G | WORK & COMM. SPACES | 6PL59G07F | SURFACE MOUNTED | 6PL59G07FA13 | FL ROUND+ AB/SM
P3123872 | FL R+ 333 SM 8/23 S/B 830 GR9006 DALI MP | 587 | 1 | 1 | 1 | NR | 4046075222950 | 94051190 | 6PL00 | Lighting | 6PL | PIL LIGHTING | 6PL59G | WORK & COMM. SPACES | 6PL59G07F | SURFACE MOUNTED | 6PL59G07FA13 | FL ROUND+ AB/SM
P3123873 | FL R+ 333 SM 8/23 S/B 830 GR9006 DALI OP | 582 | 1 | 1 | 1 | NR | 4046075222936 | 94051190 | 6PL00 | Lighting | 6PL | PIL LIGHTING | 6PL59G | WORK & COMM. SPACES | 6PL59G07F | SURFACE MOUNTED | 6PL59G07FA13 | FL ROUND+ AB/SM
P3123874 | FL R+ 333 SM 8/23 S/B 830 GR9006 MP | 509.5 | 1 | 1 | 1 | NR | 4046075222943 | 94051190 | 6PL00 | Lighting | 6PL | PIL LIGHTING | 6PL59G | WORK & COMM. SPACES | 6PL59G07F | SURFACE MOUNTED | 6PL59G07FA13 | FL ROUND+ AB/SM
P3123875 | FL R+ 333 SM 8/23 S/B 830 GR9006 OP | 503 | 1 | 1 | 1 | NR | 4046075222967 | 94051190 | 6PL00 | Lighting | 6PL | PIL LIGHTING | 6PL59G | WORK & COMM. SPACES | 6PL59G07F | SURFACE MOUNTED | 6PL59G07FA13 | FL ROUND+ AB/SM
P3123876 | FL R+ 333 SM 8/23 S/B 830 WH9016 DALI MP | 590 | 1 | 1 | 1 | NR | 4046075222974 | 94051190 | 6PL00 | Lighting | 6PL | PIL LIGHTING | 6PL59G | WORK & COMM. SPACES | 6PL59G07F | SURFACE MOUNTED | 6PL59G07FA13 | FL ROUND+ AB/SM
P3123877 | FL R+ 333 SM 8/23 S/B 830 WH9016 DALI OP | 584 | 1 | 1 | 1 | NR | 4046075222981 | 94051190 | 6PL00 | Lighting | 6PL | PIL LIGHTING | 6PL59G | WORK & COMM. SPACES | 6PL59G07F | SURFACE MOUNTED | 6PL59G07FA13 | FL ROUND+ AB/SM
P3123878 | FL R+ 333 SM 8/23 S/B 830 WH9016 MP | 511.5 | 1 | 1 | 1 | NR | 4046075222998 | 94051190 | 6PL00 | Lighting | 6PL | PIL LIGHTING | 6PL59G | WORK & COMM. SPACES | 6PL59G07F | SURFACE MOUNTED | 6PL59G07FA13 | FL ROUND+ AB/SM
P3123879 | FL R+ 333 SM 8/23 S/B 830 WH9016 OP | 505 | 1 | 1 | 1 | NR | 4046075223001 | 94051190 | 6PL00 | Lighting | 6PL | PIL LIGHTING | 6PL59G | WORK & COMM. SPACES | 6PL59G07F | SURFACE MOUNTED | 6PL59G07FA13 | FL ROUND+ AB/SM
P3123880 | FL R+ 333 SM 8/23 S/B 840 BK9005 DALI OP | 582 | 1 | 1 | 1 | NR | 4046075223018 | 94051190 | 6PL00 | Lighting | 6PL | PIL LIGHTING | 6PL59G | WORK & COMM. SPACES | 6PL59G07F | SURFACE MOUNTED | 6PL59G07FA13 | FL ROUND+ AB/SM
P3123881 | FL R+ 333 SM 8/23 S/B 840 BK9005 OP | 503 | 1 | 1 | 1 | NR | 4046075223049 | 94051190 | 6PL00 | Lighting | 6PL | PIL LIGHTING | 6PL59G | WORK & COMM. SPACES | 6PL59G07F | SURFACE MOUNTED | 6PL59G07FA13 | FL ROUND+ AB/SM
P3123882 | FL R+ 333 SM 8/23 S/B 840 GR9006 DALI MP | 583 | 1 | 1 | 1 | NR | 4046075223032 | 94051190 | 6PL00 | Lighting | 6PL | PIL LIGHTING | 6PL59G | WORK & COMM. SPACES | 6PL59G07F | SURFACE MOUNTED | 6PL59G07FA13 | FL ROUND+ AB/SM
P3123883 | FL R+ 333 SM 8/23 S/B 840 GR9006 DALI OP | 582 | 1 | 1 | 1 | NR | 4046075223025 | 94051190 | 6PL00 | Lighting | 6PL | PIL LIGHTING | 6PL59G | WORK & COMM. SPACES | 6PL59G07F | SURFACE MOUNTED | 6PL59G07FA13 | FL ROUND+ AB/SM
P3123884 | FL R+ 333 SM 8/23 S/B 840 GR9006 MP | 504 | 1 | 1 | 1 | NR | 4046075223056 | 94051190 | 6PL00 | Lighting | 6PL | PIL LIGHTING | 6PL59G | WORK & COMM. SPACES | 6PL59G07F | SURFACE MOUNTED | 6PL59G07FA13 | FL ROUND+ AB/SM
P3123885 | FL R+ 333 SM 8/23 S/B 840 GR9006 OP | 503 | 1 | 1 | 1 | NR | 4046075223063 | 94051190 | 6PL00 | Lighting | 6PL | PIL LIGHTING | 6PL59G | WORK & COMM. SPACES | 6PL59G07F | SURFACE MOUNTED | 6PL59G07FA13 | FL ROUND+ AB/SM
P3123886 | FL R+ 333 SM 8/23 S/B 840 WH9016 DALI MP | 585 | 1 | 1 | 1 | NR | 4046075223070 | 94051190 | 6PL00 | Lighting | 6PL | PIL LIGHTING | 6PL59G | WORK & COMM. SPACES | 6PL59G07F | SURFACE MOUNTED | 6PL59G07FA13 | FL ROUND+ AB/SM
P3123887 | FL R+ 333 SM 8/23 S/B 840 WH9016 DALI OP | 584 | 1 | 1 | 1 | NR | 4046075223094 | 94051190 | 6PL00 | Lighting | 6PL | PIL LIGHTING | 6PL59G | WORK & COMM. SPACES | 6PL59G07F | SURFACE MOUNTED | 6PL59G07FA13 | FL ROUND+ AB/SM
P3123888 | FL R+ 333 SM 8/23 S/B 840 WH9016 MP | 506 | 1 | 1 | 1 | NR | 4046075223087 | 94051190 | 6PL00 | Lighting | 6PL | PIL LIGHTING | 6PL59G | WORK & COMM. SPACES | 6PL59G07F | SURFACE MOUNTED | 6PL59G07FA13 | FL ROUND+ AB/SM
P3123889 | FL R+ 333 SM 8/23 S/B 840 WH9016 OP | 505 | 1 | 1 | 1 | NR | 4046075223100 | 94051190 | 6PL00 | Lighting | 6PL | PIL LIGHTING | 6PL59G | WORK & COMM. SPACES | 6PL59G07F | SURFACE MOUNTED | 6PL59G07FA13 | FL ROUND+ AB/SM
P3123890 | FL R+ 333 SM 8/23 S/B 8TW BK9005 DT8 OP | 727 | 1 | 1 | 1 | NR | 4046075222868 | 94051190 | 6PL00 | Lighting | 6PL | PIL LIGHTING | 6PL59G | WORK & COMM. SPACES | 6PL59G07F | SURFACE MOUNTED | 6PL59G07FA13 | FL ROUND+ AB/SM
P3123891 | FL R+ 333 SM 8/23 S/B 8TW GR9006 DT8 MP | 728 | 1 | 1 | 1 | NR | 4046075222875 | 94051190 | 6PL00 | Lighting | 6PL | PIL LIGHTING | 6PL59G | WORK & COMM. SPACES | 6PL59G07F | SURFACE MOUNTED | 6PL59G07FA13 | FL ROUND+ AB/SM
P3123892 | FL R+ 333 SM 8/23 S/B 8TW GR9006 DT8 OP | 727 | 1 | 1 | 1 | NR | 4046075222882 | 94051190 | 6PL00 | Lighting | 6PL | PIL LIGHTING | 6PL59G | WORK & COMM. SPACES | 6PL59G07F | SURFACE MOUNTED | 6PL59G07FA13 | FL ROUND+ AB/SM
P3123893 | FL R+ 333 SM 8/23 S/B 8TW WH9016 DT8 MP | 730 | 1 | 1 | 1 | NR | 4046075222899 | 94051190 | 6PL00 | Lighting | 6PL | PIL LIGHTING | 6PL59G | WORK & COMM. SPACES | 6PL59G07F | SURFACE MOUNTED | 6PL59G07FA13 | FL ROUND+ AB/SM
P3123894 | FL R+ 333 SM 8/23 S/B 8TW WH9016 DT8 OP | 729 | 1 | 1 | 1 | NR | 4046075222905 | 94051190 | 6PL00 | Lighting | 6PL | PIL LIGHTING | 6PL59G | WORK & COMM. SPACES | 6PL59G07F | SURFACE MOUNTED | 6PL59G07FA13 | FL ROUND+ AB/SM
P3124221 | FLEXILED SUSPENSION SET MPOP WH9016 | 248.5 | 1 | 1 | 1 | NR | 4046075221557 | 73129000 | 6PL00 | Lighting | 6PL | PIL LIGHTING | 6PL59G | WORK & COMM. SPACES | 6PL59G05F | SUSPENDED | 6PL59G05FB23 | FLEXILED PL
P3124222 | FLEXILED SUSPENSION SET MPOP DALI WH9016 | 277.5 | 1 | 1 | 1 | NR | 4046075221540 | 73129000 | 6PL00 | Lighting | 6PL | PIL LIGHTING | 6PL59G | WORK & COMM. SPACES | 6PL59G05F | SUSPENDED | 6PL59G05FB23 | FLEXILED PL
P3124285 | FL R+ 333 PL 8/23 S/A 830 BK9005 DALI OP | 623.5 | 1 | 1 | 1 | NR | 4046075228877 | 94051190 | 6PL00 | Lighting | 6PL | PIL LIGHTING | 6PL59G | WORK & COMM. SPACES | 6PL59G05F | SUSPENDED | 6PL59G05FC63 | FL ROUND+ PL
P3124286 | FL R+ 333 PL 8/23 S/A 830 BK9005 OP | 543.5 | 1 | 1 | 1 | NR | 4046075228884 | 94051190 | 6PL00 | Lighting | 6PL | PIL LIGHTING | 6PL59G | WORK & COMM. SPACES | 6PL59G05F | SUSPENDED | 6PL59G05FC63 | FL ROUND+ PL
P3124287 | FL R+ 333 PL 8/23 S/A 830 GR9006 DALI MP | 628.5 | 1 | 1 | 1 | NR | 4046075228891 | 94051190 | 6PL00 | Lighting | 6PL | PIL LIGHTING | 6PL59G | WORK & COMM. SPACES | 6PL59G05F | SUSPENDED | 6PL59G05FC63 | FL ROUND+ PL
P3124288 | FL R+ 333 PL 8/23 S/A 830 GR9006 DALI OP | 623.5 | 1 | 1 | 1 | NR | 4046075228907 | 94051190 | 6PL00 | Lighting | 6PL | PIL LIGHTING | 6PL59G | WORK & COMM. SPACES | 6PL59G05F | SUSPENDED | 6PL59G05FC63 | FL ROUND+ PL
P3124289 | FL R+ 333 PL 8/23 S/A 830 GR9006 MP | 548.5 | 1 | 1 | 1 | NR | 4046075228914 | 94051190 | 6PL00 | Lighting | 6PL | PIL LIGHTING | 6PL59G | WORK & COMM. SPACES | 6PL59G05F | SUSPENDED | 6PL59G05FC63 | FL ROUND+ PL
P3124290 | FL R+ 333 PL 8/23 S/A 830 GR9006 OP | 542.5 | 1 | 1 | 1 | NR | 4046075228969 | 94051190 | 6PL00 | Lighting | 6PL | PIL LIGHTING | 6PL59G | WORK & COMM. SPACES | 6PL59G05F | SUSPENDED | 6PL59G05FC63 | FL ROUND+ PL
P3124291 | FL R+ 333 PL 8/23 S/A 830 WH9016 DALI MP | 628.5 | 1 | 1 | 1 | NR | 4046075228952 | 94051190 | 6PL00 | Lighting | 6PL | PIL LIGHTING | 6PL59G | WORK & COMM. SPACES | 6PL59G05F | SUSPENDED | 6PL59G05FC63 | FL ROUND+ PL
P3124292 | FL R+ 333 PL 8/23 S/A 830 WH9016 DALI OP | 623.5 | 1 | 1 | 1 | NR | 4046075228938 | 94051190 | 6PL00 | Lighting | 6PL | PIL LIGHTING | 6PL59G | WORK & COMM. SPACES | 6PL59G05F | SUSPENDED | 6PL59G05FC63 | FL ROUND+ PL
P3124293 | FL R+ 333 PL 8/23 S/A 830 WH9016 MP | 548.5 | 1 | 1 | 1 | NR | 4046075228945 | 94051190 | 6PL00 | Lighting | 6PL | PIL LIGHTING | 6PL59G | WORK & COMM. SPACES | 6PL59G05F | SUSPENDED | 6PL59G05FC63 | FL ROUND+ PL
P3124294 | FL R+ 333 PL 8/23 S/A 830 WH9016 OP | 542.5 | 1 | 1 | 1 | NR | 4046075228921 | 94051190 | 6PL00 | Lighting | 6PL | PIL LIGHTING | 6PL59G | WORK & COMM. SPACES | 6PL59G05F | SUSPENDED | 6PL59G05FC63 | FL ROUND+ PL
P3124295 | FL R+ 333 PL 8/23 S/A 840 BK9005 DALI OP | 623.5 | 1 | 1 | 1 | NR | 4046075228976 | 94051190 | 6PL00 | Lighting | 6PL | PIL LIGHTING | 6PL59G | WORK & COMM. SPACES | 6PL59G05F | SUSPENDED | 6PL59G05FC63 | FL ROUND+ PL
P3124296 | FL R+ 333 PL 8/23 S/A 840 BK9005 OP | 543.5 | 1 | 1 | 1 | NR | 4046075228990 | 94051190 | 6PL00 | Lighting | 6PL | PIL LIGHTING | 6PL59G | WORK & COMM. SPACES | 6PL59G05F | SUSPENDED | 6PL59G05FC63 | FL ROUND+ PL
P3124297 | FL R+ 333 PL 8/23 S/A 840 GR9006 DALI MP | 624.5 | 1 | 1 | 1 | NR | 4046075228983 | 94051190 | 6PL00 | Lighting | 6PL | PIL LIGHTING | 6PL59G | WORK & COMM. SPACES | 6PL59G05F | SUSPENDED | 6PL59G05FC63 | FL ROUND+ PL
P3124298 | FL R+ 333 PL 8/23 S/A 840 GR9006 DALI OP | 623.5 | 1 | 1 | 1 | NR | 4046075229003 | 94051190 | 6PL00 | Lighting | 6PL | PIL LIGHTING | 6PL59G | WORK & COMM. SPACES | 6PL59G05F | SUSPENDED | 6PL59G05FC63 | FL ROUND+ PL
P3124299 | FL R+ 333 PL 8/23 S/A 840 GR9006 MP | 543.5 | 1 | 1 | 1 | NR | 4046075229010 | 94051190 | 6PL00 | Lighting | 6PL | PIL LIGHTING | 6PL59G | WORK & COMM. SPACES | 6PL59G05F | SUSPENDED | 6PL59G05FC63 | FL ROUND+ PL
P3124300 | FL R+ 333 PL 8/23 S/A 840 GR9006 OP | 542.5 | 1 | 1 | 1 | NR | 4046075229027 | 94051190 | 6PL00 | Lighting | 6PL | PIL LIGHTING | 6PL59G | WORK & COMM. SPACES | 6PL59G05F | SUSPENDED | 6PL59G05FC63 | FL ROUND+ PL
P3124301 | FL R+ 333 PL 8/23 S/A 840 WH9016 DALI MP | 624.5 | 1 | 1 | 1 | NR | 4046075229034 | 94051190 | 6PL00 | Lighting | 6PL | PIL LIGHTING | 6PL59G | WORK & COMM. SPACES | 6PL59G05F | SUSPENDED | 6PL59G05FC63 | FL ROUND+ PL
P3124302 | FL R+ 333 PL 8/23 S/A 840 WH9016 DALI OP | 623.5 | 1 | 1 | 1 | NR | 4046075229041 | 94051190 | 6PL00 | Lighting | 6PL | PIL LIGHTING | 6PL59G | WORK & COMM. SPACES | 6PL59G05F | SUSPENDED | 6PL59G05FC63 | FL ROUND+ PL
P3124303 | FL R+ 333 PL 8/23 S/A 840 WH9016 MP | 543.5 | 1 | 1 | 1 | NR | 4046075229065 | 94051190 | 6PL00 | Lighting | 6PL | PIL LIGHTING | 6PL59G | WORK & COMM. SPACES | 6PL59G05F | SUSPENDED | 6PL59G05FC63 | FL ROUND+ PL
P3124304 | FL R+ 333 PL 8/23 S/A 840 WH9016 OP | 542.5 | 1 | 1 | 1 | NR | 4046075229058 | 94051190 | 6PL00 | Lighting | 6PL | PIL LIGHTING | 6PL59G | WORK & COMM. SPACES | 6PL59G05F | SUSPENDED | 6PL59G05FC63 | FL ROUND+ PL
P3124305 | FL R+ 333 PL 8/23 S/A 8TW BK9005 DT8 OP | 767 | 1 | 1 | 1 | NR | 4046075228822 | 94051190 | 6PL00 | Lighting | 6PL | PIL LIGHTING | 6PL59G | WORK & COMM. SPACES | 6PL59G05F | SUSPENDED | 6PL59G05FC63 | FL ROUND+ PL
P3124306 | FL R+ 333 PL 8/23 S/A 8TW GR9006 DT8 MP | 768 | 1 | 1 | 1 | NR | 4046075228839 | 94051190 | 6PL00 | Lighting | 6PL | PIL LIGHTING | 6PL59G | WORK & COMM. SPACES | 6PL59G05F | SUSPENDED | 6PL59G05FC63 | FL ROUND+ PL
P3124307 | FL R+ 333 PL 8/23 S/A 8TW GR9006 DT8 OP | 767 | 1 | 1 | 1 | NR | 4046075228846 | 94051190 | 6PL00 | Lighting | 6PL | PIL LIGHTING | 6PL59G | WORK & COMM. SPACES | 6PL59G05F | SUSPENDED | 6PL59G05FC63 | FL ROUND+ PL
P3124308 | FL R+ 333 PL 8/23 S/A 8TW WH9016 DT8 MP | 768 | 1 | 1 | 1 | NR | 4046075228853 | 94051190 | 6PL00 | Lighting | 6PL | PIL LIGHTING | 6PL59G | WORK & COMM. SPACES | 6PL59G05F | SUSPENDED | 6PL59G05FC63 | FL ROUND+ PL
P3124309 | FL R+ 333 PL 8/23 S/A 8TW WH9016 DT8 OP | 767 | 1 | 1 | 1 | NR | 4046075228860 | 94051190 | 6PL00 | Lighting | 6PL | PIL LIGHTING | 6PL59G | WORK & COMM. SPACES | 6PL59G05F | SUSPENDED | 6PL59G05FC63 | FL ROUND+ PL
P3124453 | A+PW POLYCARBONATE DIFFUSER | 46.4 | 1 | 1 | 1 | NR | 8018367748970 | 94059200 | 6PL00 | Lighting | 6PL | PIL LIGHTING | 6PL57G | INDUSTRIAL SPACES | 6PL57G67F | HIGH BAY AND LOW BAY | 6PL57G67F919 | A+
P3124700 | A+ 60 C/EW 857 BK-RAL9005 | 159 | 1 | 1 | 1 | NR | 8018367755718 | 94051190 | 6PL00 | Lighting | 6PL | PIL LIGHTING | 6PL57G | INDUSTRIAL SPACES | 6PL57G67F | HIGH BAY AND LOW BAY | 6PL57G67F919 | A+
P3124701 | A+ 100 C/EW 857 BK-RAL9005 1-10 | 247 | 1 | 1 | 1 | NR | 8018367755725 | 94051190 | 6PL00 | Lighting | 6PL | PIL LIGHTING | 6PL57G | INDUSTRIAL SPACES | 6PL57G67F | HIGH BAY AND LOW BAY | 6PL57G67F919 | A+
P3124702 | A+ 100 C/IW 857 BK-RAL9005 1-10 | 247 | 1 | 1 | 1 | NR | 8018367755732 | 94051190 | 6PL00 | Lighting | 6PL | PIL LIGHTING | 6PL57G | INDUSTRIAL SPACES | 6PL57G67F | HIGH BAY AND LOW BAY | 6PL57G67F919 | A+
P3124703 | A+ 100 C/IW 840 BK-RAL9005 1-10 | 247 | 1 | 1 | 1 | NR | 8018367755749 | 94051190 | 6PL00 | Lighting | 6PL | PIL LIGHTING | 6PL57G | INDUSTRIAL SPACES | 6PL57G67F | HIGH BAY AND LOW BAY | 6PL57G67F919 | A+
P3124704 | A+ 150 C/EW 857 BK-RAL9005 1-10 | 272 | 1 | 1 | 1 | NR | 8018367755756 | 94051190 | 6PL00 | Lighting | 6PL | PIL LIGHTING | 6PL57G | INDUSTRIAL SPACES | 6PL57G67F | HIGH BAY AND LOW BAY | 6PL57G67F919 | A+
P3124705 | A+ 150 C/IW 857 BK-RAL9005 1-10 | 272 | 1 | 1 | 1 | NR | 8018367755763 | 94051190 | 6PL00 | Lighting | 6PL | PIL LIGHTING | 6PL57G | INDUSTRIAL SPACES | 6PL57G67F | HIGH BAY AND LOW BAY | 6PL57G67F919 | A+
P3124706 | A+ 150 C/IW 840 BK-RAL9005 1-10 | 272 | 1 | 1 | 1 | NR | 8018367755770 | 94051190 | 6PL00 | Lighting | 6PL | PIL LIGHTING | 6PL57G | INDUSTRIAL SPACES | 6PL57G67F | HIGH BAY AND LOW BAY | 6PL57G67F919 | A+
P3124707 | A+ 200 C/EW 857 BK-RAL9005 1-10 | 371.5 | 1 | 1 | 1 | NR | 8018367755787 | 94051190 | 6PL00 | Lighting | 6PL | PIL LIGHTING | 6PL57G | INDUSTRIAL SPACES | 6PL57G67F | HIGH BAY AND LOW BAY | 6PL57G67F919 | A+
P3124708 | A+ 200 C/IW 857 BK-RAL9005 1-10 | 371.5 | 1 | 1 | 1 | NR | 8018367755794 | 94051190 | 6PL00 | Lighting | 6PL | PIL LIGHTING | 6PL57G | INDUSTRIAL SPACES | 6PL57G67F | HIGH BAY AND LOW BAY | 6PL57G67F919 | A+
P3124709 | A+ 200 C/IW 840 BK-RAL9005 1-10 | 371.5 | 1 | 1 | 1 | NR | 8018367755800 | 94051190 | 6PL00 | Lighting | 6PL | PIL LIGHTING | 6PL57G | INDUSTRIAL SPACES | 6PL57G67F | HIGH BAY AND LOW BAY | 6PL57G67F919 | A+
P3124783 | FL R+ 333 SM 8/23 S/B 830 BK9005 DALI MP | 319.5 | 1 | 1 | 1 | NR | 4046075254067 | 94051190 | 6PL00 | Lighting | 6PL | PIL LIGHTING | 6PL59G | WORK & COMM. SPACES | 6PL59G07F | SURFACE MOUNTED | 6PL59G07FA13 | FL ROUND+ AB/SM
P3124784 | FL R+ 333 SM 8/23 S/B 830 BK9005 MP | 286.5 | 1 | 1 | 1 | NR | 4046075254074 | 94051190 | 6PL00 | Lighting | 6PL | PIL LIGHTING | 6PL59G | WORK & COMM. SPACES | 6PL59G07F | SURFACE MOUNTED | 6PL59G07FA13 | FL ROUND+ AB/SM
P3124785 | FL R+ 333 SM 8/23 S/B 840 BK9005 DALI MP | 328.5 | 1 | 1 | 1 | NR | 4046075254920 | 94051190 | 6PL00 | Lighting | 6PL | PIL LIGHTING | 6PL59G | WORK & COMM. SPACES | 6PL59G07F | SURFACE MOUNTED | 6PL59G07FA13 | FL ROUND+ AB/SM
P3124786 | FL R+ 333 SM 8/23 S/B 840 BK9005 MP | 284 | 1 | 1 | 1 | NR | 4046075254937 | 94051190 | 6PL00 | Lighting | 6PL | PIL LIGHTING | 6PL59G | WORK & COMM. SPACES | 6PL59G07F | SURFACE MOUNTED | 6PL59G07FA13 | FL ROUND+ AB/SM
P3124787 | FL R+ 333 SM 8/23 S/B 8TW BK9005 DT8 MP | 413 | 1 | 1 | 1 | NR | 4046075254944 | 94051190 | 6PL00 | Lighting | 6PL | PIL LIGHTING | 6PL59G | WORK & COMM. SPACES | 6PL59G07F | SURFACE MOUNTED | 6PL59G07FA13 | FL ROUND+ AB/SM
P3124793 | FL R+ 333 PL 8/23 S/B 830 BK9005 DALI MP | 358.5 | 1 | 1 | 1 | NR | 4046075255002 | 94051190 | 6PL00 | Lighting | 6PL | PIL LIGHTING | 6PL59G | WORK & COMM. SPACES | 6PL59G05F | SUSPENDED | 6PL59G05FC63 | FL ROUND+ PL
P3124794 | FL R+ 333 PL 8/23 S/B 830 BK9005 MP | 313 | 1 | 1 | 1 | NR | 4046075255019 | 94051190 | 6PL00 | Lighting | 6PL | PIL LIGHTING | 6PL59G | WORK & COMM. SPACES | 6PL59G05F | SUSPENDED | 6PL59G05FC63 | FL ROUND+ PL
P3124795 | FL R+ 333 PL 8/23 S/B 840 BK9005 DALI MP | 355.5 | 1 | 1 | 1 | NR | 4046075255026 | 94051190 | 6PL00 | Lighting | 6PL | PIL LIGHTING | 6PL59G | WORK & COMM. SPACES | 6PL59G05F | SUSPENDED | 6PL59G05FC63 | FL ROUND+ PL
P3124796 | FL R+ 333 PL 8/23 S/B 840 BK9005 MP | 310 | 1 | 1 | 1 | NR | 4046075255057 | 94051190 | 6PL00 | Lighting | 6PL | PIL LIGHTING | 6PL59G | WORK & COMM. SPACES | 6PL59G05F | SUSPENDED | 6PL59G05FC63 | FL ROUND+ PL
P3124797 | FL R+ 333 PL 8/23 S/B 8TW BK9005 DT8 MP | 439 | 1 | 1 | 1 | NR | 4046075255040 | 94051190 | 6PL00 | Lighting | 6PL | PIL LIGHTING | 6PL59G | WORK & COMM. SPACES | 6PL59G05F | SUSPENDED | 6PL59G05FC63 | FL ROUND+ PL
P3124798 | FL R+ 333 PL 8/23 S/A 830 BK9005 DALI MP | 354.5 | 1 | 1 | 1 | NR | 4046075255033 | 94051190 | 6PL00 | Lighting | 6PL | PIL LIGHTING | 6PL59G | WORK & COMM. SPACES | 6PL59G05F | SUSPENDED | 6PL59G05FC63 | FL ROUND+ PL
P3124799 | FL R+ 333 PL 8/23 S/A 830 BK9005 MP | 309 | 1 | 1 | 1 | NR | 4046075255064 | 94051190 | 6PL00 | Lighting | 6PL | PIL LIGHTING | 6PL59G | WORK & COMM. SPACES | 6PL59G05F | SUSPENDED | 6PL59G05FC63 | FL ROUND+ PL
P3124800 | FL R+ 333 PL 8/23 S/A 840 BK9005 DALI MP | 351.5 | 1 | 1 | 1 | NR | 4046075255071 | 94051190 | 6PL00 | Lighting | 6PL | PIL LIGHTING | 6PL59G | WORK & COMM. SPACES | 6PL59G05F | SUSPENDED | 6PL59G05FC63 | FL ROUND+ PL
P3124801 | FL R+ 333 PL 8/23 S/A 840 BK9005 MP | 305.5 | 1 | 1 | 1 | NR | 4046075255088 | 94051190 | 6PL00 | Lighting | 6PL | PIL LIGHTING | 6PL59G | WORK & COMM. SPACES | 6PL59G05F | SUSPENDED | 6PL59G05FC63 | FL ROUND+ PL
P3124802 | FL R+ 333 PL 8/23 S/A 8TW BK9005 DT8 MP | 435 | 1 | 1 | 1 | NR | 4046075255095 | 94051190 | 6PL00 | Lighting | 6PL | PIL LIGHTING | 6PL59G | WORK & COMM. SPACES | 6PL59G05F | SUSPENDED | 6PL59G05FC63 | FL ROUND+ PL
P315023 | PALO SPILLO INTERRATO D90 H.3300 AN96 | 406 | 1 | 1 | 1 | NR | 8018367611656 | 94059900 | 6PL00 | Lighting | 6PL | PIL LIGHTING | 6PL65G | URBAN AND STREETS | 6PL65G02H | URBAN LIGHTS | 6PL65G02H995 | SPILLO
P315024 | PALO SPILLO FT + FLANGIA H2800 AN96 | 491.5 | 1 | 1 | 1 | NR | 8018367611663 | 94059900 | 6PL00 | Lighting | 6PL | PIL LIGHTING | 6PL65G | URBAN AND STREETS | 6PL65G02H | URBAN LIGHTS | 6PL65G02H995 | SPILLO
P700191 | PIQUETA NEGRA | 13.5 | 1 | 1 | 50 | NR | 8018367682007 | 94059900 | 6PL00 | Lighting | 6PL | PIL LIGHTING | 6PL70G | FACADE | 6PL70G59F | PROJECTORS | 6PL70G59FB63 | FOCUS+
P810710933001 | DL100LED SB 9 C/EW 830 WH9016 OP | 114 | 1 | 1 | 1 | NR | 4052075152128 | 94051190 | 6PL00 | Lighting | 6PL | PIL LIGHTING | 6PL59G | WORK & COMM. SPACES | 6PL59G68F | DOWNLIGHT/SPOTLIGHTS | 6PL59G68F940 | DL SB
P810710934001 | DL100LED SB 9 C/EW 840 WH9016 OP | 114 | 1 | 1 | 1 | NR | 4046075045528 | 94051190 | 6PL00 | Lighting | 6PL | PIL LIGHTING | 6PL59G | WORK & COMM. SPACES | 6PL59G68F | DOWNLIGHT/SPOTLIGHTS | 6PL59G68F940 | DL SB
P810710963001 | DL100LED SB 9 C/EW 830 WH9016 DALI OP | 165.5 | 1 | 1 | 1 | NR | 4052075152142 | 94051190 | 6PL00 | Lighting | 6PL | PIL LIGHTING | 6PL59G | WORK & COMM. SPACES | 6PL59G68F | DOWNLIGHT/SPOTLIGHTS | 6PL59G68F940 | DL SB
P810710964001 | DL100LED SB 9 C/EW 840 WH9016 DALI OP | 165.5 | 1 | 1 | 1 | NR | 4052075152159 | 94051190 | 6PL00 | Lighting | 6PL | PIL LIGHTING | 6PL59G | WORK & COMM. SPACES | 6PL59G68F | DOWNLIGHT/SPOTLIGHTS | 6PL59G68F940 | DL SB
P810711333001 | DL100LED SB 13 C/EW 830 WH9016 OP | 119 | 1 | 1 | 1 | NR | 4052075152166 | 94051190 | 6PL00 | Lighting | 6PL | PIL LIGHTING | 6PL59G | WORK & COMM. SPACES | 6PL59G68F | DOWNLIGHT/SPOTLIGHTS | 6PL59G68F940 | DL SB
P810711334001 | DL100LED SB 13 C/EW 840 WH9016 OP | 119 | 1 | 1 | 1 | NR | 4046075045535 | 94051190 | 6PL00 | Lighting | 6PL | PIL LIGHTING | 6PL59G | WORK & COMM. SPACES | 6PL59G68F | DOWNLIGHT/SPOTLIGHTS | 6PL59G68F940 | DL SB
P810711363001 | DL100LED SB 13 C/EW 830 WH9016 DALI OP | 174 | 1 | 1 | 1 | NR | 4052075152180 | 94051190 | 6PL00 | Lighting | 6PL | PIL LIGHTING | 6PL59G | WORK & COMM. SPACES | 6PL59G68F | DOWNLIGHT/SPOTLIGHTS | 6PL59G68F940 | DL SB
P810711364001 | DL100LED SB 13 C/EW 840 WH9016 DALI OP | 174 | 1 | 1 | 1 | NR | 4052075152197 | 94051190 | 6PL00 | Lighting | 6PL | PIL LIGHTING | 6PL59G | WORK & COMM. SPACES | 6PL59G68F | DOWNLIGHT/SPOTLIGHTS | 6PL59G68F940 | DL SB
P815711233001 | DL150LED SB 12 C/EW 830 WH9016 OP | 150 | 1 | 1 | 1 | NR | 4052075152241 | 94051190 | 6PL00 | Lighting | 6PL | PIL LIGHTING | 6PL59G | WORK & COMM. SPACES | 6PL59G68F | DOWNLIGHT/SPOTLIGHTS | 6PL59G68F940 | DL SB
P815711234001 | DL150LED SB 12 C/EW 840 WH9016 OP | 150 | 1 | 1 | 1 | NR | 4052075152258 | 94051190 | 6PL00 | Lighting | 6PL | PIL LIGHTING | 6PL59G | WORK & COMM. SPACES | 6PL59G68F | DOWNLIGHT/SPOTLIGHTS | 6PL59G68F940 | DL SB
P815711263001 | DL150LED SB 12 C/EW 830 WH9016 DALI OP | 185.5 | 1 | 1 | 1 | NR | 4052075152265 | 94051190 | 6PL00 | Lighting | 6PL | PIL LIGHTING | 6PL59G | WORK & COMM. SPACES | 6PL59G68F | DOWNLIGHT/SPOTLIGHTS | 6PL59G68F940 | DL SB
P815711264001 | DL150LED SB 12 C/EW 840 WH9016 DALI OP | 185.5 | 1 | 1 | 1 | NR | 4052075152272 | 94051190 | 6PL00 | Lighting | 6PL | PIL LIGHTING | 6PL59G | WORK & COMM. SPACES | 6PL59G68F | DOWNLIGHT/SPOTLIGHTS | 6PL59G68F940 | DL SB
P815711833001 | DL150LED SB 17 C/EW 830 WH9016 OP | 155.5 | 1 | 1 | 1 | NR | 4052075152289 | 94051190 | 6PL00 | Lighting | 6PL | PIL LIGHTING | 6PL59G | WORK & COMM. SPACES | 6PL59G68F | DOWNLIGHT/SPOTLIGHTS | 6PL59G68F940 | DL SB
P815711834001 | DL150LED SB 17 C/EW 840 WH9016 OP | 155.5 | 1 | 1 | 1 | NR | 4046075045559 | 94051190 | 6PL00 | Lighting | 6PL | PIL LIGHTING | 6PL59G | WORK & COMM. SPACES | 6PL59G68F | DOWNLIGHT/SPOTLIGHTS | 6PL59G68F940 | DL SB
P815711863001 | DL150LED SB 17 C/EW 830 WH9016 DALI OP | 189.5 | 1 | 1 | 1 | NR | 4052075152302 | 94051190 | 6PL00 | Lighting | 6PL | PIL LIGHTING | 6PL59G | WORK & COMM. SPACES | 6PL59G68F | DOWNLIGHT/SPOTLIGHTS | 6PL59G68F940 | DL SB
P815711864001 | DL150LED SB 17 C/EW 840 WH9016 DALI OP | 189.5 | 1 | 1 | 1 | NR | 4052075152319 | 94051190 | 6PL00 | Lighting | 6PL | PIL LIGHTING | 6PL59G | WORK & COMM. SPACES | 6PL59G68F | DOWNLIGHT/SPOTLIGHTS | 6PL59G68F940 | DL SB
P815712333001 | DL150LED SB 22 C/EW 830 WH9016 OP | 160.5 | 1 | 1 | 1 | NR | 4052075156386 | 94051190 | 6PL00 | Lighting | 6PL | PIL LIGHTING | 6PL59G | WORK & COMM. SPACES | 6PL59G68F | DOWNLIGHT/SPOTLIGHTS | 6PL59G68F940 | DL SB
P815712334001 | DL150LED SB 22 C/EW 840 WH9016 OP | 160.5 | 1 | 1 | 1 | NR | 4046075045566 | 94051190 | 6PL00 | Lighting | 6PL | PIL LIGHTING | 6PL59G | WORK & COMM. SPACES | 6PL59G68F | DOWNLIGHT/SPOTLIGHTS | 6PL59G68F940 | DL SB
P815712363001 | DL150LED SB 22 C/EW 830 WH9016 DALI OP | 196.5 | 1 | 1 | 1 | NR | 4052075156409 | 94051190 | 6PL00 | Lighting | 6PL | PIL LIGHTING | 6PL59G | WORK & COMM. SPACES | 6PL59G68F | DOWNLIGHT/SPOTLIGHTS | 6PL59G68F940 | DL SB
P815712364001 | DL150LED SB 22 C/EW 840 WH9016 DALI OP | 196.5 | 1 | 1 | 1 | NR | 4052075156416 | 94051190 | 6PL00 | Lighting | 6PL | PIL LIGHTING | 6PL59G | WORK & COMM. SPACES | 6PL59G68F | DOWNLIGHT/SPOTLIGHTS | 6PL59G68F940 | DL SB
P818710833001 | DL185LED SB 8 C/EW 830 WH9016 OP | 154.5 | 1 | 1 | 1 | NR | 4052075152401 | 94051190 | 6PL00 | Lighting | 6PL | PIL LIGHTING | 6PL59G | WORK & COMM. SPACES | 6PL59G68F | DOWNLIGHT/SPOTLIGHTS | 6PL59G68F940 | DL SB
P818710834001 | DL185LED SB 8 C/EW 840 WH9016 OP | 154.5 | 1 | 1 | 1 | NR | 4052075152418 | 94051190 | 6PL00 | Lighting | 6PL | PIL LIGHTING | 6PL59G | WORK & COMM. SPACES | 6PL59G68F | DOWNLIGHT/SPOTLIGHTS | 6PL59G68F940 | DL SB
P818710863001 | DL185LED SB 8 C/EW 830 WH9016 DALI OP | 189.5 | 1 | 1 | 1 | NR | 4052075152425 | 94051190 | 6PL00 | Lighting | 6PL | PIL LIGHTING | 6PL59G | WORK & COMM. SPACES | 6PL59G68F | DOWNLIGHT/SPOTLIGHTS | 6PL59G68F940 | DL SB
P818710864001 | DL185LED SB 8 C/EW 840 WH9016 DALI OP | 189.5 | 1 | 1 | 1 | NR | 4052075152432 | 94051190 | 6PL00 | Lighting | 6PL | PIL LIGHTING | 6PL59G | WORK & COMM. SPACES | 6PL59G68F | DOWNLIGHT/SPOTLIGHTS | 6PL59G68F940 | DL SB
P818711233001 | DL185LED SB 11 C/EW 830 WH9016 OP | 159.5 | 1 | 1 | 1 | NR | 4052075128369 | 94051190 | 6PL00 | Lighting | 6PL | PIL LIGHTING | 6PL59G | WORK & COMM. SPACES | 6PL59G68F | DOWNLIGHT/SPOTLIGHTS | 6PL59G68F940 | DL SB
P818711234001 | DL185LED SB 11 C/EW 840 WH9016 OP | 159.5 | 1 | 1 | 1 | NR | 4052075128376 | 94051190 | 6PL00 | Lighting | 6PL | PIL LIGHTING | 6PL59G | WORK & COMM. SPACES | 6PL59G68F | DOWNLIGHT/SPOTLIGHTS | 6PL59G68F940 | DL SB
P818711263001 | DL185LED SB 11 C/EW 830 WH9016 DALI OP | 195.5 | 1 | 1 | 1 | NR | 4052075128383 | 94051190 | 6PL00 | Lighting | 6PL | PIL LIGHTING | 6PL59G | WORK & COMM. SPACES | 6PL59G68F | DOWNLIGHT/SPOTLIGHTS | 6PL59G68F940 | DL SB
P818711264001 | DL185LED SB 11 C/EW 840 WH9016 DALI OP | 195.5 | 1 | 1 | 1 | NR | 4052075128390 | 94051190 | 6PL00 | Lighting | 6PL | PIL LIGHTING | 6PL59G | WORK & COMM. SPACES | 6PL59G68F | DOWNLIGHT/SPOTLIGHTS | 6PL59G68F940 | DL SB
P818711633001 | DL185LED SB 16 C/EW 830 WH9016 OP | 165.5 | 1 | 1 | 1 | NR | 4052075128406 | 94051190 | 6PL00 | Lighting | 6PL | PIL LIGHTING | 6PL59G | WORK & COMM. SPACES | 6PL59G68F | DOWNLIGHT/SPOTLIGHTS | 6PL59G68F940 | DL SB
P818711634001 | DL185LED SB 16 C/EW 840 WH9016 OP | 165.5 | 1 | 1 | 1 | NR | 4052075128420 | 94051190 | 6PL00 | Lighting | 6PL | PIL LIGHTING | 6PL59G | WORK & COMM. SPACES | 6PL59G68F | DOWNLIGHT/SPOTLIGHTS | 6PL59G68F940 | DL SB
P818711663001 | DL185LED SB 16 C/EW 830 WH9016 DALI OP | 200 | 1 | 1 | 1 | NR | 4052075128444 | 94051190 | 6PL00 | Lighting | 6PL | PIL LIGHTING | 6PL59G | WORK & COMM. SPACES | 6PL59G68F | DOWNLIGHT/SPOTLIGHTS | 6PL59G68F940 | DL SB
P818711664001 | DL185LED SB 16 C/EW 840 WH9016 DALI OP | 200 | 1 | 1 | 1 | NR | 4052075128468 | 94051190 | 6PL00 | Lighting | 6PL | PIL LIGHTING | 6PL59G | WORK & COMM. SPACES | 6PL59G68F | DOWNLIGHT/SPOTLIGHTS | 6PL59G68F940 | DL SB
P818712433001 | DL185LED SB 23 C/EW 830 WH9016 OP | 172 | 1 | 1 | 1 | NR | 4052075128413 | 94051190 | 6PL00 | Lighting | 6PL | PIL LIGHTING | 6PL59G | WORK & COMM. SPACES | 6PL59G68F | DOWNLIGHT/SPOTLIGHTS | 6PL59G68F940 | DL SB
P818712434001 | DL185LED SB 23 C/EW 840 WH9016 OP | 172 | 1 | 1 | 1 | NR | 4052075128437 | 94051190 | 6PL00 | Lighting | 6PL | PIL LIGHTING | 6PL59G | WORK & COMM. SPACES | 6PL59G68F | DOWNLIGHT/SPOTLIGHTS | 6PL59G68F940 | DL SB
P818712463001 | DL185LED SB 23 C/EW 830 WH9016 DALI OP | 205 | 1 | 1 | 1 | NR | 4052075128451 | 94051190 | 6PL00 | Lighting | 6PL | PIL LIGHTING | 6PL59G | WORK & COMM. SPACES | 6PL59G68F | DOWNLIGHT/SPOTLIGHTS | 6PL59G68F940 | DL SB
P818712464001 | DL185LED SB 23 C/EW 840 WH9016 DALI OP | 205 | 1 | 1 | 1 | NR | 4052075128475 | 94051190 | 6PL00 | Lighting | 6PL | PIL LIGHTING | 6PL59G | WORK & COMM. SPACES | 6PL59G68F | DOWNLIGHT/SPOTLIGHTS | 6PL59G68F940 | DL SB
P818713333001 | DL185LED SB 32 C/EW 830 WH9016 OP | 178 | 1 | 1 | 1 | NR | 4046075042640 | 94051190 | 6PL00 | Lighting | 6PL | PIL LIGHTING | 6PL59G | WORK & COMM. SPACES | 6PL59G68F | DOWNLIGHT/SPOTLIGHTS | 6PL59G68F940 | DL SB
P818713334001 | DL185LED SB 32 C/EW 840 WH9016 OP | 178 | 1 | 1 | 1 | NR | 4052075152043 | 94051190 | 6PL00 | Lighting | 6PL | PIL LIGHTING | 6PL59G | WORK & COMM. SPACES | 6PL59G68F | DOWNLIGHT/SPOTLIGHTS | 6PL59G68F940 | DL SB
P818713363001 | DL185LED SB 32 C/EW 830 WH9016 DALI OP | 211 | 1 | 1 | 1 | NR | 4052075152050 | 94051190 | 6PL00 | Lighting | 6PL | PIL LIGHTING | 6PL59G | WORK & COMM. SPACES | 6PL59G68F | DOWNLIGHT/SPOTLIGHTS | 6PL59G68F940 | DL SB
P818713364001 | DL185LED SB 32 C/EW 840 WH9016 DALI OP | 211 | 1 | 1 | 1 | NR | 4052075152067 | 94051190 | 6PL00 | Lighting | 6PL | PIL LIGHTING | 6PL59G | WORK & COMM. SPACES | 6PL59G68F | DOWNLIGHT/SPOTLIGHTS | 6PL59G68F940 | DL SB
P822720533001 | DL220LED SB 11 C/EW 830 WH9016 OP | 189.5 | 1 | 1 | 1 | NR | 4052075152326 | 94051190 | 6PL00 | Lighting | 6PL | PIL LIGHTING | 6PL59G | WORK & COMM. SPACES | 6PL59G68F | DOWNLIGHT/SPOTLIGHTS | 6PL59G68F940 | DL SB
P822720534001 | DL220LED SB 11 C/EW 840 WH9016 OP | 189.5 | 1 | 1 | 1 | NR | 4052075152333 | 94051190 | 6PL00 | Lighting | 6PL | PIL LIGHTING | 6PL59G | WORK & COMM. SPACES | 6PL59G68F | DOWNLIGHT/SPOTLIGHTS | 6PL59G68F940 | DL SB
P822720563001 | DL220LED SB 11 C/EW 830 WH9016 DALI OP | 235 | 1 | 1 | 1 | NR | 4052075152340 | 94051190 | 6PL00 | Lighting | 6PL | PIL LIGHTING | 6PL59G | WORK & COMM. SPACES | 6PL59G68F | DOWNLIGHT/SPOTLIGHTS | 6PL59G68F940 | DL SB
P822720564001 | DL220LED SB 11 C/EW 840 WH9016 DALI OP | 235 | 1 | 1 | 1 | NR | 4052075152357 | 94051190 | 6PL00 | Lighting | 6PL | PIL LIGHTING | 6PL59G | WORK & COMM. SPACES | 6PL59G68F | DOWNLIGHT/SPOTLIGHTS | 6PL59G68F940 | DL SB
P822720833001 | DL220LED SB 16 C/EW 830 WH9016 OP | 195.5 | 1 | 1 | 1 | NR | 4046075045795 | 94051190 | 6PL00 | Lighting | 6PL | PIL LIGHTING | 6PL59G | WORK & COMM. SPACES | 6PL59G68F | DOWNLIGHT/SPOTLIGHTS | 6PL59G68F940 | DL SB
P822720834001 | DL220LED SB 16 C/EW 840 WH9016 OP | 195.5 | 1 | 1 | 1 | NR | 4052075128611 | 94051190 | 6PL00 | Lighting | 6PL | PIL LIGHTING | 6PL59G | WORK & COMM. SPACES | 6PL59G68F | DOWNLIGHT/SPOTLIGHTS | 6PL59G68F940 | DL SB
P822720863001 | DL220LED SB 16 C/EW 830 WH9016 DALI OP | 241 | 1 | 1 | 1 | NR | 4052075128628 | 94051190 | 6PL00 | Lighting | 6PL | PIL LIGHTING | 6PL59G | WORK & COMM. SPACES | 6PL59G68F | DOWNLIGHT/SPOTLIGHTS | 6PL59G68F940 | DL SB
P822720864001 | DL220LED SB 16 C/EW 840 WH9016 DALI OP | 241 | 1 | 1 | 1 | NR | 4046075045801 | 94051190 | 6PL00 | Lighting | 6PL | PIL LIGHTING | 6PL59G | WORK & COMM. SPACES | 6PL59G68F | DOWNLIGHT/SPOTLIGHTS | 6PL59G68F940 | DL SB
P822721233001 | DL220LED SB 23 C/EW 830 WH9016 OP | 200 | 1 | 1 | 1 | NR | 4046075045818 | 94051190 | 6PL00 | Lighting | 6PL | PIL LIGHTING | 6PL59G | WORK & COMM. SPACES | 6PL59G68F | DOWNLIGHT/SPOTLIGHTS | 6PL59G68F940 | DL SB
P822721234001 | DL220LED SB 23 C/EW 840 WH9016 OP | 200 | 1 | 1 | 1 | NR | 4052075128666 | 94051190 | 6PL00 | Lighting | 6PL | PIL LIGHTING | 6PL59G | WORK & COMM. SPACES | 6PL59G68F | DOWNLIGHT/SPOTLIGHTS | 6PL59G68F940 | DL SB
P822721263001 | DL220LED SB 23 C/EW 830 WH9016 DALI OP | 245.5 | 1 | 1 | 1 | NR | 4052075128680 | 94051190 | 6PL00 | Lighting | 6PL | PIL LIGHTING | 6PL59G | WORK & COMM. SPACES | 6PL59G68F | DOWNLIGHT/SPOTLIGHTS | 6PL59G68F940 | DL SB
P822721264001 | DL220LED SB 23 C/EW 840 WH9016 DALI OP | 245.5 | 1 | 1 | 1 | NR | 4052075128703 | 94051190 | 6PL00 | Lighting | 6PL | PIL LIGHTING | 6PL59G | WORK & COMM. SPACES | 6PL59G68F | DOWNLIGHT/SPOTLIGHTS | 6PL59G68F940 | DL SB
P822721733001 | DL220LED SB 34 C/EW 830 WH9016 OP | 205 | 1 | 1 | 1 | NR | 4052075128659 | 94051190 | 6PL00 | Lighting | 6PL | PIL LIGHTING | 6PL59G | WORK & COMM. SPACES | 6PL59G68F | DOWNLIGHT/SPOTLIGHTS | 6PL59G68F940 | DL SB
P822721734001 | DL220LED SB 34 C/EW 840 WH9016 OP | 205 | 1 | 1 | 1 | NR | 4052075128673 | 94051190 | 6PL00 | Lighting | 6PL | PIL LIGHTING | 6PL59G | WORK & COMM. SPACES | 6PL59G68F | DOWNLIGHT/SPOTLIGHTS | 6PL59G68F940 | DL SB
P822721763001 | DL220LED SB 34 C/EW 830 WH9016 DALI OP | 251.5 | 1 | 1 | 1 | NR | 4052075128697 | 94051190 | 6PL00 | Lighting | 6PL | PIL LIGHTING | 6PL59G | WORK & COMM. SPACES | 6PL59G68F | DOWNLIGHT/SPOTLIGHTS | 6PL59G68F940 | DL SB
P822721764001 | DL220LED SB 34 C/EW 840 WH9016 DALI OP | 251.5 | 1 | 1 | 1 | NR | 4052075128710 | 94051190 | 6PL00 | Lighting | 6PL | PIL LIGHTING | 6PL59G | WORK & COMM. SPACES | 6PL59G68F | DOWNLIGHT/SPOTLIGHTS | 6PL59G68F940 | DL SB
P822722333001 | DL220LED SB 46 C/EW 830 WH9016 OP | 211 | 1 | 1 | 1 | NR | 4052075152364 | 94051190 | 6PL00 | Lighting | 6PL | PIL LIGHTING | 6PL59G | WORK & COMM. SPACES | 6PL59G68F | DOWNLIGHT/SPOTLIGHTS | 6PL59G68F940 | DL SB
P822722334001 | DL220LED SB 46 C/EW 840 WH9016 OP | 211 | 1 | 1 | 1 | NR | 4052075152371 | 94051190 | 6PL00 | Lighting | 6PL | PIL LIGHTING | 6PL59G | WORK & COMM. SPACES | 6PL59G68F | DOWNLIGHT/SPOTLIGHTS | 6PL59G68F940 | DL SB
P822722363001 | DL220LED SB 46 C/EW 830 WH9016 DALI OP | 258 | 1 | 1 | 1 | NR | 4052075152388 | 94051190 | 6PL00 | Lighting | 6PL | PIL LIGHTING | 6PL59G | WORK & COMM. SPACES | 6PL59G68F | DOWNLIGHT/SPOTLIGHTS | 6PL59G68F940 | DL SB
P822722364001 | DL220LED SB 46 C/EW 840 WH9016 DALI OP | 258 | 1 | 1 | 1 | NR | 4046075045825 | 94051190 | 6PL00 | Lighting | 6PL | PIL LIGHTING | 6PL59G | WORK & COMM. SPACES | 6PL59G68F | DOWNLIGHT/SPOTLIGHTS | 6PL59G68F940 | DL SB
P8425453173310 | AS425 TR 18 C/I 830 WH9010 RE | 177 | 1 | 1 | 3 | NR | 4046075046273 | 94051190 | 6PL00 | Lighting | 6PL | PIL LIGHTING | 6PL59G | WORK & COMM. SPACES | 6PL59G74F | TRACK LIGHTS | 6PL59G74F951 | AS
P8425453173380 | AS425 TR 18 C/I 830 BK9005 RE | 177 | 1 | 1 | 3 | NR | 4046075046280 | 94051190 | 6PL00 | Lighting | 6PL | PIL LIGHTING | 6PL59G | WORK & COMM. SPACES | 6PL59G74F | TRACK LIGHTS | 6PL59G74F951 | AS
P8425453173410 | AS425 TR 18 C/I 840 WH9010 RE | 177 | 1 | 1 | 3 | NR | 4046075046297 | 94051190 | 6PL00 | Lighting | 6PL | PIL LIGHTING | 6PL59G | WORK & COMM. SPACES | 6PL59G74F | TRACK LIGHTS | 6PL59G74F951 | AS
P8425453173480 | AS425 TR 18 C/I 840 BK9005 RE | 177 | 1 | 1 | 3 | NR | 4046075046303 | 94051190 | 6PL00 | Lighting | 6PL | PIL LIGHTING | 6PL59G | WORK & COMM. SPACES | 6PL59G74F | TRACK LIGHTS | 6PL59G74F951 | AS
P8425463173310 | AS425 TR 18 C/M 830 WH9010 RE | 177 | 1 | 1 | 3 | NR | 4046075046310 | 94051190 | 6PL00 | Lighting | 6PL | PIL LIGHTING | 6PL59G | WORK & COMM. SPACES | 6PL59G74F | TRACK LIGHTS | 6PL59G74F951 | AS
P8425463173410 | AS425 TR 18 C/M 840 WH9010 RE | 177 | 1 | 1 | 3 | NR | 4046075046334 | 94051190 | 6PL00 | Lighting | 6PL | PIL LIGHTING | 6PL59G | WORK & COMM. SPACES | 6PL59G74F | TRACK LIGHTS | 6PL59G74F951 | AS
P8425463173480 | AS425 TR 18 C/M 840 BK9005 RE | 177 | 1 | 1 | 3 | NR | 4046075046341 | 94051190 | 6PL00 | Lighting | 6PL | PIL LIGHTING | 6PL59G | WORK & COMM. SPACES | 6PL59G74F | TRACK LIGHTS | 6PL59G74F951 | AS
P8425483173310 | AS425 TR 18 C/MW 830 WH9010 RE | 177 | 1 | 1 | 3 | NR | 4046075046358 | 94051190 | 6PL00 | Lighting | 6PL | PIL LIGHTING | 6PL59G | WORK & COMM. SPACES | 6PL59G74F | TRACK LIGHTS | 6PL59G74F951 | AS
P8425483173380 | AS425 TR 18 C/MW 830 BK9005 RE | 177 | 1 | 1 | 3 | NR | 4046075046365 | 94051190 | 6PL00 | Lighting | 6PL | PIL LIGHTING | 6PL59G | WORK & COMM. SPACES | 6PL59G74F | TRACK LIGHTS | 6PL59G74F951 | AS
P8425483173410 | AS425 TR 18 C/MW 840 WH9010 RE | 177 | 1 | 1 | 3 | NR | 4046075046372 | 94051190 | 6PL00 | Lighting | 6PL | PIL LIGHTING | 6PL59G | WORK & COMM. SPACES | 6PL59G74F | TRACK LIGHTS | 6PL59G74F951 | AS
P8425483173480 | AS425 TR 18 C/MW 840 BK9005 RE | 177 | 1 | 1 | 3 | NR | 4052075169492 | 94051190 | 6PL00 | Lighting | 6PL | PIL LIGHTING | 6PL59G | WORK & COMM. SPACES | 6PL59G74F | TRACK LIGHTS | 6PL59G74F951 | AS
P8427453333310 | AS427 TR 32 C/I 830 WH9010 RE | 214.5 | 1 | 1 | 6 | NR | 4052075166286 | 94051190 | 6PL00 | Lighting | 6PL | PIL LIGHTING | 6PL59G | WORK & COMM. SPACES | 6PL59G74F | TRACK LIGHTS | 6PL59G74F951 | AS
P8427453333380 | AS427 TR 32 C/I 830 BK9005 RE | 214.5 | 1 | 1 | 6 | NR | 4046075046389 | 94051190 | 6PL00 | Lighting | 6PL | PIL LIGHTING | 6PL59G | WORK & COMM. SPACES | 6PL59G74F | TRACK LIGHTS | 6PL59G74F951 | AS
P8427453333410 | AS427 TR 32 C/I 840 WH9010 RE | 214.5 | 1 | 1 | 6 | NR | 4046075046396 | 94051190 | 6PL00 | Lighting | 6PL | PIL LIGHTING | 6PL59G | WORK & COMM. SPACES | 6PL59G74F | TRACK LIGHTS | 6PL59G74F951 | AS
P8427453333480 | AS427 TR 32 C/I 840 BK9005 RE | 214.5 | 1 | 1 | 6 | NR | 4052075169515 | 94051190 | 6PL00 | Lighting | 6PL | PIL LIGHTING | 6PL59G | WORK & COMM. SPACES | 6PL59G74F | TRACK LIGHTS | 6PL59G74F951 | AS
P8427453383310 | AS427 TR 36 C/I 830 WH9010 RE | 252.5 | 1 | 1 | 6 | NR | 4052075166309 | 94051190 | 6PL00 | Lighting | 6PL | PIL LIGHTING | 6PL59G | WORK & COMM. SPACES | 6PL59G74F | TRACK LIGHTS | 6PL59G74F951 | AS
P8427453383380 | AS427 TR 36 C/I 830 BK9005 RE | 252.5 | 1 | 1 | 6 | NR | 4052075169522 | 94051190 | 6PL00 | Lighting | 6PL | PIL LIGHTING | 6PL59G | WORK & COMM. SPACES | 6PL59G74F | TRACK LIGHTS | 6PL59G74F951 | AS
P8427453383410 | AS427 TR 36 C/I 840 WH9010 RE | 252.5 | 1 | 1 | 6 | NR | 4046075046402 | 94051190 | 6PL00 | Lighting | 6PL | PIL LIGHTING | 6PL59G | WORK & COMM. SPACES | 6PL59G74F | TRACK LIGHTS | 6PL59G74F951 | AS
P8427453383480 | AS427 TR 36 C/I 840 BK9005 RE | 252.5 | 1 | 1 | 6 | NR | 4052075169539 | 94051190 | 6PL00 | Lighting | 6PL | PIL LIGHTING | 6PL59G | WORK & COMM. SPACES | 6PL59G74F | TRACK LIGHTS | 6PL59G74F951 | AS
P8427463333310 | AS427 TR 32 C/M 830 WH9010 RE | 214.5 | 1 | 1 | 6 | NR | 4052075166323 | 94051190 | 6PL00 | Lighting | 6PL | PIL LIGHTING | 6PL59G | WORK & COMM. SPACES | 6PL59G74F | TRACK LIGHTS | 6PL59G74F951 | AS
P8427463333380 | AS427 TR 32 C/M 830 BK9005 RE | 214.5 | 1 | 1 | 6 | NR | 4046075046419 | 94051190 | 6PL00 | Lighting | 6PL | PIL LIGHTING | 6PL59G | WORK & COMM. SPACES | 6PL59G74F | TRACK LIGHTS | 6PL59G74F951 | AS
P8427463333410 | AS427 TR 32 C/M 840 WH9010 RE | 214.5 | 1 | 1 | 6 | NR | 4046075046426 | 94051190 | 6PL00 | Lighting | 6PL | PIL LIGHTING | 6PL59G | WORK & COMM. SPACES | 6PL59G74F | TRACK LIGHTS | 6PL59G74F951 | AS
P8427463333480 | AS427 TR 32 C/M 840 BK9005 RE | 214.5 | 1 | 1 | 6 | NR | 4046075046433 | 94051190 | 6PL00 | Lighting | 6PL | PIL LIGHTING | 6PL59G | WORK & COMM. SPACES | 6PL59G74F | TRACK LIGHTS | 6PL59G74F951 | AS
P8427463383310 | AS427 TR 36 C/M 830 WH9010 RE | 252.5 | 1 | 1 | 6 | NR | 4052075166347 | 94051190 | 6PL00 | Lighting | 6PL | PIL LIGHTING | 6PL59G | WORK & COMM. SPACES | 6PL59G74F | TRACK LIGHTS | 6PL59G74F951 | AS
P8427463383380 | AS427 TR 36 C/M 830 BK9005 RE | 252.5 | 1 | 1 | 6 | NR | 4052075169560 | 94051190 | 6PL00 | Lighting | 6PL | PIL LIGHTING | 6PL59G | WORK & COMM. SPACES | 6PL59G74F | TRACK LIGHTS | 6PL59G74F951 | AS
P8427463383410 | AS427 TR 36 C/M 840 WH9010 RE | 252.5 | 1 | 1 | 6 | NR | 4046075046440 | 94051190 | 6PL00 | Lighting | 6PL | PIL LIGHTING | 6PL59G | WORK & COMM. SPACES | 6PL59G74F | TRACK LIGHTS | 6PL59G74F951 | AS
P8427463383480 | AS427 TR 36 C/M 840 BK9005 RE | 252.5 | 1 | 1 | 6 | NR | 4052075169577 | 94051190 | 6PL00 | Lighting | 6PL | PIL LIGHTING | 6PL59G | WORK & COMM. SPACES | 6PL59G74F | TRACK LIGHTS | 6PL59G74F951 | AS
P8427483333310 | AS427 TR 32 C/MW 830 WH9010 RE | 214.5 | 1 | 1 | 6 | NR | 4052075166361 | 94051190 | 6PL00 | Lighting | 6PL | PIL LIGHTING | 6PL59G | WORK & COMM. SPACES | 6PL59G74F | TRACK LIGHTS | 6PL59G74F951 | AS
P8427483333380 | AS427 TR 32 C/MW 830 BK9005 RE | 214.5 | 1 | 1 | 6 | NR | 4046075046457 | 94051190 | 6PL00 | Lighting | 6PL | PIL LIGHTING | 6PL59G | WORK & COMM. SPACES | 6PL59G74F | TRACK LIGHTS | 6PL59G74F951 | AS
P8427483333410 | AS427 TR 32 C/MW 840 WH9010 RE | 214.5 | 1 | 1 | 6 | NR | 4046075046464 | 94051190 | 6PL00 | Lighting | 6PL | PIL LIGHTING | 6PL59G | WORK & COMM. SPACES | 6PL59G74F | TRACK LIGHTS | 6PL59G74F951 | AS
P8427483333480 | AS427 TR 32 C/MW 840 BK9005 RE | 214.5 | 1 | 1 | 6 | NR | 4052075169591 | 94051190 | 6PL00 | Lighting | 6PL | PIL LIGHTING | 6PL59G | WORK & COMM. SPACES | 6PL59G74F | TRACK LIGHTS | 6PL59G74F951 | AS
P8427483383310 | AS427 TR 36 C/MW 830 WH9010 RE | 252.5 | 1 | 1 | 6 | NR | 4052075166385 | 94051190 | 6PL00 | Lighting | 6PL | PIL LIGHTING | 6PL59G | WORK & COMM. SPACES | 6PL59G74F | TRACK LIGHTS | 6PL59G74F951 | AS
P8427483383380 | AS427 TR 36 C/MW 830 BK9005 RE | 252.5 | 1 | 1 | 6 | NR | 4052075169607 | 94051190 | 6PL00 | Lighting | 6PL | PIL LIGHTING | 6PL59G | WORK & COMM. SPACES | 6PL59G74F | TRACK LIGHTS | 6PL59G74F951 | AS
P8427483383410 | AS427 TR 36 C/MW 840 WH9010 RE | 252.5 | 1 | 1 | 6 | NR | 4046075046471 | 94051190 | 6PL00 | Lighting | 6PL | PIL LIGHTING | 6PL59G | WORK & COMM. SPACES | 6PL59G74F | TRACK LIGHTS | 6PL59G74F951 | AS
P8427483383480 | AS427 TR 36 C/MW 840 BK9005 RE | 252.5 | 1 | 1 | 6 | NR | 4046075046488 | 94051190 | 6PL00 | Lighting | 6PL | PIL LIGHTING | 6PL59G | WORK & COMM. SPACES | 6PL59G74F | TRACK LIGHTS | 6PL59G74F951 | AS
P8431154073310 | EB431 RF 8 C/I 830 WH9010 RE | 65 | 1 | 1 | 6 | NR | 4052075167108 | 94051190 | 6PL00 | Lighting | 6PL | PIL LIGHTING | 6PL59G | WORK & COMM. SPACES | 6PL59G68F | DOWNLIGHT/SPOTLIGHTS | 6PL59G68F947 | EB
P8431154073380 | EB431 RF 8 C/I 830 BK9005 RE | 65 | 1 | 1 | 6 | NR | 4052075169621 | 94051190 | 6PL00 | Lighting | 6PL | PIL LIGHTING | 6PL59G | WORK & COMM. SPACES | 6PL59G68F | DOWNLIGHT/SPOTLIGHTS | 6PL59G68F947 | EB
P8431154073410 | EB431 RF 8 C/I 840 WH9010 RE | 65 | 1 | 1 | 6 | NR | 4052075167115 | 94051190 | 6PL00 | Lighting | 6PL | PIL LIGHTING | 6PL59G | WORK & COMM. SPACES | 6PL59G68F | DOWNLIGHT/SPOTLIGHTS | 6PL59G68F947 | EB
P8431154073480 | EB431 RF 8 C/I 840 BK9005 RE | 65 | 1 | 1 | 6 | NR | 4052075169638 | 94051190 | 6PL00 | Lighting | 6PL | PIL LIGHTING | 6PL59G | WORK & COMM. SPACES | 6PL59G68F | DOWNLIGHT/SPOTLIGHTS | 6PL59G68F947 | EB
P8431154076310 | EB431 RF 8 C/I 830 WH9010 DALI RE | 130.5 | 1 | 1 | 6 | NR | 4052075167122 | 94051190 | 6PL00 | Lighting | 6PL | PIL LIGHTING | 6PL59G | WORK & COMM. SPACES | 6PL59G68F | DOWNLIGHT/SPOTLIGHTS | 6PL59G68F947 | EB
P8431154076380 | EB431 RF 8 C/I 830 BK9005 DALI RE | 130.5 | 1 | 1 | 6 | NR | 4052075169645 | 94051190 | 6PL00 | Lighting | 6PL | PIL LIGHTING | 6PL59G | WORK & COMM. SPACES | 6PL59G68F | DOWNLIGHT/SPOTLIGHTS | 6PL59G68F947 | EB
P8431154076410 | EB431 RF 8 C/I 840 WH9010 DALI RE | 130.5 | 1 | 1 | 6 | NR | 4052075167139 | 94051190 | 6PL00 | Lighting | 6PL | PIL LIGHTING | 6PL59G | WORK & COMM. SPACES | 6PL59G68F | DOWNLIGHT/SPOTLIGHTS | 6PL59G68F947 | EB
P8431154076480 | EB431 RF 8 C/I 840 BK9005 DALI RE | 130.5 | 1 | 1 | 6 | NR | 4052075169652 | 94051190 | 6PL00 | Lighting | 6PL | PIL LIGHTING | 6PL59G | WORK & COMM. SPACES | 6PL59G68F | DOWNLIGHT/SPOTLIGHTS | 6PL59G68F947 | EB
P8431164073310 | EB431 RF 8 C/M 830 WH9010 RE | 65 | 1 | 1 | 6 | NR | 4046075046495 | 94051190 | 6PL00 | Lighting | 6PL | PIL LIGHTING | 6PL59G | WORK & COMM. SPACES | 6PL59G68F | DOWNLIGHT/SPOTLIGHTS | 6PL59G68F947 | EB
P8431164073380 | EB431 RF 8 C/M 830 BK9005 RE | 65 | 1 | 1 | 6 | NR | 4046075046501 | 94051190 | 6PL00 | Lighting | 6PL | PIL LIGHTING | 6PL59G | WORK & COMM. SPACES | 6PL59G68F | DOWNLIGHT/SPOTLIGHTS | 6PL59G68F947 | EB
P8431164073410 | EB431 RF 8 C/M 840 WH9010 RE | 65 | 1 | 1 | 6 | NR | 4046075046518 | 94051190 | 6PL00 | Lighting | 6PL | PIL LIGHTING | 6PL59G | WORK & COMM. SPACES | 6PL59G68F | DOWNLIGHT/SPOTLIGHTS | 6PL59G68F947 | EB
P8431164073480 | EB431 RF 8 C/M 840 BK9005 RE | 65 | 1 | 1 | 6 | NR | 4052075169676 | 94051190 | 6PL00 | Lighting | 6PL | PIL LIGHTING | 6PL59G | WORK & COMM. SPACES | 6PL59G68F | DOWNLIGHT/SPOTLIGHTS | 6PL59G68F947 | EB
P8431164076310 | EB431 RF 8 C/M 830 WH9010 DALI RE | 130.5 | 1 | 1 | 6 | NR | 4046075046525 | 94051190 | 6PL00 | Lighting | 6PL | PIL LIGHTING | 6PL59G | WORK & COMM. SPACES | 6PL59G68F | DOWNLIGHT/SPOTLIGHTS | 6PL59G68F947 | EB
P8431164076380 | EB431 RF 8 C/M 830 BK9005 DALI RE | 130.5 | 1 | 1 | 6 | NR | 4046075046532 | 94051190 | 6PL00 | Lighting | 6PL | PIL LIGHTING | 6PL59G | WORK & COMM. SPACES | 6PL59G68F | DOWNLIGHT/SPOTLIGHTS | 6PL59G68F947 | EB
P8431164076410 | EB431 RF 8 C/M 840 WH9010 DALI RE | 130.5 | 1 | 1 | 6 | NR | 4052075167177 | 94051190 | 6PL00 | Lighting | 6PL | PIL LIGHTING | 6PL59G | WORK & COMM. SPACES | 6PL59G68F | DOWNLIGHT/SPOTLIGHTS | 6PL59G68F947 | EB
P8431164076480 | EB431 RF 8 C/M 840 BK9005 DALI RE | 130.5 | 1 | 1 | 6 | NR | 4052075169690 | 94051190 | 6PL00 | Lighting | 6PL | PIL LIGHTING | 6PL59G | WORK & COMM. SPACES | 6PL59G68F | DOWNLIGHT/SPOTLIGHTS | 6PL59G68F947 | EB
P8431174073310 | EB431 RF 8 C/IW 830 WH9010 RE | 65 | 1 | 1 | 6 | NR | 4046075046549 | 94051190 | 6PL00 | Lighting | 6PL | PIL LIGHTING | 6PL59G | WORK & COMM. SPACES | 6PL59G68F | DOWNLIGHT/SPOTLIGHTS | 6PL59G68F947 | EB
P8431174073380 | EB431 RF 8 C/IW 830 BK9005 RE | 65 | 1 | 1 | 6 | NR | 4046075046556 | 94051190 | 6PL00 | Lighting | 6PL | PIL LIGHTING | 6PL59G | WORK & COMM. SPACES | 6PL59G68F | DOWNLIGHT/SPOTLIGHTS | 6PL59G68F947 | EB
P8431174073410 | EB431 RF 8 C/IW 840 WH9010 RE | 65 | 1 | 1 | 6 | NR | 4046075046563 | 94051190 | 6PL00 | Lighting | 6PL | PIL LIGHTING | 6PL59G | WORK & COMM. SPACES | 6PL59G68F | DOWNLIGHT/SPOTLIGHTS | 6PL59G68F947 | EB
P8431174073480 | EB431 RF 8 C/IW 840 BK9005 RE | 65 | 1 | 1 | 6 | NR | 4046075046570 | 94051190 | 6PL00 | Lighting | 6PL | PIL LIGHTING | 6PL59G | WORK & COMM. SPACES | 6PL59G68F | DOWNLIGHT/SPOTLIGHTS | 6PL59G68F947 | EB
P8431174076310 | EB431 RF 8 C/IW 830 WH9010 DALI RE | 130.5 | 1 | 1 | 6 | NR | 4052075167207 | 94051190 | 6PL00 | Lighting | 6PL | PIL LIGHTING | 6PL59G | WORK & COMM. SPACES | 6PL59G68F | DOWNLIGHT/SPOTLIGHTS | 6PL59G68F947 | EB
P8431174076380 | EB431 RF 8 C/IW 830 BK9005 DALI RE | 130.5 | 1 | 1 | 6 | NR | 4052075169720 | 94051190 | 6PL00 | Lighting | 6PL | PIL LIGHTING | 6PL59G | WORK & COMM. SPACES | 6PL59G68F | DOWNLIGHT/SPOTLIGHTS | 6PL59G68F947 | EB
P8431174076410 | EB431 RF 8 C/IW 840 WH9010 DALI RE | 130.5 | 1 | 1 | 6 | NR | 4052075167214 | 94051190 | 6PL00 | Lighting | 6PL | PIL LIGHTING | 6PL59G | WORK & COMM. SPACES | 6PL59G68F | DOWNLIGHT/SPOTLIGHTS | 6PL59G68F947 | EB
P8431174076480 | EB431 RF 8 C/IW 840 BK9005 DALI RE | 130.5 | 1 | 1 | 6 | NR | 4052075169737 | 94051190 | 6PL00 | Lighting | 6PL | PIL LIGHTING | 6PL59G | WORK & COMM. SPACES | 6PL59G68F | DOWNLIGHT/SPOTLIGHTS | 6PL59G68F947 | EB
P8432154133310 | EB432 RF 13 C/I 830 WH9010 RE | 92 | 1 | 1 | 6 | NR | 4052075138221 | 94051190 | 6PL00 | Lighting | 6PL | PIL LIGHTING | 6PL59G | WORK & COMM. SPACES | 6PL59G68F | DOWNLIGHT/SPOTLIGHTS | 6PL59G68F947 | EB
P8432154133380 | EB432 RF 13 C/I 830 BK9005 RE | 92 | 1 | 1 | 6 | NR | 4046075046587 | 94051190 | 6PL00 | Lighting | 6PL | PIL LIGHTING | 6PL59G | WORK & COMM. SPACES | 6PL59G68F | DOWNLIGHT/SPOTLIGHTS | 6PL59G68F947 | EB
P8432154133410 | EB432 RF 13 C/I 840 WH9010 RE | 92 | 1 | 1 | 6 | NR | 4046075046594 | 94051190 | 6PL00 | Lighting | 6PL | PIL LIGHTING | 6PL59G | WORK & COMM. SPACES | 6PL59G68F | DOWNLIGHT/SPOTLIGHTS | 6PL59G68F947 | EB
P8432154133480 | EB432 RF 13 C/I 840 BK9005 RE | 92 | 1 | 1 | 6 | NR | 4052075169751 | 94051190 | 6PL00 | Lighting | 6PL | PIL LIGHTING | 6PL59G | WORK & COMM. SPACES | 6PL59G68F | DOWNLIGHT/SPOTLIGHTS | 6PL59G68F947 | EB
P8432154136310 | EB432 RF 13 C/I 830 WH9010 DALI RE | 155.5 | 1 | 1 | 6 | NR | 4052075164923 | 94051190 | 6PL00 | Lighting | 6PL | PIL LIGHTING | 6PL59G | WORK & COMM. SPACES | 6PL59G68F | DOWNLIGHT/SPOTLIGHTS | 6PL59G68F947 | EB
P8432154136380 | EB432 RF 13 C/I 830 BK9005 DALI RE | 155.5 | 1 | 1 | 6 | NR | 4052075169768 | 94051190 | 6PL00 | Lighting | 6PL | PIL LIGHTING | 6PL59G | WORK & COMM. SPACES | 6PL59G68F | DOWNLIGHT/SPOTLIGHTS | 6PL59G68F947 | EB
P8432154136410 | EB432 RF 13 C/I 840 WH9010 DALI RE | 155.5 | 1 | 1 | 6 | NR | 4052075164930 | 94051190 | 6PL00 | Lighting | 6PL | PIL LIGHTING | 6PL59G | WORK & COMM. SPACES | 6PL59G68F | DOWNLIGHT/SPOTLIGHTS | 6PL59G68F947 | EB
P8432154136480 | EB432 RF 13 C/I 840 BK9005 DALI RE | 155.5 | 1 | 1 | 6 | NR | 4052075169775 | 94051190 | 6PL00 | Lighting | 6PL | PIL LIGHTING | 6PL59G | WORK & COMM. SPACES | 6PL59G68F | DOWNLIGHT/SPOTLIGHTS | 6PL59G68F947 | EB
P8432164133310 | EB432 RF 13 C/M 830 WH9010 RE | 92 | 1 | 1 | 6 | NR | 4046075046600 | 94051190 | 6PL00 | Lighting | 6PL | PIL LIGHTING | 6PL59G | WORK & COMM. SPACES | 6PL59G68F | DOWNLIGHT/SPOTLIGHTS | 6PL59G68F947 | EB
P8432164133380 | EB432 RF 13 C/M 830 BK9005 RE | 92 | 1 | 1 | 6 | NR | 4046075046617 | 94051190 | 6PL00 | Lighting | 6PL | PIL LIGHTING | 6PL59G | WORK & COMM. SPACES | 6PL59G68F | DOWNLIGHT/SPOTLIGHTS | 6PL59G68F947 | EB
P8432164133410 | EB432 RF 13 C/M 840 WH9010 RE | 92 | 1 | 1 | 6 | NR | 8018367670851 | 94051190 | 6PL00 | Lighting | 6PL | PIL LIGHTING | 6PL59G | WORK & COMM. SPACES | 6PL59G68F | DOWNLIGHT/SPOTLIGHTS | 6PL59G68F947 | EB
P8432164133480 | EB432 RF 13 C/M 840 BK9005 RE | 92 | 1 | 1 | 6 | NR | 4052075169799 | 94051190 | 6PL00 | Lighting | 6PL | PIL LIGHTING | 6PL59G | WORK & COMM. SPACES | 6PL59G68F | DOWNLIGHT/SPOTLIGHTS | 6PL59G68F947 | EB
P8432164136310 | EB432 RF 13 C/M 830 WH9010 DALI RE | 155.5 | 1 | 1 | 8 | NR | 4052075156461 | 94051190 | 6PL00 | Lighting | 6PL | PIL LIGHTING | 6PL59G | WORK & COMM. SPACES | 6PL59G68F | DOWNLIGHT/SPOTLIGHTS | 6PL59G68F947 | EB
P8432164136380 | EB432 RF 13 C/M 830 BK9005 DALI RE | 155.5 | 1 | 1 | 6 | NR | 4052075169805 | 94051190 | 6PL00 | Lighting | 6PL | PIL LIGHTING | 6PL59G | WORK & COMM. SPACES | 6PL59G68F | DOWNLIGHT/SPOTLIGHTS | 6PL59G68F947 | EB
P8432164136410 | EB432 RF 13 C/M 840 WH9010 DALI RE | 155.5 | 1 | 1 | 6 | NR | 4052075166200 | 94051190 | 6PL00 | Lighting | 6PL | PIL LIGHTING | 6PL59G | WORK & COMM. SPACES | 6PL59G68F | DOWNLIGHT/SPOTLIGHTS | 6PL59G68F947 | EB
P8432164136480 | EB432 RF 13 C/M 840 BK9005 DALI RE | 155.5 | 1 | 1 | 6 | NR | 4052075169812 | 94051190 | 6PL00 | Lighting | 6PL | PIL LIGHTING | 6PL59G | WORK & COMM. SPACES | 6PL59G68F | DOWNLIGHT/SPOTLIGHTS | 6PL59G68F947 | EB
P8432174133310 | EB432 RF 13 C/IW 830 WH9010 RE | 92 | 1 | 1 | 6 | NR | 4046075046624 | 94051190 | 6PL00 | Lighting | 6PL | PIL LIGHTING | 6PL59G | WORK & COMM. SPACES | 6PL59G68F | DOWNLIGHT/SPOTLIGHTS | 6PL59G68F947 | EB
P8432174133380 | EB432 RF 13 C/IW 830 BK9005 RE | 92 | 1 | 1 | 6 | NR | 4046075046631 | 94051190 | 6PL00 | Lighting | 6PL | PIL LIGHTING | 6PL59G | WORK & COMM. SPACES | 6PL59G68F | DOWNLIGHT/SPOTLIGHTS | 6PL59G68F947 | EB
P8432174133410 | EB432 RF 13 C/IW 840 WH9010 RE | 92 | 1 | 1 | 6 | NR | 4046075046648 | 94051190 | 6PL00 | Lighting | 6PL | PIL LIGHTING | 6PL59G | WORK & COMM. SPACES | 6PL59G68F | DOWNLIGHT/SPOTLIGHTS | 6PL59G68F947 | EB
P8432174133480 | EB432 RF 13 C/IW 840 BK9005 RE | 92 | 1 | 1 | 6 | NR | 4046075046655 | 94051190 | 6PL00 | Lighting | 6PL | PIL LIGHTING | 6PL59G | WORK & COMM. SPACES | 6PL59G68F | DOWNLIGHT/SPOTLIGHTS | 6PL59G68F947 | EB
P8432174136310 | EB432 RF 13 C/IW 830 WH9010 DALI RE | 155.5 | 1 | 1 | 6 | NR | 4046075046662 | 94051190 | 6PL00 | Lighting | 6PL | PIL LIGHTING | 6PL59G | WORK & COMM. SPACES | 6PL59G68F | DOWNLIGHT/SPOTLIGHTS | 6PL59G68F947 | EB
P8432174136380 | EB432 RF 13 C/IW 830 BK9005 DALI RE | 155.5 | 1 | 1 | 6 | NR | 4046075046679 | 94051190 | 6PL00 | Lighting | 6PL | PIL LIGHTING | 6PL59G | WORK & COMM. SPACES | 6PL59G68F | DOWNLIGHT/SPOTLIGHTS | 6PL59G68F947 | EB
P8432174136410 | EB432 RF 13 C/IW 840 WH9010 DALI RE | 155.5 | 1 | 1 | 6 | NR | 4052075166217 | 94051190 | 6PL00 | Lighting | 6PL | PIL LIGHTING | 6PL59G | WORK & COMM. SPACES | 6PL59G68F | DOWNLIGHT/SPOTLIGHTS | 6PL59G68F947 | EB
P8432174136480 | EB432 RF 13 C/IW 840 BK9005 DALI RE | 155.5 | 1 | 1 | 6 | NR | 4052075169850 | 94051190 | 6PL00 | Lighting | 6PL | PIL LIGHTING | 6PL59G | WORK & COMM. SPACES | 6PL59G68F | DOWNLIGHT/SPOTLIGHTS | 6PL59G68F947 | EB
P8432961 | FOOD FILTER GLASS FOR MEAT - 60 | 34.2 | 1 | 1 | 1 | NR | 4052075165807 | 94059110 | 6PL00 | Lighting | 6PL | PIL LIGHTING | 6PL59G | WORK & COMM. SPACES | 6PL59G68F | DOWNLIGHT/SPOTLIGHTS | 6PL59G68F947 | EB
P8432962 | FOOD FILTER GLASS FOR BACKERY - 60 | 34.2 | 1 | 1 | 1 | NR | 4052075165814 | 94059110 | 6PL00 | Lighting | 6PL | PIL LIGHTING | 6PL59G | WORK & COMM. SPACES | 6PL59G68F | DOWNLIGHT/SPOTLIGHTS | 6PL59G68F947 | EB
P8432963 | FOOD FILTER GLASS FOR FRUITS - 60 | 34.2 | 1 | 1 | 1 | NR | 4052075165821 | 94059110 | 6PL00 | Lighting | 6PL | PIL LIGHTING | 6PL59G | WORK & COMM. SPACES | 6PL59G68F | DOWNLIGHT/SPOTLIGHTS | 6PL59G68F947 | EB
P8432964 | FOOD FILTER GLASS FOR VEGETABLES - 60 | 34.2 | 1 | 1 | 1 | NR | 4052075165838 | 94059110 | 6PL00 | Lighting | 6PL | PIL LIGHTING | 6PL59G | WORK & COMM. SPACES | 6PL59G68F | DOWNLIGHT/SPOTLIGHTS | 6PL59G68F947 | EB
P8432965 | FOOD FILTER GLASS FOR FISH - 60 | 34.2 | 1 | 1 | 1 | NR | 4052075165845 | 94059110 | 6PL00 | Lighting | 6PL | PIL LIGHTING | 6PL59G | WORK & COMM. SPACES | 6PL59G68F | DOWNLIGHT/SPOTLIGHTS | 6PL59G68F947 | EB
P8433154193314 | EB433 RF 18 C/I 830 WH9010 RE | 130.5 | 1 | 1 | 8 | NR | 4046075046686 | 94051190 | 6PL00 | Lighting | 6PL | PIL LIGHTING | 6PL59G | WORK & COMM. SPACES | 6PL59G68F | DOWNLIGHT/SPOTLIGHTS | 6PL59G68F947 | EB
P8433154193384 | EB433 RF 18 C/I 830 BK9005 RE | 130.5 | 1 | 1 | 8 | NR | 4046075046693 | 94051190 | 6PL00 | Lighting | 6PL | PIL LIGHTING | 6PL59G | WORK & COMM. SPACES | 6PL59G68F | DOWNLIGHT/SPOTLIGHTS | 6PL59G68F947 | EB
P8433154193414 | EB433 RF 18 C/I 840 WH9010 RE | 130.5 | 1 | 1 | 8 | NR | 4052075151978 | 94051190 | 6PL00 | Lighting | 6PL | PIL LIGHTING | 6PL59G | WORK & COMM. SPACES | 6PL59G68F | DOWNLIGHT/SPOTLIGHTS | 6PL59G68F947 | EB
P8433154193484 | EB433 RF 18 C/I 840 BK9005 RE | 130.5 | 1 | 1 | 8 | NR | 4052075169874 | 94051190 | 6PL00 | Lighting | 6PL | PIL LIGHTING | 6PL59G | WORK & COMM. SPACES | 6PL59G68F | DOWNLIGHT/SPOTLIGHTS | 6PL59G68F947 | EB
P8433154196314 | EB433 RF 18 C/I 830 WH9010 DALI RE | 195.5 | 1 | 1 | 8 | NR | 4052075165029 | 94051190 | 6PL00 | Lighting | 6PL | PIL LIGHTING | 6PL59G | WORK & COMM. SPACES | 6PL59G68F | DOWNLIGHT/SPOTLIGHTS | 6PL59G68F947 | EB
P8433154196384 | EB433 RF 18 C/I 830 BK9005 DALI RE | 195.5 | 1 | 1 | 8 | NR | 4052075169881 | 94051190 | 6PL00 | Lighting | 6PL | PIL LIGHTING | 6PL59G | WORK & COMM. SPACES | 6PL59G68F | DOWNLIGHT/SPOTLIGHTS | 6PL59G68F947 | EB
P8433154196414 | EB433 RF 18 C/I 840 WH9010 DALI RE | 195.5 | 1 | 1 | 8 | NR | 4052075165050 | 94051190 | 6PL00 | Lighting | 6PL | PIL LIGHTING | 6PL59G | WORK & COMM. SPACES | 6PL59G68F | DOWNLIGHT/SPOTLIGHTS | 6PL59G68F947 | EB
P8433154196484 | EB433 RF 18 C/I 840 BK9005 DALI RE | 195.5 | 1 | 1 | 8 | NR | 4046075046716 | 94051190 | 6PL00 | Lighting | 6PL | PIL LIGHTING | 6PL59G | WORK & COMM. SPACES | 6PL59G68F | DOWNLIGHT/SPOTLIGHTS | 6PL59G68F947 | EB
P8433164193314 | EB433 RF 18 C/M 830 WH9010 RE | 130.5 | 1 | 1 | 8 | NR | 4052075151954 | 94051190 | 6PL00 | Lighting | 6PL | PIL LIGHTING | 6PL59G | WORK & COMM. SPACES | 6PL59G68F | DOWNLIGHT/SPOTLIGHTS | 6PL59G68F947 | EB
P8433164193384 | EB433 RF 18 C/M 830 BK9005 RE | 130.5 | 1 | 1 | 8 | NR | 4052075169904 | 94051190 | 6PL00 | Lighting | 6PL | PIL LIGHTING | 6PL59G | WORK & COMM. SPACES | 6PL59G68F | DOWNLIGHT/SPOTLIGHTS | 6PL59G68F947 | EB
P8433164193414 | EB433 RF 18 C/M 840 WH9010 RE | 130.5 | 1 | 1 | 8 | NR | 4052075151985 | 94051190 | 6PL00 | Lighting | 6PL | PIL LIGHTING | 6PL59G | WORK & COMM. SPACES | 6PL59G68F | DOWNLIGHT/SPOTLIGHTS | 6PL59G68F947 | EB
P8433164193484 | EB433 RF 18 C/M 840 BK9005 RE | 130.5 | 1 | 1 | 8 | NR | 4052075169911 | 94051190 | 6PL00 | Lighting | 6PL | PIL LIGHTING | 6PL59G | WORK & COMM. SPACES | 6PL59G68F | DOWNLIGHT/SPOTLIGHTS | 6PL59G68F947 | EB
P8433164196314 | EB433 RF 18 C/M 830 WH9010 DALI RE | 195.5 | 1 | 1 | 8 | NR | 4052075165036 | 94051190 | 6PL00 | Lighting | 6PL | PIL LIGHTING | 6PL59G | WORK & COMM. SPACES | 6PL59G68F | DOWNLIGHT/SPOTLIGHTS | 6PL59G68F947 | EB
P8433164196384 | EB433 RF 18 C/M 830 BK9005 DALI RE | 195.5 | 1 | 1 | 8 | NR | 4052075169928 | 94051190 | 6PL00 | Lighting | 6PL | PIL LIGHTING | 6PL59G | WORK & COMM. SPACES | 6PL59G68F | DOWNLIGHT/SPOTLIGHTS | 6PL59G68F947 | EB
P8433164196414 | EB433 RF 18 C/M 840 WH9010 DALI RE | 195.5 | 1 | 1 | 8 | NR | 4052075165067 | 94051190 | 6PL00 | Lighting | 6PL | PIL LIGHTING | 6PL59G | WORK & COMM. SPACES | 6PL59G68F | DOWNLIGHT/SPOTLIGHTS | 6PL59G68F947 | EB
P8433164196484 | EB433 RF 18 C/M 840 BK9005 DALI RE | 195.5 | 1 | 1 | 8 | NR | 4046075046723 | 94051190 | 6PL00 | Lighting | 6PL | PIL LIGHTING | 6PL59G | WORK & COMM. SPACES | 6PL59G68F | DOWNLIGHT/SPOTLIGHTS | 6PL59G68F947 | EB
P8433174193314 | EB433 RF 18 C/IW 830 WH9010 RE | 130.5 | 1 | 1 | 8 | NR | 4046075046730 | 94051190 | 6PL00 | Lighting | 6PL | PIL LIGHTING | 6PL59G | WORK & COMM. SPACES | 6PL59G68F | DOWNLIGHT/SPOTLIGHTS | 6PL59G68F947 | EB
P8433174193384 | EB433 RF 18 C/IW 830 BK9005 RE | 130.5 | 1 | 1 | 8 | NR | 4046075046747 | 94051190 | 6PL00 | Lighting | 6PL | PIL LIGHTING | 6PL59G | WORK & COMM. SPACES | 6PL59G68F | DOWNLIGHT/SPOTLIGHTS | 6PL59G68F947 | EB
P8433174193414 | EB433 RF 18 C/IW 840 WH9010 RE | 130.5 | 1 | 1 | 8 | NR | 4046075046761 | 94051190 | 6PL00 | Lighting | 6PL | PIL LIGHTING | 6PL59G | WORK & COMM. SPACES | 6PL59G68F | DOWNLIGHT/SPOTLIGHTS | 6PL59G68F947 | EB
P8433174193484 | EB433 RF 18 C/IW 840 BK9005 RE | 130.5 | 1 | 1 | 8 | NR | 4046075046778 | 94051190 | 6PL00 | Lighting | 6PL | PIL LIGHTING | 6PL59G | WORK & COMM. SPACES | 6PL59G68F | DOWNLIGHT/SPOTLIGHTS | 6PL59G68F947 | EB
P8433174196314 | EB433 RF 18 C/IW 830 WH9010 DALI RE | 195.5 | 1 | 1 | 8 | NR | 4046075046785 | 94051190 | 6PL00 | Lighting | 6PL | PIL LIGHTING | 6PL59G | WORK & COMM. SPACES | 6PL59G68F | DOWNLIGHT/SPOTLIGHTS | 6PL59G68F947 | EB
P8433174196384 | EB433 RF 18 C/IW 830 BK9005 DALI RE | 195.5 | 1 | 1 | 8 | NR | 4052075169966 | 94051190 | 6PL00 | Lighting | 6PL | PIL LIGHTING | 6PL59G | WORK & COMM. SPACES | 6PL59G68F | DOWNLIGHT/SPOTLIGHTS | 6PL59G68F947 | EB
P8433174196414 | EB433 RF 18 C/IW 840 WH9010 DALI RE | 195.5 | 1 | 1 | 8 | NR | 4046075046792 | 94051190 | 6PL00 | Lighting | 6PL | PIL LIGHTING | 6PL59G | WORK & COMM. SPACES | 6PL59G68F | DOWNLIGHT/SPOTLIGHTS | 6PL59G68F947 | EB
P8433174196484 | EB433 RF 18 C/IW 840 BK9005 DALI RE | 195.5 | 1 | 1 | 8 | NR | 4052075169973 | 94051190 | 6PL00 | Lighting | 6PL | PIL LIGHTING | 6PL59G | WORK & COMM. SPACES | 6PL59G68F | DOWNLIGHT/SPOTLIGHTS | 6PL59G68F947 | EB
P8433184193314 | EB433 RF 18 C/MW 830 WH9010 RE | 130.5 | 1 | 1 | 8 | NR | 4046075046808 | 94051190 | 6PL00 | Lighting | 6PL | PIL LIGHTING | 6PL59G | WORK & COMM. SPACES | 6PL59G68F | DOWNLIGHT/SPOTLIGHTS | 6PL59G68F947 | EB
P8433184193384 | EB433 RF 18 C/MW 830 BK9005 RE | 130.5 | 1 | 1 | 8 | NR | 4046075046815 | 94051190 | 6PL00 | Lighting | 6PL | PIL LIGHTING | 6PL59G | WORK & COMM. SPACES | 6PL59G68F | DOWNLIGHT/SPOTLIGHTS | 6PL59G68F947 | EB
P8433184193414 | EB433 RF 18 C/MW 840 WH9010 RE | 130.5 | 1 | 1 | 8 | NR | 4046075046822 | 94051190 | 6PL00 | Lighting | 6PL | PIL LIGHTING | 6PL59G | WORK & COMM. SPACES | 6PL59G68F | DOWNLIGHT/SPOTLIGHTS | 6PL59G68F947 | EB
P8433184193484 | EB433 RF 18 C/MW 840 BK9005 RE | 130.5 | 1 | 1 | 8 | NR | 4052075169997 | 94051190 | 6PL00 | Lighting | 6PL | PIL LIGHTING | 6PL59G | WORK & COMM. SPACES | 6PL59G68F | DOWNLIGHT/SPOTLIGHTS | 6PL59G68F947 | EB
P8433184196314 | EB433 RF 18 C/MW 830 WH9010 DALI RE | 195.5 | 1 | 1 | 8 | NR | 4046075046839 | 94051190 | 6PL00 | Lighting | 6PL | PIL LIGHTING | 6PL59G | WORK & COMM. SPACES | 6PL59G68F | DOWNLIGHT/SPOTLIGHTS | 6PL59G68F947 | EB
P8433184196384 | EB433 RF 18 C/MW 830 BK9005 DALI RE | 195.5 | 1 | 1 | 8 | NR | 4052075170009 | 94051190 | 6PL00 | Lighting | 6PL | PIL LIGHTING | 6PL59G | WORK & COMM. SPACES | 6PL59G68F | DOWNLIGHT/SPOTLIGHTS | 6PL59G68F947 | EB
P8433184196414 | EB433 RF 18 C/MW 840 WH9010 DALI RE | 195.5 | 1 | 1 | 8 | NR | 4052075165098 | 94051190 | 6PL00 | Lighting | 6PL | PIL LIGHTING | 6PL59G | WORK & COMM. SPACES | 6PL59G68F | DOWNLIGHT/SPOTLIGHTS | 6PL59G68F947 | EB
P8433184196484 | EB433 RF 18 C/MW 840 BK9005 DALI RE | 195.5 | 1 | 1 | 8 | NR | 4052075170016 | 94051190 | 6PL00 | Lighting | 6PL | PIL LIGHTING | 6PL59G | WORK & COMM. SPACES | 6PL59G68F | DOWNLIGHT/SPOTLIGHTS | 6PL59G68F947 | EB
P8433961 | FOOD FILTER GLASS FOR MEAT - 78 | 47.65 | 1 | 1 | 1 | NR | 4046075042671 | 94059110 | 6PL00 | Lighting | 6PL | PIL LIGHTING | 6PL59G | WORK & COMM. SPACES | 6PL59G68F | DOWNLIGHT/SPOTLIGHTS | 6PL59G68F947 | EB
P8433962 | FOOD FILTER GLASS FOR BACKERY - 78 | 47.65 | 1 | 1 | 1 | NR | 4046075042688 | 94059110 | 6PL00 | Lighting | 6PL | PIL LIGHTING | 6PL59G | WORK & COMM. SPACES | 6PL59G68F | DOWNLIGHT/SPOTLIGHTS | 6PL59G68F947 | EB
P8433963 | FOOD FILTER GLASS FOR FRUITS - 78 | 47.65 | 1 | 1 | 1 | NR | 4052075165876 | 94059110 | 6PL00 | Lighting | 6PL | PIL LIGHTING | 6PL59G | WORK & COMM. SPACES | 6PL59G68F | DOWNLIGHT/SPOTLIGHTS | 6PL59G68F947 | EB
P8433964 | FOOD FILTER GLASS FOR VEGETABLES - 78 | 47.65 | 1 | 1 | 1 | NR | 4052075165883 | 94059110 | 6PL00 | Lighting | 6PL | PIL LIGHTING | 6PL59G | WORK & COMM. SPACES | 6PL59G68F | DOWNLIGHT/SPOTLIGHTS | 6PL59G68F947 | EB
P8433965 | FOOD FILTER GLASS FOR FISH - 78 | 47.65 | 1 | 1 | 1 | NR | 4046075042695 | 94059110 | 6PL00 | Lighting | 6PL | PIL LIGHTING | 6PL59G | WORK & COMM. SPACES | 6PL59G68F | DOWNLIGHT/SPOTLIGHTS | 6PL59G68F947 | EB
P8434154253310 | EB434 RF 24 C/I 830 WH9010 RE | 155.5 | 1 | 1 | 15 | NR | 4046075046846 | 94051190 | 6PL00 | Lighting | 6PL | PIL LIGHTING | 6PL59G | WORK & COMM. SPACES | 6PL59G68F | DOWNLIGHT/SPOTLIGHTS | 6PL59G68F947 | EB
P8434154253380 | EB434 RF 24 C/I 830 BK9005 RE | 155.5 | 1 | 1 | 15 | NR | 4052075170023 | 94051190 | 6PL00 | Lighting | 6PL | PIL LIGHTING | 6PL59G | WORK & COMM. SPACES | 6PL59G68F | DOWNLIGHT/SPOTLIGHTS | 6PL59G68F947 | EB
P8434154253410 | EB434 RF 24 C/I 840 WH9010 RE | 155.5 | 1 | 1 | 15 | NR | 4052075138634 | 94051190 | 6PL00 | Lighting | 6PL | PIL LIGHTING | 6PL59G | WORK & COMM. SPACES | 6PL59G68F | DOWNLIGHT/SPOTLIGHTS | 6PL59G68F947 | EB
P8434154253480 | EB434 RF 24 C/I 840 BK9005 RE | 155.5 | 1 | 1 | 15 | NR | 4052075170030 | 94051190 | 6PL00 | Lighting | 6PL | PIL LIGHTING | 6PL59G | WORK & COMM. SPACES | 6PL59G68F | DOWNLIGHT/SPOTLIGHTS | 6PL59G68F947 | EB
P8434154256310 | EB434 RF 24 C/I 830 WH9010 DALI RE | 221.5 | 1 | 1 | 15 | NR | 4052075165104 | 94051190 | 6PL00 | Lighting | 6PL | PIL LIGHTING | 6PL59G | WORK & COMM. SPACES | 6PL59G68F | DOWNLIGHT/SPOTLIGHTS | 6PL59G68F947 | EB
P8434154256380 | EB434 RF 24 C/I 830 BK9005 DALI RE | 221.5 | 1 | 1 | 15 | NR | 4052075170047 | 94051190 | 6PL00 | Lighting | 6PL | PIL LIGHTING | 6PL59G | WORK & COMM. SPACES | 6PL59G68F | DOWNLIGHT/SPOTLIGHTS | 6PL59G68F947 | EB
P8434154256410 | EB434 RF 24 C/I 840 WH9010 DALI RE | 221.5 | 1 | 1 | 15 | NR | 4052075165135 | 94051190 | 6PL00 | Lighting | 6PL | PIL LIGHTING | 6PL59G | WORK & COMM. SPACES | 6PL59G68F | DOWNLIGHT/SPOTLIGHTS | 6PL59G68F947 | EB
P8434154256480 | EB434 RF 24 C/I 840 BK9005 DALI RE | 221.5 | 1 | 1 | 15 | NR | 4052075170054 | 94051190 | 6PL00 | Lighting | 6PL | PIL LIGHTING | 6PL59G | WORK & COMM. SPACES | 6PL59G68F | DOWNLIGHT/SPOTLIGHTS | 6PL59G68F947 | EB
P8434164253310 | EB434 RF 24 C/M 830 WH9010 RE | 155.5 | 1 | 1 | 15 | NR | 4052075138610 | 94051190 | 6PL00 | Lighting | 6PL | PIL LIGHTING | 6PL59G | WORK & COMM. SPACES | 6PL59G68F | DOWNLIGHT/SPOTLIGHTS | 6PL59G68F947 | EB
P8434164253380 | EB434 RF 24 C/M 830 BK9005 RE | 155.5 | 1 | 1 | 15 | NR | 4046075046853 | 94051190 | 6PL00 | Lighting | 6PL | PIL LIGHTING | 6PL59G | WORK & COMM. SPACES | 6PL59G68F | DOWNLIGHT/SPOTLIGHTS | 6PL59G68F947 | EB
P8434164253410 | EB434 RF 24 C/M 840 WH9010 RE | 155.5 | 1 | 1 | 15 | NR | 4046075046860 | 94051190 | 6PL00 | Lighting | 6PL | PIL LIGHTING | 6PL59G | WORK & COMM. SPACES | 6PL59G68F | DOWNLIGHT/SPOTLIGHTS | 6PL59G68F947 | EB
P8434164253480 | EB434 RF 24 C/M 840 BK9005 RE | 155.5 | 1 | 1 | 15 | NR | 4052075170801 | 94051190 | 6PL00 | Lighting | 6PL | PIL LIGHTING | 6PL59G | WORK & COMM. SPACES | 6PL59G68F | DOWNLIGHT/SPOTLIGHTS | 6PL59G68F947 | EB
P8434164256310 | EB434 RF 24 C/M 830 WH9010 DALI RE | 221.5 | 1 | 1 | 15 | NR | 4052075165111 | 94051190 | 6PL00 | Lighting | 6PL | PIL LIGHTING | 6PL59G | WORK & COMM. SPACES | 6PL59G68F | DOWNLIGHT/SPOTLIGHTS | 6PL59G68F947 | EB
P8434164256380 | EB434 RF 24 C/M 830 BK9005 DALI RE | 221.5 | 1 | 1 | 15 | NR | 4052075170078 | 94051190 | 6PL00 | Lighting | 6PL | PIL LIGHTING | 6PL59G | WORK & COMM. SPACES | 6PL59G68F | DOWNLIGHT/SPOTLIGHTS | 6PL59G68F947 | EB
P8434164256410 | EB434 RF 24 C/M 840 WH9010 DALI RE | 221.5 | 1 | 1 | 15 | NR | 4046075046877 | 94051190 | 6PL00 | Lighting | 6PL | PIL LIGHTING | 6PL59G | WORK & COMM. SPACES | 6PL59G68F | DOWNLIGHT/SPOTLIGHTS | 6PL59G68F947 | EB
P8434164256480 | EB434 RF 24 C/M 840 BK9005 DALI RE | 221.5 | 1 | 1 | 15 | NR | 4052075170085 | 94051190 | 6PL00 | Lighting | 6PL | PIL LIGHTING | 6PL59G | WORK & COMM. SPACES | 6PL59G68F | DOWNLIGHT/SPOTLIGHTS | 6PL59G68F947 | EB
P8434174253310 | EB434 RF 24 C/IW 830 WH9010 RE | 155.5 | 1 | 1 | 15 | NR | 4046075046884 | 94051190 | 6PL00 | Lighting | 6PL | PIL LIGHTING | 6PL59G | WORK & COMM. SPACES | 6PL59G68F | DOWNLIGHT/SPOTLIGHTS | 6PL59G68F947 | EB
P8434174253380 | EB434 RF 24 C/IW 830 BK9005 RE | 155.5 | 1 | 1 | 15 | NR | 4046075046891 | 94051190 | 6PL00 | Lighting | 6PL | PIL LIGHTING | 6PL59G | WORK & COMM. SPACES | 6PL59G68F | DOWNLIGHT/SPOTLIGHTS | 6PL59G68F947 | EB
P8434174253410 | EB434 RF 24 C/IW 840 WH9010 RE | 155.5 | 1 | 1 | 15 | NR | 4046075046907 | 94051190 | 6PL00 | Lighting | 6PL | PIL LIGHTING | 6PL59G | WORK & COMM. SPACES | 6PL59G68F | DOWNLIGHT/SPOTLIGHTS | 6PL59G68F947 | EB
P8434174253480 | EB434 RF 24 C/IW 840 BK9005 RE | 155.5 | 1 | 1 | 15 | NR | 4052075170818 | 94051190 | 6PL00 | Lighting | 6PL | PIL LIGHTING | 6PL59G | WORK & COMM. SPACES | 6PL59G68F | DOWNLIGHT/SPOTLIGHTS | 6PL59G68F947 | EB
P8434174256310 | EB434 RF 24 C/IW 830 WH9010 DALI RE | 221.5 | 1 | 1 | 15 | NR | 4052075165128 | 94051190 | 6PL00 | Lighting | 6PL | PIL LIGHTING | 6PL59G | WORK & COMM. SPACES | 6PL59G68F | DOWNLIGHT/SPOTLIGHTS | 6PL59G68F947 | EB
P8434174256380 | EB434 RF 24 C/IW 830 BK9005 DALI RE | 221.5 | 1 | 1 | 15 | NR | 4052075170108 | 94051190 | 6PL00 | Lighting | 6PL | PIL LIGHTING | 6PL59G | WORK & COMM. SPACES | 6PL59G68F | DOWNLIGHT/SPOTLIGHTS | 6PL59G68F947 | EB
P8434174256410 | EB434 RF 24 C/IW 840 WH9010 DALI RE | 221.5 | 1 | 1 | 15 | NR | 4046075046914 | 94051190 | 6PL00 | Lighting | 6PL | PIL LIGHTING | 6PL59G | WORK & COMM. SPACES | 6PL59G68F | DOWNLIGHT/SPOTLIGHTS | 6PL59G68F947 | EB
P8434174256480 | EB434 RF 24 C/IW 840 BK9005 DALI RE | 221.5 | 1 | 1 | 15 | NR | 4052075170115 | 94051190 | 6PL00 | Lighting | 6PL | PIL LIGHTING | 6PL59G | WORK & COMM. SPACES | 6PL59G68F | DOWNLIGHT/SPOTLIGHTS | 6PL59G68F947 | EB
P8434184253310 | EB434 RF 24 C/MW 830 WH9010 RE | 155.5 | 1 | 1 | 15 | NR | 4052075147728 | 94051190 | 6PL00 | Lighting | 6PL | PIL LIGHTING | 6PL59G | WORK & COMM. SPACES | 6PL59G68F | DOWNLIGHT/SPOTLIGHTS | 6PL59G68F947 | EB
P8434184253380 | EB434 RF 24 C/MW 830 BK9005 RE | 155.5 | 1 | 1 | 15 | NR | 4052075170122 | 94051190 | 6PL00 | Lighting | 6PL | PIL LIGHTING | 6PL59G | WORK & COMM. SPACES | 6PL59G68F | DOWNLIGHT/SPOTLIGHTS | 6PL59G68F947 | EB
P8434184253410 | EB434 RF 24 C/MW 840 WH9010 RE | 155.5 | 1 | 1 | 15 | NR | 4052075147735 | 94051190 | 6PL00 | Lighting | 6PL | PIL LIGHTING | 6PL59G | WORK & COMM. SPACES | 6PL59G68F | DOWNLIGHT/SPOTLIGHTS | 6PL59G68F947 | EB
P8434184253480 | EB434 RF 24 C/MW 840 BK9005 RE | 155.5 | 1 | 1 | 15 | NR | 4046075046921 | 94051190 | 6PL00 | Lighting | 6PL | PIL LIGHTING | 6PL59G | WORK & COMM. SPACES | 6PL59G68F | DOWNLIGHT/SPOTLIGHTS | 6PL59G68F947 | EB
P8434184256310 | EB434 RF 24 C/MW 830 WH9010 DALI RE | 221.5 | 1 | 1 | 15 | NR | 4052075165166 | 94051190 | 6PL00 | Lighting | 6PL | PIL LIGHTING | 6PL59G | WORK & COMM. SPACES | 6PL59G68F | DOWNLIGHT/SPOTLIGHTS | 6PL59G68F947 | EB
P8434184256380 | EB434 RF 24 C/MW 830 BK9005 DALI RE | 221.5 | 1 | 1 | 15 | NR | 4052075170146 | 94051190 | 6PL00 | Lighting | 6PL | PIL LIGHTING | 6PL59G | WORK & COMM. SPACES | 6PL59G68F | DOWNLIGHT/SPOTLIGHTS | 6PL59G68F947 | EB
P8434184256410 | EB434 RF 24 C/MW 840 WH9010 DALI RE | 221.5 | 1 | 1 | 15 | NR | 4046075046938 | 94051190 | 6PL00 | Lighting | 6PL | PIL LIGHTING | 6PL59G | WORK & COMM. SPACES | 6PL59G68F | DOWNLIGHT/SPOTLIGHTS | 6PL59G68F947 | EB
P8434184256480 | EB434 RF 24 C/MW 840 BK9005 DALI RE | 221.5 | 1 | 1 | 15 | NR | 4052075170153 | 94051190 | 6PL00 | Lighting | 6PL | PIL LIGHTING | 6PL59G | WORK & COMM. SPACES | 6PL59G68F | DOWNLIGHT/SPOTLIGHTS | 6PL59G68F947 | EB
P8435154323310 | EB435 RF 32 C/I 830 WH9010 RE | 195.5 | 1 | 1 | 6 | NR | 4052075138672 | 94051190 | 6PL00 | Lighting | 6PL | PIL LIGHTING | 6PL59G | WORK & COMM. SPACES | 6PL59G68F | DOWNLIGHT/SPOTLIGHTS | 6PL59G68F947 | EB
P8435154323380 | EB435 RF 32 C/I 830 BK9005 RE | 195.5 | 1 | 1 | 6 | NR | 4052075170160 | 94051190 | 6PL00 | Lighting | 6PL | PIL LIGHTING | 6PL59G | WORK & COMM. SPACES | 6PL59G68F | DOWNLIGHT/SPOTLIGHTS | 6PL59G68F947 | EB
P8435154323410 | EB435 RF 32 C/I 840 WH9010 RE | 195.5 | 1 | 1 | 6 | NR | 4052075138702 | 94051190 | 6PL00 | Lighting | 6PL | PIL LIGHTING | 6PL59G | WORK & COMM. SPACES | 6PL59G68F | DOWNLIGHT/SPOTLIGHTS | 6PL59G68F947 | EB
P8435154323480 | EB435 RF 32 C/I 840 BK9005 RE | 195.5 | 1 | 1 | 6 | NR | 4052075170177 | 94051190 | 6PL00 | Lighting | 6PL | PIL LIGHTING | 6PL59G | WORK & COMM. SPACES | 6PL59G68F | DOWNLIGHT/SPOTLIGHTS | 6PL59G68F947 | EB
P8435154326310 | EB435 RF 32 C/I 830 WH9010 DALI RE | 245.5 | 1 | 1 | 6 | NR | 4052075165180 | 94051190 | 6PL00 | Lighting | 6PL | PIL LIGHTING | 6PL59G | WORK & COMM. SPACES | 6PL59G68F | DOWNLIGHT/SPOTLIGHTS | 6PL59G68F947 | EB
P8435154326380 | EB435 RF 32 C/I 830 BK9005 DALI RE | 245.5 | 1 | 1 | 6 | NR | 4052075170184 | 94051190 | 6PL00 | Lighting | 6PL | PIL LIGHTING | 6PL59G | WORK & COMM. SPACES | 6PL59G68F | DOWNLIGHT/SPOTLIGHTS | 6PL59G68F947 | EB
P8435154326410 | EB435 RF 32 C/I 840 WH9010 DALI RE | 245.5 | 1 | 1 | 6 | NR | 4052075165210 | 94051190 | 6PL00 | Lighting | 6PL | PIL LIGHTING | 6PL59G | WORK & COMM. SPACES | 6PL59G68F | DOWNLIGHT/SPOTLIGHTS | 6PL59G68F947 | EB
P8435154326480 | EB435 RF 32 C/I 840 BK9005 DALI RE | 245.5 | 1 | 1 | 6 | NR | 4052075170191 | 94051190 | 6PL00 | Lighting | 6PL | PIL LIGHTING | 6PL59G | WORK & COMM. SPACES | 6PL59G68F | DOWNLIGHT/SPOTLIGHTS | 6PL59G68F947 | EB
P8435154453310 | EB435 RF 36 C/I 830 WH9010 RE | 221.5 | 1 | 1 | 6 | NR | 4052075138740 | 94051190 | 6PL00 | Lighting | 6PL | PIL LIGHTING | 6PL59G | WORK & COMM. SPACES | 6PL59G68F | DOWNLIGHT/SPOTLIGHTS | 6PL59G68F947 | EB
P8435154453380 | EB435 RF 36 C/I 830 BK9005 RE | 221.5 | 1 | 1 | 6 | NR | 4052075170207 | 94051190 | 6PL00 | Lighting | 6PL | PIL LIGHTING | 6PL59G | WORK & COMM. SPACES | 6PL59G68F | DOWNLIGHT/SPOTLIGHTS | 6PL59G68F947 | EB
P8435154453410 | EB435 RF 36 C/I 840 WH9010 RE | 221.5 | 1 | 1 | 6 | NR | 4052075138764 | 94051190 | 6PL00 | Lighting | 6PL | PIL LIGHTING | 6PL59G | WORK & COMM. SPACES | 6PL59G68F | DOWNLIGHT/SPOTLIGHTS | 6PL59G68F947 | EB
P8435154453480 | EB435 RF 36 C/I 840 BK9005 RE | 221.5 | 1 | 1 | 6 | NR | 4052075170214 | 94051190 | 6PL00 | Lighting | 6PL | PIL LIGHTING | 6PL59G | WORK & COMM. SPACES | 6PL59G68F | DOWNLIGHT/SPOTLIGHTS | 6PL59G68F947 | EB
P8435154456310 | EB435 RF 36 C/I 830 WH9010 DALI RE | 284.5 | 1 | 1 | 6 | NR | 4052075165241 | 94051190 | 6PL00 | Lighting | 6PL | PIL LIGHTING | 6PL59G | WORK & COMM. SPACES | 6PL59G68F | DOWNLIGHT/SPOTLIGHTS | 6PL59G68F947 | EB
P8435154456380 | EB435 RF 36 C/I 830 BK9005 DALI RE | 284.5 | 1 | 1 | 6 | NR | 4052075170221 | 94051190 | 6PL00 | Lighting | 6PL | PIL LIGHTING | 6PL59G | WORK & COMM. SPACES | 6PL59G68F | DOWNLIGHT/SPOTLIGHTS | 6PL59G68F947 | EB
P8435154456410 | EB435 RF 36 C/I 840 WH9010 DALI RE | 284.5 | 1 | 1 | 6 | NR | 4052075165272 | 94051190 | 6PL00 | Lighting | 6PL | PIL LIGHTING | 6PL59G | WORK & COMM. SPACES | 6PL59G68F | DOWNLIGHT/SPOTLIGHTS | 6PL59G68F947 | EB
P8435154456480 | EB435 RF 36 C/I 840 BK9005 DALI RE | 284.5 | 1 | 1 | 6 | NR | 4052075170238 | 94051190 | 6PL00 | Lighting | 6PL | PIL LIGHTING | 6PL59G | WORK & COMM. SPACES | 6PL59G68F | DOWNLIGHT/SPOTLIGHTS | 6PL59G68F947 | EB
P8435164323310 | EB435 RF 32 C/M 830 WH9010 RE | 195.5 | 1 | 1 | 6 | NR | 4052075138689 | 94051190 | 6PL00 | Lighting | 6PL | PIL LIGHTING | 6PL59G | WORK & COMM. SPACES | 6PL59G68F | DOWNLIGHT/SPOTLIGHTS | 6PL59G68F947 | EB
P8435164323380 | EB435 RF 32 C/M 830 BK9005 RE | 195.5 | 1 | 1 | 6 | NR | 4052075170245 | 94051190 | 6PL00 | Lighting | 6PL | PIL LIGHTING | 6PL59G | WORK & COMM. SPACES | 6PL59G68F | DOWNLIGHT/SPOTLIGHTS | 6PL59G68F947 | EB
P8435164323410 | EB435 RF 32 C/M 840 WH9010 RE | 195.5 | 1 | 1 | 6 | NR | 4052075138719 | 94051190 | 6PL00 | Lighting | 6PL | PIL LIGHTING | 6PL59G | WORK & COMM. SPACES | 6PL59G68F | DOWNLIGHT/SPOTLIGHTS | 6PL59G68F947 | EB
P8435164323480 | EB435 RF 32 C/M 840 BK9005 RE | 195.5 | 1 | 1 | 6 | NR | 4052075170252 | 94051190 | 6PL00 | Lighting | 6PL | PIL LIGHTING | 6PL59G | WORK & COMM. SPACES | 6PL59G68F | DOWNLIGHT/SPOTLIGHTS | 6PL59G68F947 | EB
P8435164326310 | EB435 RF 32 C/M 830 WH9010 DALI RE | 245.5 | 1 | 1 | 6 | NR | 4052075165197 | 94051190 | 6PL00 | Lighting | 6PL | PIL LIGHTING | 6PL59G | WORK & COMM. SPACES | 6PL59G68F | DOWNLIGHT/SPOTLIGHTS | 6PL59G68F947 | EB
P8435164326380 | EB435 RF 32 C/M 830 BK9005 DALI RE | 245.5 | 1 | 1 | 6 | NR | 4052075170269 | 94051190 | 6PL00 | Lighting | 6PL | PIL LIGHTING | 6PL59G | WORK & COMM. SPACES | 6PL59G68F | DOWNLIGHT/SPOTLIGHTS | 6PL59G68F947 | EB
P8435164326410 | EB435 RF 32 C/M 840 WH9010 DALI RE | 245.5 | 1 | 1 | 6 | NR | 4052075165227 | 94051190 | 6PL00 | Lighting | 6PL | PIL LIGHTING | 6PL59G | WORK & COMM. SPACES | 6PL59G68F | DOWNLIGHT/SPOTLIGHTS | 6PL59G68F947 | EB
P8435164326480 | EB435 RF 32 C/M 840 BK9005 DALI RE | 245.5 | 1 | 1 | 6 | NR | 4052075170276 | 94051190 | 6PL00 | Lighting | 6PL | PIL LIGHTING | 6PL59G | WORK & COMM. SPACES | 6PL59G68F | DOWNLIGHT/SPOTLIGHTS | 6PL59G68F947 | EB
P8435164453310 | EB435 RF 36 C/M 830 WH9010 RE | 221.5 | 1 | 1 | 6 | NR | 4052075138733 | 94051190 | 6PL00 | Lighting | 6PL | PIL LIGHTING | 6PL59G | WORK & COMM. SPACES | 6PL59G68F | DOWNLIGHT/SPOTLIGHTS | 6PL59G68F947 | EB
P8435164453380 | EB435 RF 36 C/M 830 BK9005 RE | 221.5 | 1 | 1 | 6 | NR | 4052075170283 | 94051190 | 6PL00 | Lighting | 6PL | PIL LIGHTING | 6PL59G | WORK & COMM. SPACES | 6PL59G68F | DOWNLIGHT/SPOTLIGHTS | 6PL59G68F947 | EB
P8435164453410 | EB435 RF 36 C/M 840 WH9010 RE | 221.5 | 1 | 1 | 6 | NR | 4046075046945 | 94051190 | 6PL00 | Lighting | 6PL | PIL LIGHTING | 6PL59G | WORK & COMM. SPACES | 6PL59G68F | DOWNLIGHT/SPOTLIGHTS | 6PL59G68F947 | EB
P8435164453480 | EB435 RF 36 C/M 840 BK9005 RE | 221.5 | 1 | 1 | 6 | NR | 4052075170290 | 94051190 | 6PL00 | Lighting | 6PL | PIL LIGHTING | 6PL59G | WORK & COMM. SPACES | 6PL59G68F | DOWNLIGHT/SPOTLIGHTS | 6PL59G68F947 | EB
P8435164456310 | EB435 RF 36 C/M 830 WH9010 DALI RE | 284.5 | 1 | 1 | 6 | NR | 4052075165258 | 94051190 | 6PL00 | Lighting | 6PL | PIL LIGHTING | 6PL59G | WORK & COMM. SPACES | 6PL59G68F | DOWNLIGHT/SPOTLIGHTS | 6PL59G68F947 | EB
P8435164456380 | EB435 RF 36 C/M 830 BK9005 DALI RE | 284.5 | 1 | 1 | 6 | NR | 4052075170306 | 94051190 | 6PL00 | Lighting | 6PL | PIL LIGHTING | 6PL59G | WORK & COMM. SPACES | 6PL59G68F | DOWNLIGHT/SPOTLIGHTS | 6PL59G68F947 | EB
P8435164456410 | EB435 RF 36 C/M 840 WH9010 DALI RE | 284.5 | 1 | 1 | 6 | NR | 4046075046952 | 94051190 | 6PL00 | Lighting | 6PL | PIL LIGHTING | 6PL59G | WORK & COMM. SPACES | 6PL59G68F | DOWNLIGHT/SPOTLIGHTS | 6PL59G68F947 | EB
P8435164456480 | EB435 RF 36 C/M 840 BK9005 DALI RE | 284.5 | 1 | 1 | 6 | NR | 4052075170313 | 94051190 | 6PL00 | Lighting | 6PL | PIL LIGHTING | 6PL59G | WORK & COMM. SPACES | 6PL59G68F | DOWNLIGHT/SPOTLIGHTS | 6PL59G68F947 | EB
P8435174323310 | EB435 RF 32 C/IW 830 WH9010 RE | 195.5 | 1 | 1 | 6 | NR | 4046075046969 | 94051190 | 6PL00 | Lighting | 6PL | PIL LIGHTING | 6PL59G | WORK & COMM. SPACES | 6PL59G68F | DOWNLIGHT/SPOTLIGHTS | 6PL59G68F947 | EB
P8435174323380 | EB435 RF 32 C/IW 830 BK9005 RE | 195.5 | 1 | 1 | 6 | NR | 4052075170320 | 94051190 | 6PL00 | Lighting | 6PL | PIL LIGHTING | 6PL59G | WORK & COMM. SPACES | 6PL59G68F | DOWNLIGHT/SPOTLIGHTS | 6PL59G68F947 | EB
P8435174323410 | EB435 RF 32 C/IW 840 WH9010 RE | 195.5 | 1 | 1 | 6 | NR | 8018367670837 | 94051190 | 6PL00 | Lighting | 6PL | PIL LIGHTING | 6PL59G | WORK & COMM. SPACES | 6PL59G68F | DOWNLIGHT/SPOTLIGHTS | 6PL59G68F947 | EB
P8435174323480 | EB435 RF 32 C/IW 840 BK9005 RE | 195.5 | 1 | 1 | 6 | NR | 4052075170795 | 94051190 | 6PL00 | Lighting | 6PL | PIL LIGHTING | 6PL59G | WORK & COMM. SPACES | 6PL59G68F | DOWNLIGHT/SPOTLIGHTS | 6PL59G68F947 | EB
P8435174326310 | EB435 RF 32 C/IW 830 WH9010 DALI RE | 245.5 | 1 | 1 | 6 | NR | 4046075046976 | 94051190 | 6PL00 | Lighting | 6PL | PIL LIGHTING | 6PL59G | WORK & COMM. SPACES | 6PL59G68F | DOWNLIGHT/SPOTLIGHTS | 6PL59G68F947 | EB
P8435174326380 | EB435 RF 32 C/IW 830 BK9005 DALI RE | 245.5 | 1 | 1 | 6 | NR | 4052075170337 | 94051190 | 6PL00 | Lighting | 6PL | PIL LIGHTING | 6PL59G | WORK & COMM. SPACES | 6PL59G68F | DOWNLIGHT/SPOTLIGHTS | 6PL59G68F947 | EB
P8435174326410 | EB435 RF 32 C/IW 840 WH9010 DALI RE | 245.5 | 1 | 1 | 6 | NR | 4052075165234 | 94051190 | 6PL00 | Lighting | 6PL | PIL LIGHTING | 6PL59G | WORK & COMM. SPACES | 6PL59G68F | DOWNLIGHT/SPOTLIGHTS | 6PL59G68F947 | EB
P8435174326480 | EB435 RF 32 C/IW 840 BK9005 DALI RE | 245.5 | 1 | 1 | 6 | NR | 4052075170344 | 94051190 | 6PL00 | Lighting | 6PL | PIL LIGHTING | 6PL59G | WORK & COMM. SPACES | 6PL59G68F | DOWNLIGHT/SPOTLIGHTS | 6PL59G68F947 | EB
P8435174453310 | EB435 RF 36 C/IW 830 WH9010 RE | 221.5 | 1 | 1 | 6 | NR | 4052075138757 | 94051190 | 6PL00 | Lighting | 6PL | PIL LIGHTING | 6PL59G | WORK & COMM. SPACES | 6PL59G68F | DOWNLIGHT/SPOTLIGHTS | 6PL59G68F947 | EB
P8435174453380 | EB435 RF 36 C/IW 830 BK9005 RE | 221.5 | 1 | 1 | 6 | NR | 4052075170351 | 94051190 | 6PL00 | Lighting | 6PL | PIL LIGHTING | 6PL59G | WORK & COMM. SPACES | 6PL59G68F | DOWNLIGHT/SPOTLIGHTS | 6PL59G68F947 | EB
P8435174453410 | EB435 RF 36 C/IW 840 WH9010 RE | 221.5 | 1 | 1 | 6 | NR | 4052075138788 | 94051190 | 6PL00 | Lighting | 6PL | PIL LIGHTING | 6PL59G | WORK & COMM. SPACES | 6PL59G68F | DOWNLIGHT/SPOTLIGHTS | 6PL59G68F947 | EB
P8435174453480 | EB435 RF 36 C/IW 840 BK9005 RE | 221.5 | 1 | 1 | 6 | NR | 4052075170368 | 94051190 | 6PL00 | Lighting | 6PL | PIL LIGHTING | 6PL59G | WORK & COMM. SPACES | 6PL59G68F | DOWNLIGHT/SPOTLIGHTS | 6PL59G68F947 | EB
P8435174456310 | EB435 RF 36 C/IW 830 WH9010 DALI RE | 284.5 | 1 | 1 | 6 | NR | 4052075165265 | 94051190 | 6PL00 | Lighting | 6PL | PIL LIGHTING | 6PL59G | WORK & COMM. SPACES | 6PL59G68F | DOWNLIGHT/SPOTLIGHTS | 6PL59G68F947 | EB
P8435174456380 | EB435 RF 36 C/IW 830 BK9005 DALI RE | 284.5 | 1 | 1 | 6 | NR | 4052075170375 | 94051190 | 6PL00 | Lighting | 6PL | PIL LIGHTING | 6PL59G | WORK & COMM. SPACES | 6PL59G68F | DOWNLIGHT/SPOTLIGHTS | 6PL59G68F947 | EB
P8435174456410 | EB435 RF 36 C/IW 840 WH9010 DALI RE | 284.5 | 1 | 1 | 6 | NR | 4046075046983 | 94051190 | 6PL00 | Lighting | 6PL | PIL LIGHTING | 6PL59G | WORK & COMM. SPACES | 6PL59G68F | DOWNLIGHT/SPOTLIGHTS | 6PL59G68F947 | EB
P8435174456480 | EB435 RF 36 C/IW 840 BK9005 DALI RE | 284.5 | 1 | 1 | 6 | NR | 4052075170382 | 94051190 | 6PL00 | Lighting | 6PL | PIL LIGHTING | 6PL59G | WORK & COMM. SPACES | 6PL59G68F | DOWNLIGHT/SPOTLIGHTS | 6PL59G68F947 | EB
P8435184323310 | EB435 RF 32 C/MW 830 WH9010 RE | 195.5 | 1 | 1 | 6 | NR | 4046075046990 | 94051190 | 6PL00 | Lighting | 6PL | PIL LIGHTING | 6PL59G | WORK & COMM. SPACES | 6PL59G68F | DOWNLIGHT/SPOTLIGHTS | 6PL59G68F947 | EB
P8435184323380 | EB435 RF 32 C/MW 830 BK9005 RE | 195.5 | 1 | 1 | 6 | NR | 4052075170399 | 94051190 | 6PL00 | Lighting | 6PL | PIL LIGHTING | 6PL59G | WORK & COMM. SPACES | 6PL59G68F | DOWNLIGHT/SPOTLIGHTS | 6PL59G68F947 | EB
P8435184323410 | EB435 RF 32 C/MW 840 WH9010 RE | 195.5 | 1 | 1 | 6 | NR | 4052075147759 | 94051190 | 6PL00 | Lighting | 6PL | PIL LIGHTING | 6PL59G | WORK & COMM. SPACES | 6PL59G68F | DOWNLIGHT/SPOTLIGHTS | 6PL59G68F947 | EB
P8435184323480 | EB435 RF 32 C/MW 840 BK9005 RE | 195.5 | 1 | 1 | 6 | NR | 4052075170405 | 94051190 | 6PL00 | Lighting | 6PL | PIL LIGHTING | 6PL59G | WORK & COMM. SPACES | 6PL59G68F | DOWNLIGHT/SPOTLIGHTS | 6PL59G68F947 | EB
P8435184326310 | EB435 RF 32 C/MW 830 WH9010 DALI RE | 245.5 | 1 | 1 | 6 | NR | 4052075165302 | 94051190 | 6PL00 | Lighting | 6PL | PIL LIGHTING | 6PL59G | WORK & COMM. SPACES | 6PL59G68F | DOWNLIGHT/SPOTLIGHTS | 6PL59G68F947 | EB
P8435184326380 | EB435 RF 32 C/MW 830 BK9005 DALI RE | 245.5 | 1 | 1 | 6 | NR | 4052075170412 | 94051190 | 6PL00 | Lighting | 6PL | PIL LIGHTING | 6PL59G | WORK & COMM. SPACES | 6PL59G68F | DOWNLIGHT/SPOTLIGHTS | 6PL59G68F947 | EB
P8435184326410 | EB435 RF 32 C/MW 840 WH9010 DALI RE | 245.5 | 1 | 1 | 6 | NR | 4052075165319 | 94051190 | 6PL00 | Lighting | 6PL | PIL LIGHTING | 6PL59G | WORK & COMM. SPACES | 6PL59G68F | DOWNLIGHT/SPOTLIGHTS | 6PL59G68F947 | EB
P8435184326480 | EB435 RF 32 C/MW 840 BK9005 DALI RE | 245.5 | 1 | 1 | 6 | NR | 4052075170429 | 94051190 | 6PL00 | Lighting | 6PL | PIL LIGHTING | 6PL59G | WORK & COMM. SPACES | 6PL59G68F | DOWNLIGHT/SPOTLIGHTS | 6PL59G68F947 | EB
P8435184453310 | EB435 RF 36 C/MW 830 WH9010 RE | 221.5 | 1 | 1 | 6 | NR | 4046075047003 | 94051190 | 6PL00 | Lighting | 6PL | PIL LIGHTING | 6PL59G | WORK & COMM. SPACES | 6PL59G68F | DOWNLIGHT/SPOTLIGHTS | 6PL59G68F947 | EB
P8435184453380 | EB435 RF 36 C/MW 830 BK9005 RE | 221.5 | 1 | 1 | 6 | NR | 4052075170436 | 94051190 | 6PL00 | Lighting | 6PL | PIL LIGHTING | 6PL59G | WORK & COMM. SPACES | 6PL59G68F | DOWNLIGHT/SPOTLIGHTS | 6PL59G68F947 | EB
P8435184453410 | EB435 RF 36 C/MW 840 WH9010 RE | 221.5 | 1 | 1 | 6 | NR | 4046075047010 | 94051190 | 6PL00 | Lighting | 6PL | PIL LIGHTING | 6PL59G | WORK & COMM. SPACES | 6PL59G68F | DOWNLIGHT/SPOTLIGHTS | 6PL59G68F947 | EB
P8435184453480 | EB435 RF 36 C/MW 840 BK9005 RE | 221.5 | 1 | 1 | 6 | NR | 4052075170443 | 94051190 | 6PL00 | Lighting | 6PL | PIL LIGHTING | 6PL59G | WORK & COMM. SPACES | 6PL59G68F | DOWNLIGHT/SPOTLIGHTS | 6PL59G68F947 | EB
P8435184456310 | EB435 RF 36 C/MW 830 WH9010 DALI RE | 284.5 | 1 | 1 | 6 | NR | 4052075165326 | 94051190 | 6PL00 | Lighting | 6PL | PIL LIGHTING | 6PL59G | WORK & COMM. SPACES | 6PL59G68F | DOWNLIGHT/SPOTLIGHTS | 6PL59G68F947 | EB
P8435184456380 | EB435 RF 36 C/MW 830 BK9005 DALI RE | 284.5 | 1 | 1 | 6 | NR | 4052075170450 | 94051190 | 6PL00 | Lighting | 6PL | PIL LIGHTING | 6PL59G | WORK & COMM. SPACES | 6PL59G68F | DOWNLIGHT/SPOTLIGHTS | 6PL59G68F947 | EB
P8435184456410 | EB435 RF 36 C/MW 840 WH9010 DALI RE | 284.5 | 1 | 1 | 6 | NR | 4052075165333 | 94051190 | 6PL00 | Lighting | 6PL | PIL LIGHTING | 6PL59G | WORK & COMM. SPACES | 6PL59G68F | DOWNLIGHT/SPOTLIGHTS | 6PL59G68F947 | EB
P8435184456480 | EB435 RF 36 C/MW 840 BK9005 DALI RE | 284.5 | 1 | 1 | 6 | NR | 4052075170467 | 94051190 | 6PL00 | Lighting | 6PL | PIL LIGHTING | 6PL59G | WORK & COMM. SPACES | 6PL59G68F | DOWNLIGHT/SPOTLIGHTS | 6PL59G68F947 | EB
P8435961 | FOOD FILTER GLASS FOR MEAT 108,5 | 72.5 | 1 | 1 | 1 | NR | 4052075165951 | 94059110 | 6PL00 | Lighting | 6PL | PIL LIGHTING | 6PL59G | WORK & COMM. SPACES | 6PL59G68F | DOWNLIGHT/SPOTLIGHTS | 6PL59G68F947 | EB
P8435962 | FOOD FILTER GLASS FOR BACKERY - 108,5 | 72.5 | 1 | 1 | 1 | NR | 4052075165968 | 94059110 | 6PL00 | Lighting | 6PL | PIL LIGHTING | 6PL59G | WORK & COMM. SPACES | 6PL59G68F | DOWNLIGHT/SPOTLIGHTS | 6PL59G68F947 | EB
P8435963 | FOOD FILTER GLASS FOR FRUITS - 108,5 | 72.5 | 1 | 1 | 1 | NR | 4052075165975 | 94059110 | 6PL00 | Lighting | 6PL | PIL LIGHTING | 6PL59G | WORK & COMM. SPACES | 6PL59G68F | DOWNLIGHT/SPOTLIGHTS | 6PL59G68F947 | EB
P8435964 | FOOD FILTER GLASS FOR VEGETABLES - 108,5 | 72.5 | 1 | 1 | 1 | NR | 4052075165982 | 94059110 | 6PL00 | Lighting | 6PL | PIL LIGHTING | 6PL59G | WORK & COMM. SPACES | 6PL59G68F | DOWNLIGHT/SPOTLIGHTS | 6PL59G68F947 | EB
P8435965 | FOOD FILTER GLASS FOR FISH - 108,5 | 72.5 | 1 | 1 | 1 | NR | 4052075165999 | 94059110 | 6PL00 | Lighting | 6PL | PIL LIGHTING | 6PL59G | WORK & COMM. SPACES | 6PL59G68F | DOWNLIGHT/SPOTLIGHTS | 6PL59G68F947 | EB
P8629261283310 | SL629LED PL M 23 S/A 830 WH9016 MP | 365.5 | 1 | 1 | 1 | NR | 4052075184495 | 94051190 | 6PL00 | Lighting | 6PL | PIL LIGHTING | 6PL59G | WORK & COMM. SPACES | 6PL59G05F | SUSPENDED | 6PL59G05F960 | SL629/630 PL
P8629261283318 | SL629LED CP M 23 S/A 830 WH9016 MP | 349 | 1 | 1 | 1 | NR | 4046075042800 | 94051190 | 6PL00 | Lighting | 6PL | PIL LIGHTING | 6PL59G | WORK & COMM. SPACES | 6PL59G05F | SUSPENDED | 6PL59G05F960 | SL629/630 PL
P8629261283330 | SL629LED PL M 23 S/A 830 GR9006 MP | 365.5 | 1 | 1 | 1 | NR | 4052075184501 | 94051190 | 6PL00 | Lighting | 6PL | PIL LIGHTING | 6PL59G | WORK & COMM. SPACES | 6PL59G05F | SUSPENDED | 6PL59G05F960 | SL629/630 PL
P8629261283338 | SL629LED CP M 23 S/A 830 GR9006 MP | 349 | 1 | 1 | 1 | NR | 4046075042817 | 94051190 | 6PL00 | Lighting | 6PL | PIL LIGHTING | 6PL59G | WORK & COMM. SPACES | 6PL59G05F | SUSPENDED | 6PL59G05F960 | SL629/630 PL
P8629261283410 | SL629LED PL M 23 S/A 840 WH9016 MP | 365.5 | 1 | 1 | 1 | NR | 4052075184556 | 94051190 | 6PL00 | Lighting | 6PL | PIL LIGHTING | 6PL59G | WORK & COMM. SPACES | 6PL59G05F | SUSPENDED | 6PL59G05F960 | SL629/630 PL
P8629261283418 | SL629LED CP M 23 S/A 840 WH9016 MP | 349 | 1 | 1 | 1 | NR | 4046075042824 | 94051190 | 6PL00 | Lighting | 6PL | PIL LIGHTING | 6PL59G | WORK & COMM. SPACES | 6PL59G05F | SUSPENDED | 6PL59G05F960 | SL629/630 PL
P8629261283430 | SL629LED PL M 23 S/A 840 GR9006 MP | 365.5 | 1 | 1 | 1 | NR | 4052075184563 | 94051190 | 6PL00 | Lighting | 6PL | PIL LIGHTING | 6PL59G | WORK & COMM. SPACES | 6PL59G05F | SUSPENDED | 6PL59G05F960 | SL629/630 PL
P8629261283438 | SL629LED CP M 23 S/A 840 GR9006 MP | 349 | 1 | 1 | 1 | NR | 4046075042831 | 94051190 | 6PL00 | Lighting | 6PL | PIL LIGHTING | 6PL59G | WORK & COMM. SPACES | 6PL59G05F | SUSPENDED | 6PL59G05F960 | SL629/630 PL
P8629261286310 | SL629LED PL M 23 S/A 830 WH9016 DALI MP | 422.5 | 1 | 1 | 1 | NR | 4052075184518 | 94051190 | 6PL00 | Lighting | 6PL | PIL LIGHTING | 6PL59G | WORK & COMM. SPACES | 6PL59G05F | SUSPENDED | 6PL59G05F960 | SL629/630 PL
P8629261286318 | SL629LED CP M 23 S/A 830 WH9016 DALI MP | 410 | 1 | 1 | 1 | NR | 4046075042848 | 94051190 | 6PL00 | Lighting | 6PL | PIL LIGHTING | 6PL59G | WORK & COMM. SPACES | 6PL59G05F | SUSPENDED | 6PL59G05F960 | SL629/630 PL
P8629261286330 | SL629LED PL M 23 S/A 830 GR9006 DALI MP | 422.5 | 1 | 1 | 1 | NR | 4052075184525 | 94051190 | 6PL00 | Lighting | 6PL | PIL LIGHTING | 6PL59G | WORK & COMM. SPACES | 6PL59G05F | SUSPENDED | 6PL59G05F960 | SL629/630 PL
P8629261286338 | SL629LED CP M 23 S/A 830 GR9006 DALI MP | 410 | 1 | 1 | 1 | NR | 4046075042855 | 94051190 | 6PL00 | Lighting | 6PL | PIL LIGHTING | 6PL59G | WORK & COMM. SPACES | 6PL59G05F | SUSPENDED | 6PL59G05F960 | SL629/630 PL
P8629261286410 | SL629LED PL M 23 S/A 840 WH9016 DALI MP | 422.5 | 1 | 1 | 1 | NR | 4052075184570 | 94051190 | 6PL00 | Lighting | 6PL | PIL LIGHTING | 6PL59G | WORK & COMM. SPACES | 6PL59G05F | SUSPENDED | 6PL59G05F960 | SL629/630 PL
P8629261286418 | SL629LED CP M 23 S/A 840 WH9016 DALI MP | 410 | 1 | 1 | 1 | NR | 4046075042862 | 94051190 | 6PL00 | Lighting | 6PL | PIL LIGHTING | 6PL59G | WORK & COMM. SPACES | 6PL59G05F | SUSPENDED | 6PL59G05F960 | SL629/630 PL
P8629261286430 | SL629LED PL M 23 S/A 840 GR9006 DALI MP | 422.5 | 1 | 1 | 1 | NR | 4052075184587 | 94051190 | 6PL00 | Lighting | 6PL | PIL LIGHTING | 6PL59G | WORK & COMM. SPACES | 6PL59G05F | SUSPENDED | 6PL59G05F960 | SL629/630 PL
P8629261286438 | SL629LED CP M 23 S/A 840 GR9006 DALI MP | 410 | 1 | 1 | 1 | NR | 4046075042879 | 94051190 | 6PL00 | Lighting | 6PL | PIL LIGHTING | 6PL59G | WORK & COMM. SPACES | 6PL59G05F | SUSPENDED | 6PL59G05F960 | SL629/630 PL
P8629261403310 | SL629LED PL L 28 S/A 830 WH9016 MP | 422.5 | 1 | 1 | 1 | NR | 4052075184617 | 94051190 | 6PL00 | Lighting | 6PL | PIL LIGHTING | 6PL59G | WORK & COMM. SPACES | 6PL59G05F | SUSPENDED | 6PL59G05F960 | SL629/630 PL
P8629261403318 | SL629LED CP L 28 S/A 830 WH9016 MP | 410 | 1 | 1 | 1 | NR | 4046075042886 | 94051190 | 6PL00 | Lighting | 6PL | PIL LIGHTING | 6PL59G | WORK & COMM. SPACES | 6PL59G05F | SUSPENDED | 6PL59G05F960 | SL629/630 PL
P8629261403330 | SL629LED PL L 28 S/A 830 GR9006 MP | 422.5 | 1 | 1 | 1 | NR | 4052075184624 | 94051190 | 6PL00 | Lighting | 6PL | PIL LIGHTING | 6PL59G | WORK & COMM. SPACES | 6PL59G05F | SUSPENDED | 6PL59G05F960 | SL629/630 PL
P8629261403338 | SL629LED CP L 28 S/A 830 GR9006 MP | 410 | 1 | 1 | 1 | NR | 4046075042893 | 94051190 | 6PL00 | Lighting | 6PL | PIL LIGHTING | 6PL59G | WORK & COMM. SPACES | 6PL59G05F | SUSPENDED | 6PL59G05F960 | SL629/630 PL
P8629261403410 | SL629LED PL L 28 S/A 840 WH9016 MP | 422.5 | 1 | 1 | 1 | NR | 4052075184679 | 94051190 | 6PL00 | Lighting | 6PL | PIL LIGHTING | 6PL59G | WORK & COMM. SPACES | 6PL59G05F | SUSPENDED | 6PL59G05F960 | SL629/630 PL
P8629261403418 | SL629LED CP L 28 S/A 840 WH9016 MP | 410 | 1 | 1 | 1 | NR | 4046075042909 | 94051190 | 6PL00 | Lighting | 6PL | PIL LIGHTING | 6PL59G | WORK & COMM. SPACES | 6PL59G05F | SUSPENDED | 6PL59G05F960 | SL629/630 PL
P8629261403430 | SL629LED PL L 28 S/A 840 GR9006 MP | 422.5 | 1 | 1 | 1 | NR | 4052075184686 | 94051190 | 6PL00 | Lighting | 6PL | PIL LIGHTING | 6PL59G | WORK & COMM. SPACES | 6PL59G05F | SUSPENDED | 6PL59G05F960 | SL629/630 PL
P8629261403438 | SL629LED CP L 28 S/A 840 GR9006 MP | 410 | 1 | 1 | 1 | NR | 4046075042916 | 94051190 | 6PL00 | Lighting | 6PL | PIL LIGHTING | 6PL59G | WORK & COMM. SPACES | 6PL59G05F | SUSPENDED | 6PL59G05F960 | SL629/630 PL
P8629261406310 | SL629LED PL L 28 S/A 830 WH9016 DALI MP | 476 | 1 | 1 | 1 | NR | 4052075184631 | 94051190 | 6PL00 | Lighting | 6PL | PIL LIGHTING | 6PL59G | WORK & COMM. SPACES | 6PL59G05F | SUSPENDED | 6PL59G05F960 | SL629/630 PL
P8629261406318 | SL629LED CP L 28 S/A 830 WH9016 DALI MP | 465 | 1 | 1 | 1 | NR | 4046075042923 | 94051190 | 6PL00 | Lighting | 6PL | PIL LIGHTING | 6PL59G | WORK & COMM. SPACES | 6PL59G05F | SUSPENDED | 6PL59G05F960 | SL629/630 PL
P8629261406330 | SL629LED PL L 28 S/A 830 GR9006 DALI MP | 476 | 1 | 1 | 1 | NR | 4052075184648 | 94051190 | 6PL00 | Lighting | 6PL | PIL LIGHTING | 6PL59G | WORK & COMM. SPACES | 6PL59G05F | SUSPENDED | 6PL59G05F960 | SL629/630 PL
P8629261406338 | SL629LED CP L 28 S/A 830 GR9006 DALI MP | 465 | 1 | 1 | 1 | NR | 4046075042930 | 94051190 | 6PL00 | Lighting | 6PL | PIL LIGHTING | 6PL59G | WORK & COMM. SPACES | 6PL59G05F | SUSPENDED | 6PL59G05F960 | SL629/630 PL
P8629261406410 | SL629LED PL L 28 S/A 840 WH9016 DALI MP | 476 | 1 | 1 | 1 | NR | 4052075184693 | 94051190 | 6PL00 | Lighting | 6PL | PIL LIGHTING | 6PL59G | WORK & COMM. SPACES | 6PL59G05F | SUSPENDED | 6PL59G05F960 | SL629/630 PL
P8629261406418 | SL629LED CP L 28 S/A 840 WH9016 DALI MP | 465 | 1 | 1 | 1 | NR | 4046075042947 | 94051190 | 6PL00 | Lighting | 6PL | PIL LIGHTING | 6PL59G | WORK & COMM. SPACES | 6PL59G05F | SUSPENDED | 6PL59G05F960 | SL629/630 PL
P8629261406430 | SL629LED PL L 28 S/A 840 GR9006 DALI MP | 476 | 1 | 1 | 1 | NR | 4052075184709 | 94051190 | 6PL00 | Lighting | 6PL | PIL LIGHTING | 6PL59G | WORK & COMM. SPACES | 6PL59G05F | SUSPENDED | 6PL59G05F960 | SL629/630 PL
P8629261406438 | SL629LED CP L 28 S/A 840 GR9006 DALI MP | 465 | 1 | 1 | 1 | NR | 4046075042954 | 94051190 | 6PL00 | Lighting | 6PL | PIL LIGHTING | 6PL59G | WORK & COMM. SPACES | 6PL59G05F | SUSPENDED | 6PL59G05F960 | SL629/630 PL
P862932210 | SL629LED START AND END SET RAL9016S | 153 | 1 | 1 | 1 | NR | 4046075042961 | 94059900 | 6PL00 | Lighting | 6PL | PIL LIGHTING | 6PL59G | WORK & COMM. SPACES | 6PL59G05F | SUSPENDED | 6PL59G05F960 | SL629/630 PL
P862932230 | SL629LED START AND END SET RAL9006S | 153 | 1 | 1 | 1 | NR | 4046075042978 | 94059900 | 6PL00 | Lighting | 6PL | PIL LIGHTING | 6PL59G | WORK & COMM. SPACES | 6PL59G05F | SUSPENDED | 6PL59G05F960 | SL629/630 PL
P862932310 | SL629LED CONNECTION SET RAL9016S | 63 | 1 | 1 | 1 | NR | 4046075042985 | 94059900 | 6PL00 | Lighting | 6PL | PIL LIGHTING | 6PL59G | WORK & COMM. SPACES | 6PL59G05F | SUSPENDED | 6PL59G05F960 | SL629/630 PL
P862932330 | SL629LED CONNECTION SET RAL9006S | 63 | 1 | 1 | 1 | NR | 4046075042992 | 94059900 | 6PL00 | Lighting | 6PL | PIL LIGHTING | 6PL59G | WORK & COMM. SPACES | 6PL59G05F | SUSPENDED | 6PL59G05F960 | SL629/630 PL
P8629461543310 | SL629LED PL M 49 S/C 830 WH9016 MP | 365.5 | 1 | 1 | 1 | NR | 4052075184259 | 94051190 | 6PL00 | Lighting | 6PL | PIL LIGHTING | 6PL59G | WORK & COMM. SPACES | 6PL59G05F | SUSPENDED | 6PL59G05F960 | SL629/630 PL
P8629461543318 | SL629LED CP M 49 S/C 830 WH9016 MP | 349 | 1 | 1 | 1 | NR | 4046075043005 | 94051190 | 6PL00 | Lighting | 6PL | PIL LIGHTING | 6PL59G | WORK & COMM. SPACES | 6PL59G05F | SUSPENDED | 6PL59G05F960 | SL629/630 PL
P8629461543330 | SL629LED PL M 49 S/C 830 GR9006 MP | 365.5 | 1 | 1 | 1 | NR | 4052075184266 | 94051190 | 6PL00 | Lighting | 6PL | PIL LIGHTING | 6PL59G | WORK & COMM. SPACES | 6PL59G05F | SUSPENDED | 6PL59G05F960 | SL629/630 PL
P8629461543338 | SL629LED CP M 49 S/C 830 GR9006 MP | 349 | 1 | 1 | 1 | NR | 4046075043012 | 94051190 | 6PL00 | Lighting | 6PL | PIL LIGHTING | 6PL59G | WORK & COMM. SPACES | 6PL59G05F | SUSPENDED | 6PL59G05F960 | SL629/630 PL
P8629461543410 | SL629LED PL M 49 S/C 840 WH9016 MP | 365.5 | 1 | 1 | 1 | NR | 4046075047324 | 94051190 | 6PL00 | Lighting | 6PL | PIL LIGHTING | 6PL59G | WORK & COMM. SPACES | 6PL59G05F | SUSPENDED | 6PL59G05F960 | SL629/630 PL
P8629461543418 | SL629LED CP M 49 S/C 840 WH9016 MP | 349 | 1 | 1 | 1 | NR | 4046075043029 | 94051190 | 6PL00 | Lighting | 6PL | PIL LIGHTING | 6PL59G | WORK & COMM. SPACES | 6PL59G05F | SUSPENDED | 6PL59G05F960 | SL629/630 PL
P8629461543430 | SL629LED PL M 49 S/C 840 GR9006 MP | 365.5 | 1 | 1 | 1 | NR | 4046075047331 | 94051190 | 6PL00 | Lighting | 6PL | PIL LIGHTING | 6PL59G | WORK & COMM. SPACES | 6PL59G05F | SUSPENDED | 6PL59G05F960 | SL629/630 PL
P8629461543438 | SL629LED CP M 49 S/C 840 GR9006 MP | 349 | 1 | 1 | 1 | NR | 4046075043036 | 94051190 | 6PL00 | Lighting | 6PL | PIL LIGHTING | 6PL59G | WORK & COMM. SPACES | 6PL59G05F | SUSPENDED | 6PL59G05F960 | SL629/630 PL
P8629461546310 | SL629LED PL M 49 S/C 830 WH9016 DALI MP | 422.5 | 1 | 1 | 1 | NR | 4052075184273 | 94051190 | 6PL00 | Lighting | 6PL | PIL LIGHTING | 6PL59G | WORK & COMM. SPACES | 6PL59G05F | SUSPENDED | 6PL59G05F960 | SL629/630 PL
P8629461546318 | SL629LED CP M 49 S/C 830 WH9016 DALI MP | 410 | 1 | 1 | 1 | NR | 4046075043043 | 94051190 | 6PL00 | Lighting | 6PL | PIL LIGHTING | 6PL59G | WORK & COMM. SPACES | 6PL59G05F | SUSPENDED | 6PL59G05F960 | SL629/630 PL
P8629461546330 | SL629LED PL M 49 S/C 830 GR9006 DALI MP | 422.5 | 1 | 1 | 1 | NR | 4052075184280 | 94051190 | 6PL00 | Lighting | 6PL | PIL LIGHTING | 6PL59G | WORK & COMM. SPACES | 6PL59G05F | SUSPENDED | 6PL59G05F960 | SL629/630 PL
P8629461546338 | SL629LED CP M 49 S/C 830 GR9006 DALI MP | 410 | 1 | 1 | 1 | NR | 4046075043050 | 94051190 | 6PL00 | Lighting | 6PL | PIL LIGHTING | 6PL59G | WORK & COMM. SPACES | 6PL59G05F | SUSPENDED | 6PL59G05F960 | SL629/630 PL
P8629461546410 | SL629LED PL M 49 S/C 840 WH9016 DALI MP | 422.5 | 1 | 1 | 1 | NR | 4046075047348 | 94051190 | 6PL00 | Lighting | 6PL | PIL LIGHTING | 6PL59G | WORK & COMM. SPACES | 6PL59G05F | SUSPENDED | 6PL59G05F960 | SL629/630 PL
P8629461546418 | SL629LED CP M 49 S/C 840 WH9016 DALI MP | 410 | 1 | 1 | 1 | NR | 4046075043067 | 94051190 | 6PL00 | Lighting | 6PL | PIL LIGHTING | 6PL59G | WORK & COMM. SPACES | 6PL59G05F | SUSPENDED | 6PL59G05F960 | SL629/630 PL
P8629461546430 | SL629LED PL M 49 S/C 840 GR9006 DALI MP | 422.5 | 1 | 1 | 1 | NR | 4052075184341 | 94051190 | 6PL00 | Lighting | 6PL | PIL LIGHTING | 6PL59G | WORK & COMM. SPACES | 6PL59G05F | SUSPENDED | 6PL59G05F960 | SL629/630 PL
P8629461546438 | SL629LED CP M 49 S/C 840 GR9006 DALI MP | 410 | 1 | 1 | 1 | NR | 4046075043074 | 94051190 | 6PL00 | Lighting | 6PL | PIL LIGHTING | 6PL59G | WORK & COMM. SPACES | 6PL59G05F | SUSPENDED | 6PL59G05F960 | SL629/630 PL
P8629461783310 | SL629LED PL L 62 S/C 830 WH9016 MP | 422.5 | 1 | 1 | 1 | NR | 4052075184372 | 94051190 | 6PL00 | Lighting | 6PL | PIL LIGHTING | 6PL59G | WORK & COMM. SPACES | 6PL59G05F | SUSPENDED | 6PL59G05F960 | SL629/630 PL
P8629461783318 | SL629LED CP L 62 S/C 830 WH9016 MP | 410 | 1 | 1 | 1 | NR | 4046075043081 | 94051190 | 6PL00 | Lighting | 6PL | PIL LIGHTING | 6PL59G | WORK & COMM. SPACES | 6PL59G05F | SUSPENDED | 6PL59G05F960 | SL629/630 PL
P8629461783330 | SL629LED PL L 62 S/C 830 GR9006 MP | 422.5 | 1 | 1 | 1 | NR | 4052075184389 | 94051190 | 6PL00 | Lighting | 6PL | PIL LIGHTING | 6PL59G | WORK & COMM. SPACES | 6PL59G05F | SUSPENDED | 6PL59G05F960 | SL629/630 PL
P8629461783338 | SL629LED CP L 62 S/C 830 GR9006 MP | 410 | 1 | 1 | 1 | NR | 4046075043098 | 94051190 | 6PL00 | Lighting | 6PL | PIL LIGHTING | 6PL59G | WORK & COMM. SPACES | 6PL59G05F | SUSPENDED | 6PL59G05F960 | SL629/630 PL
P8629461783410 | SL629LED PL L 62 S/C 840 WH9016 MP | 422.5 | 1 | 1 | 1 | NR | 4046075047355 | 94051190 | 6PL00 | Lighting | 6PL | PIL LIGHTING | 6PL59G | WORK & COMM. SPACES | 6PL59G05F | SUSPENDED | 6PL59G05F960 | SL629/630 PL
P8629461783418 | SL629LED CP L 62 S/C 840 WH9016 MP | 410 | 1 | 1 | 1 | NR | 4046075043104 | 94051190 | 6PL00 | Lighting | 6PL | PIL LIGHTING | 6PL59G | WORK & COMM. SPACES | 6PL59G05F | SUSPENDED | 6PL59G05F960 | SL629/630 PL
P8629461783430 | SL629LED PL L 62 S/C 840 GR9006 MP | 422.5 | 1 | 1 | 1 | NR | 4046075047362 | 94051190 | 6PL00 | Lighting | 6PL | PIL LIGHTING | 6PL59G | WORK & COMM. SPACES | 6PL59G05F | SUSPENDED | 6PL59G05F960 | SL629/630 PL
P8629461783438 | SL629LED CP L 62 S/C 840 GR9006 MP | 410 | 1 | 1 | 1 | NR | 4046075043111 | 94051190 | 6PL00 | Lighting | 6PL | PIL LIGHTING | 6PL59G | WORK & COMM. SPACES | 6PL59G05F | SUSPENDED | 6PL59G05F960 | SL629/630 PL
P8629461786310 | SL629LED PL L 62 S/C 830 WH9016 DALI MP | 476 | 1 | 1 | 1 | NR | 4052075184396 | 94051190 | 6PL00 | Lighting | 6PL | PIL LIGHTING | 6PL59G | WORK & COMM. SPACES | 6PL59G05F | SUSPENDED | 6PL59G05F960 | SL629/630 PL
P8629461786318 | SL629LED CP L 62 S/C 830 WH9016 DALI MP | 465 | 1 | 1 | 1 | NR | 4046075043128 | 94051190 | 6PL00 | Lighting | 6PL | PIL LIGHTING | 6PL59G | WORK & COMM. SPACES | 6PL59G05F | SUSPENDED | 6PL59G05F960 | SL629/630 PL
P8629461786330 | SL629LED PL L 62 S/C 830 GR9006 DALI MP | 476 | 1 | 1 | 1 | NR | 4052075184402 | 94051190 | 6PL00 | Lighting | 6PL | PIL LIGHTING | 6PL59G | WORK & COMM. SPACES | 6PL59G05F | SUSPENDED | 6PL59G05F960 | SL629/630 PL
P8629461786338 | SL629LED CP L 62 S/C 830 GR9006 DALI MP | 465 | 1 | 1 | 1 | NR | 4046075043135 | 94051190 | 6PL00 | Lighting | 6PL | PIL LIGHTING | 6PL59G | WORK & COMM. SPACES | 6PL59G05F | SUSPENDED | 6PL59G05F960 | SL629/630 PL
P8629461786410 | SL629LED PL L 62 S/C 840 WH9016 DALI MP | 476 | 1 | 1 | 1 | NR | 4052075184457 | 94051190 | 6PL00 | Lighting | 6PL | PIL LIGHTING | 6PL59G | WORK & COMM. SPACES | 6PL59G05F | SUSPENDED | 6PL59G05F960 | SL629/630 PL
P8629461786418 | SL629LED CP L 62 S/C 840 WH9016 DALI MP | 465 | 1 | 1 | 1 | NR | 4046075043142 | 94051190 | 6PL00 | Lighting | 6PL | PIL LIGHTING | 6PL59G | WORK & COMM. SPACES | 6PL59G05F | SUSPENDED | 6PL59G05F960 | SL629/630 PL
P8629461786430 | SL629LED PL L 62 S/C 840 GR9006 DALI MP | 476 | 1 | 1 | 1 | NR | 4052075184464 | 94051190 | 6PL00 | Lighting | 6PL | PIL LIGHTING | 6PL59G | WORK & COMM. SPACES | 6PL59G05F | SUSPENDED | 6PL59G05F960 | SL629/630 PL
P8629461786438 | SL629LED CP L 62 S/C 840 GR9006 DALI MP | 465 | 1 | 1 | 1 | NR | 4046075043159 | 94051190 | 6PL00 | Lighting | 6PL | PIL LIGHTING | 6PL59G | WORK & COMM. SPACES | 6PL59G05F | SUSPENDED | 6PL59G05F960 | SL629/630 PL
P8629661283310 | SL629LED SM M 23 S/A 830 WH9016 MP | 365.5 | 1 | 1 | 1 | NR | 4052075184730 | 94051190 | 6PL00 | Lighting | 6PL | PIL LIGHTING | 6PL59G | WORK & COMM. SPACES | 6PL59G07F | SURFACE MOUNTED | 6PL59G07F964 | SL629 AB/SM
P8629661283330 | SL629LED SM M 23 S/A 830 GR9006 MP | 365.5 | 1 | 1 | 1 | NR | 4052075184747 | 94051190 | 6PL00 | Lighting | 6PL | PIL LIGHTING | 6PL59G | WORK & COMM. SPACES | 6PL59G07F | SURFACE MOUNTED | 6PL59G07F964 | SL629 AB/SM
P8629661283410 | SL629LED SM M 23 S/A 840 WH9016 MP | 365.5 | 1 | 1 | 1 | NR | 4052075184792 | 94051190 | 6PL00 | Lighting | 6PL | PIL LIGHTING | 6PL59G | WORK & COMM. SPACES | 6PL59G07F | SURFACE MOUNTED | 6PL59G07F964 | SL629 AB/SM
P8629661283430 | SL629LED SM M 23 S/A 840 GR9006 MP | 365.5 | 1 | 1 | 1 | NR | 4052075184808 | 94051190 | 6PL00 | Lighting | 6PL | PIL LIGHTING | 6PL59G | WORK & COMM. SPACES | 6PL59G07F | SURFACE MOUNTED | 6PL59G07F964 | SL629 AB/SM
P8629661403310 | SL629LED SM L 28 S/A 830 WH9016 MP | 422.5 | 1 | 1 | 1 | NR | 4052075184853 | 94051190 | 6PL00 | Lighting | 6PL | PIL LIGHTING | 6PL59G | WORK & COMM. SPACES | 6PL59G07F | SURFACE MOUNTED | 6PL59G07F964 | SL629 AB/SM
P8629661403330 | SL629LED SM L 28 S/A 830 GR9006 MP | 422.5 | 1 | 1 | 1 | NR | 4052075184860 | 94051190 | 6PL00 | Lighting | 6PL | PIL LIGHTING | 6PL59G | WORK & COMM. SPACES | 6PL59G07F | SURFACE MOUNTED | 6PL59G07F964 | SL629 AB/SM
P8629661403410 | SL629LED SM L 28 S/A 840 WH9016 MP | 422.5 | 1 | 1 | 1 | NR | 4052075184914 | 94051190 | 6PL00 | Lighting | 6PL | PIL LIGHTING | 6PL59G | WORK & COMM. SPACES | 6PL59G07F | SURFACE MOUNTED | 6PL59G07F964 | SL629 AB/SM
P8629661403430 | SL629LED SM L 28 S/A 840 GR9006 MP | 422.5 | 1 | 1 | 1 | NR | 4052075184921 | 94051190 | 6PL00 | Lighting | 6PL | PIL LIGHTING | 6PL59G | WORK & COMM. SPACES | 6PL59G07F | SURFACE MOUNTED | 6PL59G07F964 | SL629 AB/SM
P8629661406310 | SL629LED SM L 28 S/A 830 WH9016 DALI MP | 476 | 1 | 1 | 1 | NR | 4052075184877 | 94051190 | 6PL00 | Lighting | 6PL | PIL LIGHTING | 6PL59G | WORK & COMM. SPACES | 6PL59G07F | SURFACE MOUNTED | 6PL59G07F964 | SL629 AB/SM
P8629661406330 | SL629LED SM L 28 S/A 830 GR9006 DALI MP | 476 | 1 | 1 | 1 | NR | 4052075184884 | 94051190 | 6PL00 | Lighting | 6PL | PIL LIGHTING | 6PL59G | WORK & COMM. SPACES | 6PL59G07F | SURFACE MOUNTED | 6PL59G07F964 | SL629 AB/SM
P8629661406410 | SL629LED SM L 28 S/A 840 WH9016 DALI MP | 476 | 1 | 1 | 1 | NR | 4052075184938 | 94051190 | 6PL00 | Lighting | 6PL | PIL LIGHTING | 6PL59G | WORK & COMM. SPACES | 6PL59G07F | SURFACE MOUNTED | 6PL59G07F964 | SL629 AB/SM
P8629661406430 | SL629LED SM L 28 S/A 840 GR9006 DALI MP | 476 | 1 | 1 | 1 | NR | 4052075184945 | 94051190 | 6PL00 | Lighting | 6PL | PIL LIGHTING | 6PL59G | WORK & COMM. SPACES | 6PL59G07F | SURFACE MOUNTED | 6PL59G07F964 | SL629 AB/SM
P8629661453310 | SL629LED SM M 49 S/A 830 WH9016 MP | 365.5 | 1 | 1 | 1 | NR | 4052075184976 | 94051190 | 6PL00 | Lighting | 6PL | PIL LIGHTING | 6PL59G | WORK & COMM. SPACES | 6PL59G07F | SURFACE MOUNTED | 6PL59G07F964 | SL629 AB/SM
P8629661453330 | SL629LED SM M 49 S/A 830 GR9006 MP | 365.5 | 1 | 1 | 1 | NR | 4052075184983 | 94051190 | 6PL00 | Lighting | 6PL | PIL LIGHTING | 6PL59G | WORK & COMM. SPACES | 6PL59G07F | SURFACE MOUNTED | 6PL59G07F964 | SL629 AB/SM
P8629661453410 | SL629LED SM M 49 S/A 840 WH9016 MP | 365.5 | 1 | 1 | 1 | NR | 4052075185034 | 94051190 | 6PL00 | Lighting | 6PL | PIL LIGHTING | 6PL59G | WORK & COMM. SPACES | 6PL59G07F | SURFACE MOUNTED | 6PL59G07F964 | SL629 AB/SM
P8629661453430 | SL629LED SM M 49 S/A 840 GR9006 MP | 365.5 | 1 | 1 | 1 | NR | 4046075047379 | 94051190 | 6PL00 | Lighting | 6PL | PIL LIGHTING | 6PL59G | WORK & COMM. SPACES | 6PL59G07F | SURFACE MOUNTED | 6PL59G07F964 | SL629 AB/SM
P8629661456310 | SL629LED SM M 49 S/A 830 WH9016 DALI MP | 422.5 | 1 | 1 | 1 | NR | 4052075184990 | 94051190 | 6PL00 | Lighting | 6PL | PIL LIGHTING | 6PL59G | WORK & COMM. SPACES | 6PL59G07F | SURFACE MOUNTED | 6PL59G07F964 | SL629 AB/SM
P8629661456330 | SL629LED SM M 49 S/A 830 GR9006 DALI MP | 422.5 | 1 | 1 | 1 | NR | 4052075185003 | 94051190 | 6PL00 | Lighting | 6PL | PIL LIGHTING | 6PL59G | WORK & COMM. SPACES | 6PL59G07F | SURFACE MOUNTED | 6PL59G07F964 | SL629 AB/SM
P8629661456410 | SL629LED SM M 49 S/A 840 WH9016 DALI MP | 422.5 | 1 | 1 | 1 | NR | 4052075185058 | 94051190 | 6PL00 | Lighting | 6PL | PIL LIGHTING | 6PL59G | WORK & COMM. SPACES | 6PL59G07F | SURFACE MOUNTED | 6PL59G07F964 | SL629 AB/SM
P8629661456430 | SL629LED SM M 49 S/A 840 GR9006 DALI MP | 422.5 | 1 | 1 | 1 | NR | 4052075185065 | 94051190 | 6PL00 | Lighting | 6PL | PIL LIGHTING | 6PL59G | WORK & COMM. SPACES | 6PL59G07F | SURFACE MOUNTED | 6PL59G07F964 | SL629 AB/SM
P8629661613310 | SL629LED SM L 62 S/A 830 WH9016 MP | 422.5 | 1 | 1 | 1 | NR | 4052075185096 | 94051190 | 6PL00 | Lighting | 6PL | PIL LIGHTING | 6PL59G | WORK & COMM. SPACES | 6PL59G07F | SURFACE MOUNTED | 6PL59G07F964 | SL629 AB/SM
P8629661613330 | SL629LED SM L 62 S/A 830 GR9006 MP | 422.5 | 1 | 1 | 1 | NR | 4052075185102 | 94051190 | 6PL00 | Lighting | 6PL | PIL LIGHTING | 6PL59G | WORK & COMM. SPACES | 6PL59G07F | SURFACE MOUNTED | 6PL59G07F964 | SL629 AB/SM
P8629661613410 | SL629LED SM L 62 S/A 840 WH9016 MP | 422.5 | 1 | 1 | 1 | NR | 4052075185157 | 94051190 | 6PL00 | Lighting | 6PL | PIL LIGHTING | 6PL59G | WORK & COMM. SPACES | 6PL59G07F | SURFACE MOUNTED | 6PL59G07F964 | SL629 AB/SM
P8629661613430 | SL629LED SM L 62 S/A 840 GR9006 MP | 422.5 | 1 | 1 | 1 | NR | 4052075185164 | 94051190 | 6PL00 | Lighting | 6PL | PIL LIGHTING | 6PL59G | WORK & COMM. SPACES | 6PL59G07F | SURFACE MOUNTED | 6PL59G07F964 | SL629 AB/SM
P8629661616310 | SL629LED SM L 62 S/A 830 WH9016 DALI MP | 476 | 1 | 1 | 1 | NR | 4052075185119 | 94051190 | 6PL00 | Lighting | 6PL | PIL LIGHTING | 6PL59G | WORK & COMM. SPACES | 6PL59G07F | SURFACE MOUNTED | 6PL59G07F964 | SL629 AB/SM
P8629661616330 | SL629LED SM L 62 S/A 830 GR9006 DALI MP | 476 | 1 | 1 | 1 | NR | 4052075185126 | 94051190 | 6PL00 | Lighting | 6PL | PIL LIGHTING | 6PL59G | WORK & COMM. SPACES | 6PL59G07F | SURFACE MOUNTED | 6PL59G07F964 | SL629 AB/SM
P8629661616410 | SL629LED SM L 62 S/A 840 WH9016 DALI MP | 476 | 1 | 1 | 1 | NR | 4052075185171 | 94051190 | 6PL00 | Lighting | 6PL | PIL LIGHTING | 6PL59G | WORK & COMM. SPACES | 6PL59G07F | SURFACE MOUNTED | 6PL59G07F964 | SL629 AB/SM
P8629661616430 | SL629LED SM L 62 S/A 840 GR9006 DALI MP | 476 | 1 | 1 | 1 | NR | 4052075185188 | 94051190 | 6PL00 | Lighting | 6PL | PIL LIGHTING | 6PL59G | WORK & COMM. SPACES | 6PL59G07F | SURFACE MOUNTED | 6PL59G07F964 | SL629 AB/SM
SP10440 | CONECT 1M RJ45 UTP CAT6A CHORUS TOOLLESS | 16.8 | 1 | 1 | 1 | NR | 8011564874671 | 85366930 | 1DM02 | Building | 1DM | BUILDING | 1DM03G | CHORUSMART DOM.RANG. | 1DM03G01F | BASIC CHORUSMART | 1DM03G01F151 | CR SHINY WHITE DEV.
SP10442 | CONECT 1M RJ45 FTP CAT.6A CH TOOLLESS | 24.2 | 1 | 1 | 1 | NR | 8011564874688 | 85366930 | 1DM02 | Building | 1DM | BUILDING | 1DM03G | CHORUSMART DOM.RANG. | 1DM03G01F | BASIC CHORUSMART | 1DM03G01F151 | CR SHINY WHITE DEV.
SP10456 | ACOPLADOR 1M HDMI - CHORUS BLANCO | 28.1 | 1 | 1 | 24 | NR | 8034035004285 | 85366930 | 1DM02 | Building | 1DM | BUILDING | 1DM03G | CHORUSMART DOM.RANG. | 1DM03G01F | BASIC CHORUSMART | 1DM03G01F155 | CR TITANIUM DEVICES
SP10457 | ACOPLADOR 1M USB TPO A - CHORUS BLANCO | 18.85 | 1 | 1 | 24 | NR | 8011564894686 | 85366930 | 1DM02 | Building | 1DM | BUILDING | 1DM03G | CHORUSMART DOM.RANG. | 1DM03G01F | BASIC CHORUSMART | 1DM03G01F155 | CR TITANIUM DEVICES
SP10533 | CONECT 2M RJ45 UTP CAT.5E B | 12.55 | 1 | 1 | 1 | NR | 8011564874695 | 85366930 | 1DM02 | Building | 1DM | BUILDING | 1DM03G | CHORUSMART DOM.RANG. | 1DM03G01F | BASIC CHORUSMART | 1DM03G01F151 | CR SHINY WHITE DEV.
SP10536 | CON 2MRJ45 FTPCAT.6 CHB TOO(10433+38035) | 21.1 | 1 | 1 | 1 | NR | 8011564874749 | 85366930 | 1DM02 | Building | 1DM | BUILDING | 1DM03G | CHORUSMART DOM.RANG. | 1DM03G01F | BASIC CHORUSMART | 1DM03G01F151 | CR SHINY WHITE DEV.
SP10537 | CON 2M RJ45 UTP CAT6CH B TOO(10433+38033 | 13.2 | 1 | 1 | 1 | NR | 8011564874732 | 85366930 | 1DM02 | Building | 1DM | BUILDING | 1DM03G | CHORUSMART DOM.RANG. | 1DM03G01F | BASIC CHORUSMART | 1DM03G01F151 | CR SHINY WHITE DEV.
SP10540 | CONECT 2M RJ45 UTP CAT.6a CH B TOOLLESS | 17.2 | 1 | 1 | 1 | NR | 8011564874756 | 85366930 | 1DM02 | Building | 1DM | BUILDING | 1DM03G | CHORUSMART DOM.RANG. | 1DM03G01F | BASIC CHORUSMART | 1DM03G01F151 | CR SHINY WHITE DEV.
SP10542 | CONECT 2M RJ45 FTP CAT.6a CH B TOOLLESS | 24.5 | 1 | 1 | 1 | NR | 8011564874763 | 85366930 | 1DM02 | Building | 1DM | BUILDING | 1DM03G | CHORUSMART DOM.RANG. | 1DM03G01F | BASIC CHORUSMART | 1DM03G01F151 | CR SHINY WHITE DEV.
SP10556 | ACOPLADOR 2M HDMI - CHORUS BLANCO | 28.55 | 1 | 1 | 24 | NR | 8034035004292 | 85366930 | 1DM02 | Building | 1DM | BUILDING | 1DM03G | CHORUSMART DOM.RANG. | 1DM03G01F | BASIC CHORUSMART | 1DM03G01F155 | CR TITANIUM DEVICES
SP10557 | ACOPLADOR 2M USB TPO A - CHORUS BLANCO | 19.45 | 1 | 1 | 24 | NR | 8034035004278 | 85366930 | 1DM02 | Building | 1DM | BUILDING | 1DM03G | CHORUSMART DOM.RANG. | 1DM03G01F | BASIC CHORUSMART | 1DM03G01F155 | CR TITANIUM DEVICES
SP11440 | CONECT 1M RJ45 UTP CAT.6A CH TOOLLESS | 17.2 | 1 | 1 | 1 | NR | 8011564875180 | 85366930 | 1DM02 | Building | 1DM | BUILDING | 1DM03G | CHORUSMART DOM.RANG. | 1DM03G01F | BASIC CHORUSMART | 1DM03G01F151 | CR SHINY WHITE DEV.
SP11442 | CONECT 1M RJ45 FTP CAT.6A CH TOOLLESS | 24.4 | 1 | 1 | 1 | NR | 8011564875197 | 85366930 | 1DM02 | Building | 1DM | BUILDING | 1DM03G | CHORUSMART DOM.RANG. | 1DM03G01F | BASIC CHORUSMART | 1DM03G01F151 | CR SHINY WHITE DEV.
SP11456 | ACOPLADOR 1M HDMI - CHORUS M | 28.55 | 1 | 1 | 24 | NR | 8034035004315 | 85366930 | 1DM02 | Building | 1DM | BUILDING | 1DM03G | CHORUSMART DOM.RANG. | 1DM03G01F | BASIC CHORUSMART | 1DM03G01F155 | CR TITANIUM DEVICES
SP11457 | ACOPLADOR 1M USB TIPO A - CHORUS M | 19.35 | 1 | 1 | 24 | NR | 8034035004308 | 85366930 | 1DM02 | Building | 1DM | BUILDING | 1DM03G | CHORUSMART DOM.RANG. | 1DM03G01F | BASIC CHORUSMART | 1DM03G01F155 | CR TITANIUM DEVICES
SP12440 | CONECT 1M RJ45 UTP CAT6A TOOLLES CHORUSN | 21.75 | 1 | 1 | 1 | NR | 8011564874831 | 85366930 | 1DM02 | Building | 1DM | BUILDING | 1DM03G | CHORUSMART DOM.RANG. | 1DM03G01F | BASIC CHORUSMART | 1DM03G01F153 | CR BLACK DEVICES
SP12442 | CONECT 1M RJ45 FTP CAT.6 A CH TOOLLESS | 25.65 | 1 | 1 | 1 | NR | 8011564874848 | 85366930 | 1DM02 | Building | 1DM | BUILDING | 1DM03G | CHORUSMART DOM.RANG. | 1DM03G01F | BASIC CHORUSMART | 1DM03G01F153 | CR BLACK DEVICES
SP12456 | ACOPLADOR 1M HDMI - CHORUS N | 29.65 | 1 | 1 | 24 | NR | 8034035004346 | 85366930 | 1DM02 | Building | 1DM | BUILDING | 1DM03G | CHORUSMART DOM.RANG. | 1DM03G01F | BASIC CHORUSMART | 1DM03G01F155 | CR TITANIUM DEVICES
SP12457 | ACOPLADOR 1M USB TIPO A - CHORUS N | 20.3 | 1 | 1 | 24 | NR | 8034035004322 | 85366930 | 1DM02 | Building | 1DM | BUILDING | 1DM03G | CHORUSMART DOM.RANG. | 1DM03G01F | BASIC CHORUSMART | 1DM03G01F155 | CR TITANIUM DEVICES
SP12535 | CONECT 2M RJ45 FTP CAT.5E N | 17.2 | 1 | 1 | 1 | NR | 8011564874862 | 85366930 | 1DM02 | Building | 1DM | BUILDING | 1DM03G | CHORUSMART DOM.RANG. | 1DM03G01F | BASIC CHORUSMART | 1DM03G01F151 | CR SHINY WHITE DEV.
SP12536 | CON 2MRJ45 FTPCAT.6CH N TOO(12433+38035) | 22.25 | 1 | 1 | 1 | NR | 8011564874909 | 85366930 | 1DM02 | Building | 1DM | BUILDING | 1DM03G | CHORUSMART DOM.RANG. | 1DM03G01F | BASIC CHORUSMART | 1DM03G01F151 | CR SHINY WHITE DEV.
SP12540 | CONECT 2M RJ45 UTP CAT.6a CH N TOOLLESS | 21.75 | 1 | 1 | 1 | NR | 8011564874916 | 85366930 | 1DM02 | Building | 1DM | BUILDING | 1DM03G | CHORUSMART DOM.RANG. | 1DM03G01F | BASIC CHORUSMART | 1DM03G01F151 | CR SHINY WHITE DEV.
SP12542 | CONECT 2M RJ45 FTP CAT.6a CH N TOOLLESS | 25.65 | 1 | 1 | 1 | NR | 8011564874923 | 85366930 | 1DM02 | Building | 1DM | BUILDING | 1DM03G | CHORUSMART DOM.RANG. | 1DM03G01F | BASIC CHORUSMART | 1DM03G01F151 | CR SHINY WHITE DEV.
SP12556 | ACOPLADOR 2M HDMI - CHORUS N | 29.65 | 1 | 1 | 24 | NR | 8034035004353 | 85366930 | 1DM02 | Building | 1DM | BUILDING | 1DM03G | CHORUSMART DOM.RANG. | 1DM03G01F | BASIC CHORUSMART | 1DM03G01F155 | CR TITANIUM DEVICES
SP12557 | ACOPLADOR 2M USB TIPO A - CHORUS N | 20.3 | 1 | 1 | 24 | NR | 8034035004339 | 85366930 | 1DM02 | Building | 1DM | BUILDING | 1DM03G | CHORUSMART DOM.RANG. | 1DM03G01F | BASIC CHORUSMART | 1DM03G01F155 | CR TITANIUM DEVICES
SP14440 | CONECT 1M RJ45 UTP CAT6A TOOLLES CHORUST | 20.5 | 1 | 1 | 1 | NR | 8011564875012 | 85366930 | 1DM02 | Building | 1DM | BUILDING | 1DM03G | CHORUSMART DOM.RANG. | 1DM03G01F | BASIC CHORUSMART | 1DM03G01F155 | CR TITANIUM DEVICES
SP14442 | CONECT 1M RJ45 FTP CAT.6 A CH TOOLLESS | 27.8 | 1 | 1 | 1 | NR | 8011564875029 | 85366930 | 1DM02 | Building | 1DM | BUILDING | 1DM03G | CHORUSMART DOM.RANG. | 1DM03G01F | BASIC CHORUSMART | 1DM03G01F155 | CR TITANIUM DEVICES
SP14456 | ACOPLADOR 1M HDMI - CHORUS T | 31.7 | 1 | 1 | 24 | NR | 8034035004384 | 85366930 | 1DM02 | Building | 1DM | BUILDING | 1DM03G | CHORUSMART DOM.RANG. | 1DM03G01F | BASIC CHORUSMART | 1DM03G01F155 | CR TITANIUM DEVICES
SP14457 | ACOPLADOR 1M USB TIPO A - CHORUS T | 22.55 | 1 | 1 | 24 | NR | 8034035004360 | 85366930 | 1DM02 | Building | 1DM | BUILDING | 1DM03G | CHORUSMART DOM.RANG. | 1DM03G01F | BASIC CHORUSMART | 1DM03G01F155 | CR TITANIUM DEVICES
SP14536 | CON 2M RJ45FTP CAT.6CH T TOO(14433+38035 | 24.3 | 1 | 1 | 1 | NR | 8011564875081 | 85366930 | 1DM02 | Building | 1DM | BUILDING | 1DM03G | CHORUSMART DOM.RANG. | 1DM03G01F | BASIC CHORUSMART | 1DM03G01F151 | CR SHINY WHITE DEV.
SP14537 | CON 2MRJ45 UTP CAT6 CH T TOO(14433+38032 | 16.4 | 1 | 1 | 1 | NR | 8011564875074 | 85366930 | 1DM02 | Building | 1DM | BUILDING | 1DM03G | CHORUSMART DOM.RANG. | 1DM03G01F | BASIC CHORUSMART | 1DM03G01F151 | CR SHINY WHITE DEV.
SP14540 | CONECT 2M RJ45 UTP CAT.6a CH T TOOLLESS | 20.5 | 1 | 1 | 1 | NR | 8011564875098 | 85366930 | 1DM02 | Building | 1DM | BUILDING | 1DM03G | CHORUSMART DOM.RANG. | 1DM03G01F | BASIC CHORUSMART | 1DM03G01F151 | CR SHINY WHITE DEV.
SP14542 | CONECT 2M RJ45 FTP CAT.6a CH T TOOLLESS | 27.8 | 1 | 1 | 1 | NR | 8011564875104 | 85366930 | 1DM02 | Building | 1DM | BUILDING | 1DM03G | CHORUSMART DOM.RANG. | 1DM03G01F | BASIC CHORUSMART | 1DM03G01F151 | CR SHINY WHITE DEV.
SP14556 | ACOPLADOR 2M HDMI - CHORUS T | 31.7 | 1 | 1 | 24 | NR | 8034035004391 | 85366930 | 1DM02 | Building | 1DM | BUILDING | 1DM03G | CHORUSMART DOM.RANG. | 1DM03G01F | BASIC CHORUSMART | 1DM03G01F155 | CR TITANIUM DEVICES
SP14557 | ACOPLADOR 2M USB TIPO A - CHORUS T | 22.55 | 1 | 1 | 24 | NR | 8034035004377 | 85366930 | 1DM02 | Building | 1DM | BUILDING | 1DM03G | CHORUSMART DOM.RANG. | 1DM03G01F | BASIC CHORUSMART | 1DM03G01F155 | CR TITANIUM DEVICES
SP20275 | CONECT 1M RJ45 UTP CAT.6 SY/WT TOOLLESS | 15.15 | 1 | 1 | 120 | NR | 8011564875234 | 85366930 | 1DM01 | Building | 1DM | BUILDING | 1DM08G | SYSTEM DOM. RANGES | 1DM08G01H | 20 SYSTEM B. | 1DM08G01H237 | *
SP20278 | CONECT 1M RJ45 FTP CAT.6 A TOOLLESS | 26.8 | 1 | 1 | 1 | NR | 8011564875258 | 85366930 | 1DM01 | Building | 1DM | BUILDING | 1DM08G | SYSTEM DOM. RANGES | 1DM08G01H | 20 SYSTEM B. | 1DM08G01H237 | *
SP20280 | CONECT 1M RJ45 FTP CAT.6 TOOL(GW20686) | 23.3 | 1 | 1 | 120 | NR | 8011564838727 | 85366930 | 1DM01 | Building | 1DM | BUILDING | 1DM08G | SYSTEM DOM. RANGES | 1DM08G01H | 20 SYSTEM B. | 1DM08G01H237 | *
SP20282 | CONECT 1M RJ45 UTP CAT.6 A TOOLLESS | 19.45 | 1 | 1 | 120 | NR | 8011564875241 | 85366930 | 1DM01 | Building | 1DM | BUILDING | 1DM08G | SYSTEM DOM. RANGES | 1DM08G01H | 20 SYSTEM B. | 1DM08G01H237 | *
SP20456 | ACOPLADOR 1M HDMI - SYSTEM W | 30.8 | 1 | 1 | 24 | NR | 8034035004414 | 85366930 | 1DM01 | Building | 1DM | BUILDING | 1DM08G | SYSTEM DOM. RANGES | 1DM08G01H | 20 SYSTEM B. | 1DM08G01H237 | *
SP20457 | ACOPLADOR 1M USB TPO A - SYSTEM W | 21.3 | 1 | 1 | 24 | NR | 8034035004407 | 85366930 | 1DM01 | Building | 1DM | BUILDING | 1DM08G | SYSTEM DOM. RANGES | 1DM08G01H | 20 SYSTEM B. | 1DM08G01H237 | *
SP21278 | CONECT 1M RJ45 FTP CAT6 A SY/BK TOOLLESS | 27.6 | 1 | 1 | 1 | NR | 8011564875326 | 85366930 | 1DM01 | Building | 1DM | BUILDING | 1DM08G | SYSTEM DOM. RANGES | 1DM08G02F | 21 SYSTEM N. | 1DM08G02F238 | *
SP21280 | CONECT 1M RJ45 FTP CAT.6 SY/BK TOOLLESS | 24.1 | 1 | 1 | 1 | NR | 8011564875302 | 85366930 | 1DM01 | Building | 1DM | BUILDING | 1DM08G | SYSTEM DOM. RANGES | 1DM08G02F | 21 SYSTEM N. | 1DM08G02F238 | *
SP21282 | CONECT 1M RJ45 UTP CAT6 A SY/BK TOOLLESS | 23.4 | 1 | 1 | 1 | NR | 8011564875319 | 85366930 | 1DM01 | Building | 1DM | BUILDING | 1DM08G | SYSTEM DOM. RANGES | 1DM08G02F | 21 SYSTEM N. | 1DM08G02F238 | *
SP21456 | ACOPLADOR 1M HDMI - SYSTEM B | 31.6 | 1 | 1 | 24 | NR | 8034035004438 | 85366930 | 1DM01 | Building | 1DM | BUILDING | 1DM08G | SYSTEM DOM. RANGES | 1DM08G02F | 21 SYSTEM N. | 1DM08G02F238 | *
SP21457 | ACOPLADOR 1M USB TIPO A - SYSTEM B | 22.15 | 1 | 1 | 24 | NR | 8034035004421 | 85366930 | 1DM01 | Building | 1DM | BUILDING | 1DM08G | SYSTEM DOM. RANGES | 1DM08G02F | 21 SYSTEM N. | 1DM08G02F238 | *
SP27205 | PULSADOR DOBLE 2NA SUP. IP66 COMBI 22 | 64.5 | 1 | 1 | 1 | NR | 8034035170454 | 85365080 | 3BL00 | Installation | 3BL | INSTALLATION BLOC | 3BL29G | BLOC OTHERS | 3BL29G52F | PULSADORES | 3BL29G52F611 | *
SP27206 | PULSADOR TRIPLE 3NA SUP. IP66 COMBI 22 | 93 | 1 | 1 | 1 | NR | 8034035170461 | 85365080 | 3BL00 | Installation | 3BL | INSTALLATION BLOC | 3BL29G | BLOC OTHERS | 3BL29G52F | PULSADORES | 3BL29G52F611 | *
SP27207 | PULSADOR DOBLE 2NA + SEÑAL.BL. SUP IP66 | 95.5 | 1 | 1 | 1 | NR | 8034035170478 | 85365080 | 3BL00 | Installation | 3BL | INSTALLATION BLOC | 3BL29G | BLOC OTHERS | 3BL29G52F | PULSADORES | 3BL29G52F611 | *
SP27208 | EMERG. ROJO LUMIN. 1NA,1NC SUP. IP66 C22 | 96 | 1 | 1 | 1 | NR | 8034035170485 | 85131000 | 3BL00 | Installation | 3BL | INSTALLATION BLOC | 3BL29G | BLOC OTHERS | 3BL29G52F | PULSADORES | 3BL29G52F611 | *
SP27209 | EMERG. ROJO LLAVE 1NA,1NC SUP. IP66 C22 | 91 | 1 | 1 | 1 | NR | 8034035170492 | 85131000 | 3BL00 | Installation | 3BL | INSTALLATION BLOC | 3BL29G | BLOC OTHERS | 3BL29G52F | PULSADORES | 3BL29G52F611 | *
SP27210 | SEL LEVA 0-1 POS FIJA SUP IP66 COMBI 22 | 88 | 1 | 1 | 12 | NR | 8034035008009 | 85365080 | 3BL00 | Installation | 3BL | INSTALLATION BLOC | 3BL29G | BLOC OTHERS | 3BL29G52F | PULSADORES | 3BL29G52F611 | *
SP27211 | SEL LEVA 1-0-2 POS. FIJA IP66 COMBI 22 | 139 | 1 | 1 | 1 | NR | 8034035170508 | 85365080 | 3BL00 | Installation | 3BL | INSTALLATION BLOC | 3BL29G | BLOC OTHERS | 3BL29G52F | PULSADORES | 3BL29G52F611 | *
SP27212 | SEL LEVA 0-1 C/RETORNO SUP.IP66 COMBI 22 | 91 | 1 | 1 | 1 | NR | 8034035170515 | 85365080 | 3BL00 | Installation | 3BL | INSTALLATION BLOC | 3BL29G | BLOC OTHERS | 3BL29G52F | PULSADORES | 3BL29G52F611 | *
SP27213 | SEL LEVA 1-0-2 C/RETORNO IP66 COMBI 22 | 141 | 1 | 1 | 1 | NR | 8034035170522 | 85365080 | 3BL00 | Installation | 3BL | INSTALLATION BLOC | 3BL29G | BLOC OTHERS | 3BL29G52F | PULSADORES | 3BL29G52F611 | *
SP27214 | SEL. LLAVE 0-1 POS. FIJA IP66 COMBI 22 | 103 | 1 | 1 | 1 | NR | 8034035170539 | 85365080 | 3BL00 | Installation | 3BL | INSTALLATION BLOC | 3BL29G | BLOC OTHERS | 3BL29G52F | PULSADORES | 3BL29G52F611 | *
SP27215 | SEL. LLAVE 1-0-2 POS. FIJA IP66 COMBI 22 | 154.5 | 1 | 1 | 1 | NR | 8034035170546 | 85365080 | 3BL00 | Installation | 3BL | INSTALLATION BLOC | 3BL29G | BLOC OTHERS | 3BL29G52F | PULSADORES | 3BL29G52F611 | *
SP35039W | INTERRUPTOR UNIV DE TARJETA DAHLIA/BL | 19.45 | 1 | 1 | 6 | NR | 8034035004445 | 85365080 | 1DM05 | Building | 1DM | BUILDING | 1DM10G | BUILDING OTHERS | 1DM10G06H | MONOBLOC RANGES | 1DM10G06H191 | DAHLIA WHITE DEVICES
SP35160W | CONMUTADOR 1P ARRIBA-ABAJO | 18.55 | 1 | 10 | 100 | NR | 8011564884601 | 85365080 | 1DM05 | Building | 1DM | BUILDING | 1DM10G | BUILDING OTHERS | 1DM10G06H | MONOBLOC RANGES | 1DM10G06H191 | DAHLIA WHITE DEVICES
SP35173W | PULSADOR UNIP.NA 16A TIMBRE DAHLIA/BL | 11.85 | 1 | 10 | 100 | NR | 8011564884533 | 85365080 | 1DM05 | Building | 1DM | BUILDING | 1DM10G | BUILDING OTHERS | 1DM10G06H | MONOBLOC RANGES | 1DM10G06H191 | DAHLIA WHITE DEVICES
SP35198W | TAPA CIEGA DAHLIA/BL | 4.1 | 1 | 1 | 48 | NR | 8034035004452 | 85365080 | 1DM05 | Building | 1DM | BUILDING | 1DM10G | BUILDING OTHERS | 1DM10G06H | MONOBLOC RANGES | 1DM10G06H191 | DAHLIA WHITE DEVICES
SP35201W | CONMUT1P 16A +B.ENCH ITAL.16A DAHLIA/BL. | 13.4 | 1 | 12 | 96 | NR | 8011564884540 | 85366990 | 1DM05 | Building | 1DM | BUILDING | 1DM10G | BUILDING OTHERS | 1DM10G06H | MONOBLOC RANGES | 1DM10G06H191 | DAHLIA WHITE DEVICES
SP35275W | ACOPLADOR USB TIPO A - DAHLIA BLANCO | 19.15 | 1 | 1 | 1 | NR | 8034035056000 | 85366930 | 1DM05 | Building | 1DM | BUILDING | 1DM10G | BUILDING OTHERS | 1DM10G06H | MONOBLOC RANGES | 1DM10G06H191 | DAHLIA WHITE DEVICES
SP35276W | ACOPLADOR HDMI DAHLIA BLANCO | 28.35 | 1 | 1 | 1 | NR | 8034035170553 | 85366930 | 1DM05 | Building | 1DM | BUILDING | 1DM10G | BUILDING OTHERS | 1DM10G06H | MONOBLOC RANGES | 1DM10G06H191 | DAHLIA WHITE DEVICES
SP35288W | BASE ENCHUFE 2P+T10/16AEUR/USA DAHLIA/BL | 10.1 | 1 | 12 | 48 | NR | 8011564884618 | 85389099 | 1DM05 | Building | 1DM | BUILDING | 1DM10G | BUILDING OTHERS | 1DM10G06H | MONOBLOC RANGES | 1DM10G06H191 | DAHLIA WHITE DEVICES
SP35371W | BASE TV DIRECTA TIPO F HEMBRA DAHLIA/BL | 11.75 | 1 | 1 | 48 | NR | 8011564884625 | 85366910 | 1DM05 | Building | 1DM | BUILDING | 1DM10G | BUILDING OTHERS | 1DM10G06H | MONOBLOC RANGES | 1DM10G06H191 | DAHLIA WHITE DEVICES
SP35431W | CONT VACIO DBL 2 RJ45 KEYSTONE DAHLIA/BL | 9.5 | 1 | 10 | 100 | NR | 8011564884632 | 85369010 | 1DM05 | Building | 1DM | BUILDING | 1DM10G | BUILDING OTHERS | 1DM10G06H | MONOBLOC RANGES | 1DM10G06H191 | DAHLIA WHITE DEVICES
SP35602W | TIMBRE 230VCA-50Hz 8VA DAHLIA/BL | 29.75 | 1 | 1 | 24 | NR | 8034035004513 | 85389099 | 1DM05 | Building | 1DM | BUILDING | 1DM10G | BUILDING OTHERS | 1DM10G06H | MONOBLOC RANGES | 1DM10G06H191 | DAHLIA WHITE DEVICES
SP35662W | LAMPARA DE ANTI BLACKOUT DAHLIA/BL | 44 | 1 | 1 | 12 | NR | 8034035004520 | 85131000 | 1DM05 | Building | 1DM | BUILDING | 1DM10G | BUILDING OTHERS | 1DM10G06H | MONOBLOC RANGES | 1DM10G06H191 | DAHLIA WHITE DEVICES
SP35991 | SOPORTE DL PARA DISP. CHORUS SIN GARRAS | 1.45 | 1 | 1 | 1 | NR | 8034035008016 | 85389099 | 1DM05 | Building | 1DM | BUILDING | 1DM10G | BUILDING OTHERS | 1DM10G06H | MONOBLOC RANGES | 1DM10G06H195 | DAHLIA PLATES
SP94707 | REARME RD PRO 4x40x30MA TIPO AC | 518 | 1 | 1 | 1 | NR | 8034035008054 | 85362010 | 2DN02 | Energy | 2DN | ENERGY | 2DN13G | DIN RAIL MODULAR DEV | 2DN13G13F | RESTART/AUTOTEST | 2DN13G13F339 | RESTART
SP94709 | REARME RD PRO 4x40x300MA TIPO AC | 498.5 | 1 | 1 | 1 | NR | 8034035008061 | 85362010 | 2DN02 | Energy | 2DN | ENERGY | 2DN13G | DIN RAIL MODULAR DEV | 2DN13G13F | RESTART/AUTOTEST | 2DN13G13F339 | RESTART
SP94757 | REARME RD PRO 4x63x30MA TIPO AC | 580.5 | 1 | 1 | 1 | NR | 8034035007927 | 85362010 | 2DN02 | Energy | 2DN | ENERGY | 2DN13G | DIN RAIL MODULAR DEV | 2DN13G13F | RESTART/AUTOTEST | 2DN13G13F339 | RESTART
SP94759 | REARME RD PRO 4x63x300MA TIPO AC | 551.5 | 1 | 1 | 1 | NR | 8034035007910 | 85362010 | 2DN02 | Energy | 2DN | ENERGY | 2DN13G | DIN RAIL MODULAR DEV | 2DN13G13F | RESTART/AUTOTEST | 2DN13G13F339 | RESTART
SP94819P | REARME RD PRO 2X25X300MA TIPO AC | 347 | 1 | 1 | 1 | NR | 8034035007934 | 85362010 | 2DN02 | Energy | 2DN | ENERGY | 2DN13G | DIN RAIL MODULAR DEV | 2DN13G13F | RESTART/AUTOTEST | 2DN13G13F339 | RESTART
SP94829P | REARME RD PRO 2X40X300MA TIPO AC | 350 | 1 | 1 | 1 | NR | 8034035007941 | 85362010 | 2DN02 | Energy | 2DN | ENERGY | 2DN13G | DIN RAIL MODULAR DEV | 2DN13G13F | RESTART/AUTOTEST | 2DN13G13F339 | RESTART
SP94837P | REARME RD PRO 2X63X30MA TIPO AC | 419 | 1 | 1 | 1 | NR | 8034035007965 | 85362010 | 2DN02 | Energy | 2DN | ENERGY | 2DN13G | DIN RAIL MODULAR DEV | 2DN13G13F | RESTART/AUTOTEST | 2DN13G13F339 | RESTART
SP94837R | REARME RD 2X63X30MA TIPO AC | 390.5 | 1 | 1 | 1 | NR | 8034035007972 | 85362010 | 2DN02 | Energy | 2DN | ENERGY | 2DN13G | DIN RAIL MODULAR DEV | 2DN13G13F | RESTART/AUTOTEST | 2DN13G13F339 | RESTART
SP94839P | REARME RD PRO 2X63X300MA TIPO AC | 402 | 1 | 1 | 1 | NR | 8034035007989 | 85362010 | 2DN02 | Energy | 2DN | ENERGY | 2DN13G | DIN RAIL MODULAR DEV | 2DN13G13F | RESTART/AUTOTEST | 2DN13G13F339 | RESTART
SP95651P | REARME RD PRO 2X25X30MA TIPO A[IR] | 425.5 | 1 | 1 | 1 | NR | 8034035008122 | 85362010 | 2DN02 | Energy | 2DN | ENERGY | 2DN13G | DIN RAIL MODULAR DEV | 2DN13G13F | RESTART/AUTOTEST | 2DN13G13F339 | RESTART
SP95651R | REARME RD 2X25X30MA TIPO A[IR] | 398 | 1 | 1 | 1 | NR | 8034035008139 | 85362010 | 2DN02 | Energy | 2DN | ENERGY | 2DN13G | DIN RAIL MODULAR DEV | 2DN13G13F | RESTART/AUTOTEST | 2DN13G13F339 | RESTART
SP95654P | REARME RD PRO 2X25X300MA TIPO A[IR] | 424.5 | 1 | 1 | 1 | NR | 8034035008146 | 85362010 | 2DN02 | Energy | 2DN | ENERGY | 2DN13G | DIN RAIL MODULAR DEV | 2DN13G13F | RESTART/AUTOTEST | 2DN13G13F339 | RESTART
SP95656P | REARME RD PRO 2X40X30MA TIPO A[IR] | 442.5 | 1 | 1 | 1 | NR | 8034035008153 | 85362010 | 2DN02 | Energy | 2DN | ENERGY | 2DN13G | DIN RAIL MODULAR DEV | 2DN13G13F | RESTART/AUTOTEST | 2DN13G13F339 | RESTART
SP95656R | REARME RD 2X40X30MA TIPO A[IR] | 414 | 1 | 1 | 1 | NR | 8034035008160 | 85362010 | 2DN02 | Energy | 2DN | ENERGY | 2DN13G | DIN RAIL MODULAR DEV | 2DN13G13F | RESTART/AUTOTEST | 2DN13G13F339 | RESTART
SP95659P | REARME RD PRO 2X40X300MA TIPO A[IR] | 440.5 | 1 | 1 | 1 | NR | 8034035008177 | 85362010 | 2DN02 | Energy | 2DN | ENERGY | 2DN13G | DIN RAIL MODULAR DEV | 2DN13G13F | RESTART/AUTOTEST | 2DN13G13F339 | RESTART
SP95661P | REARME RD PRO 2X63X30MA TIPO A[IR] | 587.5 | 1 | 1 | 1 | NR | 8034035008184 | 85362010 | 2DN02 | Energy | 2DN | ENERGY | 2DN13G | DIN RAIL MODULAR DEV | 2DN13G13F | RESTART/AUTOTEST | 2DN13G13F339 | RESTART
SP95661R | REARME RD 2X63X30MA TIPO A[IR] | 558.5 | 1 | 1 | 1 | NR | 8034035008191 | 85362010 | 2DN02 | Energy | 2DN | ENERGY | 2DN13G | DIN RAIL MODULAR DEV | 2DN13G13F | RESTART/AUTOTEST | 2DN13G13F339 | RESTART
SP95664P | REARME RD PRO 2X63X300MA TIPO A[IR] | 586.5 | 1 | 1 | 1 | NR | 8034035008207 | 85362010 | 2DN02 | Energy | 2DN | ENERGY | 2DN13G | DIN RAIL MODULAR DEV | 2DN13G13F | RESTART/AUTOTEST | 2DN13G13F339 | RESTART
SP95681 | REARME RD PRO 4x40x30MA TIPO A[IR] | 657.5 | 1 | 1 | 1 | NR | 8034035061875 | 85362010 | 2DN02 | Energy | 2DN | ENERGY | 2DN13G | DIN RAIL MODULAR DEV | 2DN13G13F | RESTART/AUTOTEST | 2DN13G13F339 | RESTART
SP95683 | REARME RD PRO 4x40x300MA TIPO A[IR] | 621.5 | 1 | 1 | 1 | NR | 8034035061882 | 85362010 | 2DN02 | Energy | 2DN | ENERGY | 2DN13G | DIN RAIL MODULAR DEV | 2DN13G13F | RESTART/AUTOTEST | 2DN13G13F339 | RESTART
SP96464 | KIT POP + DESCARG. TIPO 2 + MT 1P+N 25A | 246 | 1 | 1 | 1 | NR | 8034035170782 | 85389099 | 2DN04 | Energy | 2DN | ENERGY | 2DN13G | DIN RAIL MODULAR DEV | 2DN13G21F | ACC. MODULARES | 2DN13G21F347 | SPD
SP96465 | KIT POP + DESCARG. TIPO 2 + MT 1P+N 32A | 246 | 1 | 1 | 1 | NR | 8034035170799 | 85389099 | 2DN04 | Energy | 2DN | ENERGY | 2DN13G | DIN RAIL MODULAR DEV | 2DN13G21F | ACC. MODULARES | 2DN13G21F347 | SPD
SP96466 | KIT POP + DESCARG. TIPO 2 + MT 1P+N 40A | 256.5 | 1 | 1 | 1 | NR | 8034035170805 | 85389099 | 2DN04 | Energy | 2DN | ENERGY | 2DN13G | DIN RAIL MODULAR DEV | 2DN13G21F | ACC. MODULARES | 2DN13G21F347 | SPD
SP96467 | KIT POP + DESCARG. TIPO 2 + MT 1P+N 50A | 267 | 1 | 1 | 1 | NR | 8034035170812 | 85389099 | 2DN04 | Energy | 2DN | ENERGY | 2DN13G | DIN RAIL MODULAR DEV | 2DN13G21F | ACC. MODULARES | 2DN13G21F347 | SPD
SP96468 | KIT POP + DESCARG. TIPO 2 + MT 1P+N 63A | 267 | 1 | 1 | 1 | NR | 8034035170829 | 85389099 | 2DN04 | Energy | 2DN | ENERGY | 2DN13G | DIN RAIL MODULAR DEV | 2DN13G21F | ACC. MODULARES | 2DN13G21F347 | SPD
SP96484 | KIT POP+DESCARG.TIPO 2+MT 3P+N 25A 9M | 412 | 1 | 1 | 2 | NR | 8011564895003 | 85389099 | 2DN04 | Energy | 2DN | ENERGY | 2DN13G | DIN RAIL MODULAR DEV | 2DN13G21F | ACC. MODULARES | 2DN13G21F347 | SPD
SP96485 | KIT POP+DESCARG.TIPO 2+MT 3P+N 32A 9M | 412 | 1 | 1 | 2 | NR | 8011564895010 | 85389099 | 2DN04 | Energy | 2DN | ENERGY | 2DN13G | DIN RAIL MODULAR DEV | 2DN13G21F | ACC. MODULARES | 2DN13G21F347 | SPD
SP96486 | KIT POP+DESCARG.TIPO 2+MT 3P+N 40A 9M | 425.5 | 1 | 1 | 2 | NR | 8011564895027 | 85389099 | 2DN04 | Energy | 2DN | ENERGY | 2DN13G | DIN RAIL MODULAR DEV | 2DN13G21F | ACC. MODULARES | 2DN13G21F347 | SPD
SP96487 | KIT POP+DESCARG.TIPO 2+MT 3P+N 50A 9M | 490.5 | 1 | 1 | 2 | NR | 8011564895034 | 85389099 | 2DN04 | Energy | 2DN | ENERGY | 2DN13G | DIN RAIL MODULAR DEV | 2DN13G21F | ACC. MODULARES | 2DN13G21F347 | SPD
SP96488 | KIT POP+DESCARG.TIPO 2+MT 3P+N 63A 9M | 490.5 | 1 | 1 | 2 | NR | 8011564895041 | 85389099 | 2DN04 | Energy | 2DN | ENERGY | 2DN13G | DIN RAIL MODULAR DEV | 2DN13G21F | ACC. MODULARES | 2DN13G21F347 | SPD
SP96494 | KIT POP+DESCARG.TIPO 2+MTC 4P 25A 7M | 420.5 | 1 | 1 | 3 | NR | 8011564894648 | 85389099 | 2DN04 | Energy | 2DN | ENERGY | 2DN13G | DIN RAIL MODULAR DEV | 2DN13G21F | ACC. MODULARES | 2DN13G21F347 | SPD
SP96495 | KIT POP+DESCARG.TIPO 2+MTC 4P 32A 7M | 420.5 | 1 | 1 | 3 | NR | 8011564894655 | 85389099 | 2DN04 | Energy | 2DN | ENERGY | 2DN13G | DIN RAIL MODULAR DEV | 2DN13G21F | ACC. MODULARES | 2DN13G21F347 | SPD
SPE1146D | CUADRO PROT. VE 4,6KW CON DESCARGADOR | 334.5 | 1 | 1 | 1 | NR | 8034035118357 | 85371098 | 0EM02 | Mobility | 0EM | MOBILITY | 0EM18G | E-MOBILITY | 0EM18G25F | I-CON | 0EM18G25F033 | ACCESSORI I-CON
SPE1174 | CUADRO PROT. VE 7,4KW SIN DESCARGADOR | 186.5 | 1 | 1 | 1 | NR | 8034035118326 | 85371098 | 0EM02 | Mobility | 0EM | MOBILITY | 0EM18G | E-MOBILITY | 0EM18G25F | I-CON | 0EM18G25F033 | ACCESSORI I-CON
SPE1174D | CUADRO PROT. VE 7,4KW CON DESCARGADOR | 343.5 | 1 | 1 | 1 | NR | 8034035118364 | 85371098 | 0EM02 | Mobility | 0EM | MOBILITY | 0EM18G | E-MOBILITY | 0EM18G25F | I-CON | 0EM18G25F033 | ACCESSORI I-CON
SPE1311 | CUADRO PROT. VE 11KW SIN DESCARGADOR | 297 | 1 | 1 | 1 | NR | 8034035118333 | 85371098 | 0EM02 | Mobility | 0EM | MOBILITY | 0EM18G | E-MOBILITY | 0EM18G25F | I-CON | 0EM18G25F033 | ACCESSORI I-CON
SPE1311D | CUADRO PROT. VE 11KW CON DESCARGADOR | 625.5 | 1 | 1 | 1 | NR | 8034035118371 | 85371098 | 0EM02 | Mobility | 0EM | MOBILITY | 0EM18G | E-MOBILITY | 0EM18G25F | I-CON | 0EM18G25F033 | ACCESSORI I-CON
SPE1322 | CUADRO PROT. VE 22KW SIN DESCARGADOR | 319.5 | 1 | 1 | 1 | NR | 8034035118340 | 85371098 | 0EM02 | Mobility | 0EM | MOBILITY | 0EM18G | E-MOBILITY | 0EM18G25F | I-CON | 0EM18G25F033 | ACCESSORI I-CON
SPE1322D | CUADRO PROT. VE 22KW CON DESCARGADOR | 647.5 | 1 | 1 | 1 | NR | 8034035118388 | 85371098 | 0EM02 | Mobility | 0EM | MOBILITY | 0EM18G | E-MOBILITY | 0EM18G25F | I-CON | 0EM18G25F033 | ACCESSORI I-CON

## GrupoDesconto
Grupo Desconto | BU Catalog | Código Catálogo | Catálogo | Código Grupo | Grupo | Código Familia | Familia | Código Subfamilia | Subfamilia
0EM00 | Mobility | 0EM | MOBILITY | 0EM26G | Q-MC | 0EM26G32F | 68 Q-MC RANGE | 0EM26G32F696 | Q-MC INOX
0EM00 | Mobility | 0EM | MOBILITY | 0EM26G | Q-MC | 0EM26G32F | 68 Q-MC RANGE | 0EM26G32F699 | *
0EM00 | Mobility | 0EM | MOBILITY | 0EM26G | Q-MC | 0EM26G32F | 68 Q-MC RANGE | 0EM26G32F700 | ACCESSORI Q-MC
0EM01 | Mobility | 0EM | MOBILITY | 0EM18G | E-MOBILITY | 0EM18G25F | I-CON | 0EM18G25F001 | I-CON AUTOSTART
0EM01 | Mobility | 0EM | MOBILITY | 0EM18G | E-MOBILITY | 0EM18G25F | I-CON | 0EM18G25F001 | I-CON AUTOSTART
0EM01 | Mobility | 0EM | MOBILITY | 0EM18G | E-MOBILITY | 0EM18G25F | I-CON | 0EM18G25F001 | I-CON AUTOSTART
0EM01 | Mobility | 0EM | MOBILITY | 0EM18G | E-MOBILITY | 0EM18G25F | I-CON | 0EM18G25F001 | I-CON AUTOSTART
0EM01 | Mobility | 0EM | MOBILITY | 0EM18G | E-MOBILITY | 0EM18G25F | I-CON | 0EM18G25F001 | I-CON AUTOSTART
0EM01 | Mobility | 0EM | MOBILITY | 0EM18G | E-MOBILITY | 0EM18G25F | I-CON | 0EM18G25F001 | I-CON AUTOSTART
0EM01 | Mobility | 0EM | MOBILITY | 0EM18G | E-MOBILITY | 0EM18G25F | I-CON | 0EM18G25F001 | I-CON AUTOSTART
0EM01 | Mobility | 0EM | MOBILITY | 0EM18G | E-MOBILITY | 0EM18G25F | I-CON | 0EM18G25F003 | I-CON AUTOSTART DLM
0EM01 | Mobility | 0EM | MOBILITY | 0EM18G | E-MOBILITY | 0EM18G25F | I-CON | 0EM18G25F003 | I-CON AUTOSTART DLM
0EM01 | Mobility | 0EM | MOBILITY | 0EM18G | E-MOBILITY | 0EM18G25F | I-CON | 0EM18G25F003 | I-CON AUTOSTART DLM
0EM01 | Mobility | 0EM | MOBILITY | 0EM18G | E-MOBILITY | 0EM18G25F | I-CON | 0EM18G25F003 | I-CON AUTOSTART DLM
0EM01 | Mobility | 0EM | MOBILITY | 0EM18G | E-MOBILITY | 0EM18G25F | I-CON | 0EM18G25F003 | I-CON AUTOSTART DLM
0EM01 | Mobility | 0EM | MOBILITY | 0EM18G | E-MOBILITY | 0EM18G25F | I-CON | 0EM18G25F003 | I-CON AUTOSTART DLM
0EM01 | Mobility | 0EM | MOBILITY | 0EM18G | E-MOBILITY | 0EM18G25F | I-CON | 0EM18G25F003 | I-CON AUTOSTART DLM
0EM01 | Mobility | 0EM | MOBILITY | 0EM18G | E-MOBILITY | 0EM18G25F | I-CON | 0EM18G25F003 | I-CON AUTOSTART DLM
0EM01 | Mobility | 0EM | MOBILITY | 0EM18G | E-MOBILITY | 0EM18G25F | I-CON | 0EM18G25F003 | I-CON AUTOSTART DLM
0EM01 | Mobility | 0EM | MOBILITY | 0EM18G | E-MOBILITY | 0EM18G25F | I-CON | 0EM18G25F003 | I-CON AUTOSTART DLM
0EM01 | Mobility | 0EM | MOBILITY | 0EM18G | E-MOBILITY | 0EM18G25F | I-CON | 0EM18G25F003 | I-CON AUTOSTART DLM
0EM01 | Mobility | 0EM | MOBILITY | 0EM18G | E-MOBILITY | 0EM18G25F | I-CON | 0EM18G25F003 | I-CON AUTOSTART DLM
0EM01 | Mobility | 0EM | MOBILITY | 0EM18G | E-MOBILITY | 0EM18G25F | I-CON | 0EM18G25F007 | I-CON RFID
0EM01 | Mobility | 0EM | MOBILITY | 0EM18G | E-MOBILITY | 0EM18G25F | I-CON | 0EM18G25F007 | I-CON RFID
0EM01 | Mobility | 0EM | MOBILITY | 0EM18G | E-MOBILITY | 0EM18G25F | I-CON | 0EM18G25F007 | I-CON RFID
0EM01 | Mobility | 0EM | MOBILITY | 0EM18G | E-MOBILITY | 0EM18G25F | I-CON | 0EM18G25F007 | I-CON RFID
0EM01 | Mobility | 0EM | MOBILITY | 0EM18G | E-MOBILITY | 0EM18G25F | I-CON | 0EM18G25F007 | I-CON RFID
0EM01 | Mobility | 0EM | MOBILITY | 0EM18G | E-MOBILITY | 0EM18G25F | I-CON | 0EM18G25F007 | I-CON RFID
0EM01 | Mobility | 0EM | MOBILITY | 0EM18G | E-MOBILITY | 0EM18G25F | I-CON | 0EM18G25F007 | I-CON RFID
0EM01 | Mobility | 0EM | MOBILITY | 0EM18G | E-MOBILITY | 0EM18G25F | I-CON | 0EM18G25F007 | I-CON RFID
0EM01 | Mobility | 0EM | MOBILITY | 0EM18G | E-MOBILITY | 0EM18G25F | I-CON | 0EM18G25F011 | I-CON CLOUD
0EM01 | Mobility | 0EM | MOBILITY | 0EM18G | E-MOBILITY | 0EM18G25F | I-CON | 0EM18G25F011 | I-CON CLOUD
0EM01 | Mobility | 0EM | MOBILITY | 0EM18G | E-MOBILITY | 0EM18G25F | I-CON | 0EM18G25F011 | I-CON CLOUD
0EM01 | Mobility | 0EM | MOBILITY | 0EM18G | E-MOBILITY | 0EM18G25F | I-CON | 0EM18G25F011 | I-CON CLOUD
0EM01 | Mobility | 0EM | MOBILITY | 0EM18G | E-MOBILITY | 0EM18G25F | I-CON | 0EM18G25F011 | I-CON CLOUD
0EM01 | Mobility | 0EM | MOBILITY | 0EM18G | E-MOBILITY | 0EM18G25F | I-CON | 0EM18G25F011 | I-CON CLOUD
0EM01 | Mobility | 0EM | MOBILITY | 0EM18G | E-MOBILITY | 0EM18G25F | I-CON | 0EM18G25F011 | I-CON CLOUD
0EM01 | Mobility | 0EM | MOBILITY | 0EM18G | E-MOBILITY | 0EM18G25F | I-CON | 0EM18G25F011 | I-CON CLOUD
0EM01 | Mobility | 0EM | MOBILITY | 0EM18G | E-MOBILITY | 0EM18G25F | I-CON | 0EM18G25F011 | I-CON CLOUD
0EM01 | Mobility | 0EM | MOBILITY | 0EM18G | E-MOBILITY | 0EM18G25F | I-CON | 0EM18G25F011 | I-CON CLOUD
0EM01 | Mobility | 0EM | MOBILITY | 0EM18G | E-MOBILITY | 0EM18G25F | I-CON | 0EM18G25F011 | I-CON CLOUD
0EM01 | Mobility | 0EM | MOBILITY | 0EM18G | E-MOBILITY | 0EM18G25F | I-CON | 0EM18G25F011 | I-CON CLOUD
0EM01 | Mobility | 0EM | MOBILITY | 0EM18G | E-MOBILITY | 0EM18G25F | I-CON | 0EM18G25F011 | I-CON CLOUD
0EM01 | Mobility | 0EM | MOBILITY | 0EM18G | E-MOBILITY | 0EM18G25F | I-CON | 0EM18G25F011 | I-CON CLOUD
0EM01 | Mobility | 0EM | MOBILITY | 0EM18G | E-MOBILITY | 0EM18G25F | I-CON | 0EM18G25F011 | I-CON CLOUD
0EM01 | Mobility | 0EM | MOBILITY | 0EM18G | E-MOBILITY | 0EM18G25F | I-CON | 0EM18G25F011 | I-CON CLOUD
0EM02 | Mobility | 0EM | MOBILITY | 0EM18G | E-MOBILITY | 0EM18G25F | I-CON | 0EM18G25F033 | ACCESSORI I-CON
0EM02 | Mobility | 0EM | MOBILITY | 0EM18G | E-MOBILITY | 0EM18G28F | I-ON | 0EM18G28F692 | I-ON AUTOSTART
0EM02 | Mobility | 0EM | MOBILITY | 0EM18G | E-MOBILITY | 0EM18G28F | I-ON | 0EM18G28F692 | I-ON AUTOSTART
0EM02 | Mobility | 0EM | MOBILITY | 0EM18G | E-MOBILITY | 0EM18G28F | I-ON | 0EM18G28F692 | I-ON AUTOSTART
0EM02 | Mobility | 0EM | MOBILITY | 0EM18G | E-MOBILITY | 0EM18G28F | I-ON | 0EM18G28F710 | I-ON RFID
0EM02 | Mobility | 0EM | MOBILITY | 0EM18G | E-MOBILITY | 0EM18G28F | I-ON | 0EM18G28F710 | I-ON RFID
0EM02 | Mobility | 0EM | MOBILITY | 0EM18G | E-MOBILITY | 0EM18G28F | I-ON | 0EM18G28F710 | I-ON RFID
0EM02 | Mobility | 0EM | MOBILITY | 0EM18G | E-MOBILITY | 0EM18G28F | I-ON | 0EM18G28F710 | I-ON RFID
0EM02 | Mobility | 0EM | MOBILITY | 0EM18G | E-MOBILITY | 0EM18G28F | I-ON | 0EM18G28F710 | I-ON RFID
0EM02 | Mobility | 0EM | MOBILITY | 0EM18G | E-MOBILITY | 0EM18G28F | I-ON | 0EM18G28F710 | I-ON RFID
0EM02 | Mobility | 0EM | MOBILITY | 0EM18G | E-MOBILITY | 0EM18G28F | I-ON | 0EM18G28F712 | I-ON CLOUD
0EM02 | Mobility | 0EM | MOBILITY | 0EM18G | E-MOBILITY | 0EM18G28F | I-ON | 0EM18G28F712 | I-ON CLOUD
0EM02 | Mobility | 0EM | MOBILITY | 0EM18G | E-MOBILITY | 0EM18G28F | I-ON | 0EM18G28F712 | I-ON CLOUD
0EM02 | Mobility | 0EM | MOBILITY | 0EM18G | E-MOBILITY | 0EM18G28F | I-ON | 0EM18G28F712 | I-ON CLOUD
0EM02 | Mobility | 0EM | MOBILITY | 0EM18G | E-MOBILITY | 0EM18G28F | I-ON | 0EM18G28F712 | I-ON CLOUD
0EM02 | Mobility | 0EM | MOBILITY | 0EM18G | E-MOBILITY | 0EM18G28F | I-ON | 0EM18G28F712 | I-ON CLOUD
0EM02 | Mobility | 0EM | MOBILITY | 0EM18G | E-MOBILITY | 0EM18G28F | I-ON | 0EM18G28F712 | I-ON CLOUD
0EM02 | Mobility | 0EM | MOBILITY | 0EM18G | E-MOBILITY | 0EM18G28F | I-ON | 0EM18G28F712 | I-ON CLOUD
0EM02 | Mobility | 0EM | MOBILITY | 0EM18G | E-MOBILITY | 0EM18G28F | I-ON | 0EM18G28F714 | I-ON EVO RFID
0EM02 | Mobility | 0EM | MOBILITY | 0EM18G | E-MOBILITY | 0EM18G28F | I-ON | 0EM18G28F714 | I-ON EVO RFID
0EM02 | Mobility | 0EM | MOBILITY | 0EM18G | E-MOBILITY | 0EM18G28F | I-ON | 0EM18G28F714 | I-ON EVO RFID
0EM02 | Mobility | 0EM | MOBILITY | 0EM18G | E-MOBILITY | 0EM18G28F | I-ON | 0EM18G28F714 | I-ON EVO RFID
0EM02 | Mobility | 0EM | MOBILITY | 0EM18G | E-MOBILITY | 0EM18G28F | I-ON | 0EM18G28F715 | I-ON EVO MID
0EM02 | Mobility | 0EM | MOBILITY | 0EM18G | E-MOBILITY | 0EM18G28F | I-ON | 0EM18G28F715 | I-ON EVO MID
0EM02 | Mobility | 0EM | MOBILITY | 0EM18G | E-MOBILITY | 0EM18G28F | I-ON | 0EM18G28F715 | I-ON EVO MID
0EM02 | Mobility | 0EM | MOBILITY | 0EM18G | E-MOBILITY | 0EM18G28F | I-ON | 0EM18G28F730 | ACCESSORI I-ON
0EM02 | Mobility | 0EM | MOBILITY | 0EM18G | E-MOBILITY | 0EM18G32H | COMPONENTS | 0EM18G32H061 | CORDSET
0EM02 | Mobility | 0EM | MOBILITY | 0EM18G | E-MOBILITY | 0EM18G32H | COMPONENTS | 0EM18G32H061 | CORDSET
0EM02 | Mobility | 0EM | MOBILITY | 0EM18G | E-MOBILITY | 0EM18G32H | COMPONENTS | 0EM18G32H061 | CORDSET
0EM02 | Mobility | 0EM | MOBILITY | 0EM18G | E-MOBILITY | 0EM18G32H | COMPONENTS | 0EM18G32H061 | CORDSET
0EM02 | Mobility | 0EM | MOBILITY | 0EM18G | E-MOBILITY | 0EM18G32H | COMPONENTS | 0EM18G32H061 | CORDSET
0EM02 | Mobility | 0EM | MOBILITY | 0EM18G | E-MOBILITY | 0EM18G32H | COMPONENTS | 0EM18G32H061 | CORDSET
0EM02 | Mobility | 0EM | MOBILITY | 0EM18G | E-MOBILITY | 0EM18G32H | COMPONENTS | 0EM18G32H061 | CORDSET
0EM02 | Mobility | 0EM | MOBILITY | 0EM18G | E-MOBILITY | 0EM18G32H | COMPONENTS | 0EM18G32H061 | CORDSET
0EM02 | Mobility | 0EM | MOBILITY | 0EM18G | E-MOBILITY | 0EM18G32H | COMPONENTS | 0EM18G32H061 | CORDSET
0EM02 | Mobility | 0EM | MOBILITY | 0EM18G | E-MOBILITY | 0EM18G32H | COMPONENTS | 0EM18G32H061 | CORDSET
0EM02 | Mobility | 0EM | MOBILITY | 0EM18G | E-MOBILITY | 0EM18G32H | COMPONENTS | 0EM18G32H063 | ACCESSORI COMPONENTS
0EM03 | Mobility | 0EM | MOBILITY | 0EM18G | E-MOBILITY | 0EM18G25F | I-CON | 0EM18G25F015 | I-CON EVO FREE
0EM03 | Mobility | 0EM | MOBILITY | 0EM18G | E-MOBILITY | 0EM18G25F | I-CON | 0EM18G25F015 | I-CON EVO FREE
0EM03 | Mobility | 0EM | MOBILITY | 0EM18G | E-MOBILITY | 0EM18G25F | I-CON | 0EM18G25F015 | I-CON EVO FREE
0EM03 | Mobility | 0EM | MOBILITY | 0EM18G | E-MOBILITY | 0EM18G25F | I-CON | 0EM18G25F015 | I-CON EVO FREE
0EM03 | Mobility | 0EM | MOBILITY | 0EM18G | E-MOBILITY | 0EM18G25F | I-CON | 0EM18G25F015 | I-CON EVO FREE
0EM03 | Mobility | 0EM | MOBILITY | 0EM18G | E-MOBILITY | 0EM18G25F | I-CON | 0EM18G25F017 | I-CON EVO FREE M/S
0EM03 | Mobility | 0EM | MOBILITY | 0EM18G | E-MOBILITY | 0EM18G25F | I-CON | 0EM18G25F017 | I-CON EVO FREE M/S
0EM03 | Mobility | 0EM | MOBILITY | 0EM18G | E-MOBILITY | 0EM18G25F | I-CON | 0EM18G25F017 | I-CON EVO FREE M/S
0EM03 | Mobility | 0EM | MOBILITY | 0EM18G | E-MOBILITY | 0EM18G25F | I-CON | 0EM18G25F017 | I-CON EVO FREE M/S
0EM03 | Mobility | 0EM | MOBILITY | 0EM18G | E-MOBILITY | 0EM18G25F | I-CON | 0EM18G25F017 | I-CON EVO FREE M/S
0EM03 | Mobility | 0EM | MOBILITY | 0EM18G | E-MOBILITY | 0EM18G25F | I-CON | 0EM18G25F021 | I-CON EVO RFID
0EM03 | Mobility | 0EM | MOBILITY | 0EM18G | E-MOBILITY | 0EM18G25F | I-CON | 0EM18G25F021 | I-CON EVO RFID
0EM03 | Mobility | 0EM | MOBILITY | 0EM18G | E-MOBILITY | 0EM18G25F | I-CON | 0EM18G25F021 | I-CON EVO RFID
0EM03 | Mobility | 0EM | MOBILITY | 0EM18G | E-MOBILITY | 0EM18G25F | I-CON | 0EM18G25F021 | I-CON EVO RFID
0EM03 | Mobility | 0EM | MOBILITY | 0EM18G | E-MOBILITY | 0EM18G25F | I-CON | 0EM18G25F021 | I-CON EVO RFID
0EM03 | Mobility | 0EM | MOBILITY | 0EM18G | E-MOBILITY | 0EM18G25F | I-CON | 0EM18G25F021 | I-CON EVO RFID
0EM03 | Mobility | 0EM | MOBILITY | 0EM18G | E-MOBILITY | 0EM18G25F | I-CON | 0EM18G25F021 | I-CON EVO RFID
0EM03 | Mobility | 0EM | MOBILITY | 0EM18G | E-MOBILITY | 0EM18G25F | I-CON | 0EM18G25F021 | I-CON EVO RFID
0EM03 | Mobility | 0EM | MOBILITY | 0EM18G | E-MOBILITY | 0EM18G25F | I-CON | 0EM18G25F025 | I-CON EVO MID
0EM03 | Mobility | 0EM | MOBILITY | 0EM18G | E-MOBILITY | 0EM18G25F | I-CON | 0EM18G25F025 | I-CON EVO MID
0EM03 | Mobility | 0EM | MOBILITY | 0EM18G | E-MOBILITY | 0EM18G25F | I-CON | 0EM18G25F025 | I-CON EVO MID
0EM03 | Mobility | 0EM | MOBILITY | 0EM18G | E-MOBILITY | 0EM18G25F | I-CON | 0EM18G25F025 | I-CON EVO MID
0EM03 | Mobility | 0EM | MOBILITY | 0EM18G | E-MOBILITY | 0EM18G25F | I-CON | 0EM18G25F025 | I-CON EVO MID
0EM03 | Mobility | 0EM | MOBILITY | 0EM18G | E-MOBILITY | 0EM18G25F | I-CON | 0EM18G25F025 | I-CON EVO MID
0EM03 | Mobility | 0EM | MOBILITY | 0EM18G | E-MOBILITY | 0EM18G25F | I-CON | 0EM18G25F025 | I-CON EVO MID
0EM03 | Mobility | 0EM | MOBILITY | 0EM18G | E-MOBILITY | 0EM18G25F | I-CON | 0EM18G25F025 | I-CON EVO MID
1DM00 | Building | 1DM | BUILDING | 1DM03G | CHORUSMART DOM.RANG. | 1DM03G04F | BRIT.STD CHORUSMART | 1DM03G04F154 | CR BRIT. ST. DEVICES
1DM00 | Building | 1DM | BUILDING | 1DM06G | SYSTEMS | 1DM06G40H | CR OTHER SYSTEMS | 1DM06G40H181 | STAND ALONE SYSTEMS
1DM00 | Building | 1DM | BUILDING | 1DM10G | BUILDING OTHERS | 1DM10G06F | 30 PLAYBUS | 1DM10G06F101 | PB COMMAND DEVICE
1DM00 | Building | 1DM | BUILDING | 1DM10G | BUILDING OTHERS | 1DM10G06F | 30 PLAYBUS | 1DM10G06F101 | PB COMMAND DEVICE
1DM00 | Building | 1DM | BUILDING | 1DM10G | BUILDING OTHERS | 1DM10G06F | 30 PLAYBUS | 1DM10G06F101 | PB COMMAND DEVICE
1DM00 | Building | 1DM | BUILDING | 1DM10G | BUILDING OTHERS | 1DM10G06F | 30 PLAYBUS | 1DM10G06F103 | PB POWER TAKE OFF
1DM00 | Building | 1DM | BUILDING | 1DM10G | BUILDING OTHERS | 1DM10G06F | 30 PLAYBUS | 1DM10G06F103 | PB POWER TAKE OFF
1DM00 | Building | 1DM | BUILDING | 1DM10G | BUILDING OTHERS | 1DM10G06F | 30 PLAYBUS | 1DM10G06F103 | PB POWER TAKE OFF
1DM00 | Building | 1DM | BUILDING | 1DM10G | BUILDING OTHERS | 1DM10G06F | 30 PLAYBUS | 1DM10G06F105 | PB TV-SAT SOCKET
1DM00 | Building | 1DM | BUILDING | 1DM10G | BUILDING OTHERS | 1DM10G06F | 30 PLAYBUS | 1DM10G06F105 | PB TV-SAT SOCKET
1DM00 | Building | 1DM | BUILDING | 1DM10G | BUILDING OTHERS | 1DM10G06F | 30 PLAYBUS | 1DM10G06F107 | PB TEL/NETW. JACKS
1DM00 | Building | 1DM | BUILDING | 1DM10G | BUILDING OTHERS | 1DM10G06F | 30 PLAYBUS | 1DM10G06F107 | PB TEL/NETW. JACKS
1DM00 | Building | 1DM | BUILDING | 1DM10G | BUILDING OTHERS | 1DM10G06F | 30 PLAYBUS | 1DM10G06F107 | PB TEL/NETW. JACKS
1DM00 | Building | 1DM | BUILDING | 1DM10G | BUILDING OTHERS | 1DM10G06F | 30 PLAYBUS | 1DM10G06F109 | PB MINICIRC. BREAKER
1DM00 | Building | 1DM | BUILDING | 1DM10G | BUILDING OTHERS | 1DM10G06F | 30 PLAYBUS | 1DM10G06F109 | PB MINICIRC. BREAKER
1DM00 | Building | 1DM | BUILDING | 1DM10G | BUILDING OTHERS | 1DM10G06F | 30 PLAYBUS | 1DM10G06F109 | PB MINICIRC. BREAKER
1DM00 | Building | 1DM | BUILDING | 1DM10G | BUILDING OTHERS | 1DM10G06F | 30 PLAYBUS | 1DM10G06F109 | PB MINICIRC. BREAKER
1DM00 | Building | 1DM | BUILDING | 1DM10G | BUILDING OTHERS | 1DM10G06F | 30 PLAYBUS | 1DM10G06F111 | PB LUMINOUS DEVICES
1DM00 | Building | 1DM | BUILDING | 1DM10G | BUILDING OTHERS | 1DM10G06F | 30 PLAYBUS | 1DM10G06F111 | PB LUMINOUS DEVICES
1DM00 | Building | 1DM | BUILDING | 1DM10G | BUILDING OTHERS | 1DM10G06F | 30 PLAYBUS | 1DM10G06F111 | PB LUMINOUS DEVICES
1DM00 | Building | 1DM | BUILDING | 1DM10G | BUILDING OTHERS | 1DM10G06F | 30 PLAYBUS | 1DM10G06F111 | PB LUMINOUS DEVICES
1DM00 | Building | 1DM | BUILDING | 1DM10G | BUILDING OTHERS | 1DM10G06F | 30 PLAYBUS | 1DM10G06F113 | PB ACOUSTIC DEVICES
1DM00 | Building | 1DM | BUILDING | 1DM10G | BUILDING OTHERS | 1DM10G06F | 30 PLAYBUS | 1DM10G06F113 | PB ACOUSTIC DEVICES
1DM00 | Building | 1DM | BUILDING | 1DM10G | BUILDING OTHERS | 1DM10G06F | 30 PLAYBUS | 1DM10G06F115 | PB OTHERS DEVICES
1DM00 | Building | 1DM | BUILDING | 1DM10G | BUILDING OTHERS | 1DM10G06F | 30 PLAYBUS | 1DM10G06F115 | PB OTHERS DEVICES
1DM00 | Building | 1DM | BUILDING | 1DM10G | BUILDING OTHERS | 1DM10G06F | 30 PLAYBUS | 1DM10G06F121 | PB COMFORT
1DM00 | Building | 1DM | BUILDING | 1DM10G | BUILDING OTHERS | 1DM10G06F | 30 PLAYBUS | 1DM10G06F121 | PB COMFORT
1DM00 | Building | 1DM | BUILDING | 1DM10G | BUILDING OTHERS | 1DM10G06F | 30 PLAYBUS | 1DM10G06F121 | PB COMFORT
1DM00 | Building | 1DM | BUILDING | 1DM10G | BUILDING OTHERS | 1DM10G06F | 30 PLAYBUS | 1DM10G06F123 | PB SYSTEM KIT
1DM00 | Building | 1DM | BUILDING | 1DM10G | BUILDING OTHERS | 1DM10G06F | 30 PLAYBUS | 1DM10G06F123 | PB SYSTEM KIT
1DM00 | Building | 1DM | BUILDING | 1DM10G | BUILDING OTHERS | 1DM10G06F | 30 PLAYBUS | 1DM10G06F141 | PB YOUNG PLATES
1DM00 | Building | 1DM | BUILDING | 1DM10G | BUILDING OTHERS | 1DM10G06F | 30 PLAYBUS | 1DM10G06F141 | PB YOUNG PLATES
1DM00 | Building | 1DM | BUILDING | 1DM10G | BUILDING OTHERS | 1DM10G06F | 30 PLAYBUS | 1DM10G06F141 | PB YOUNG PLATES
1DM00 | Building | 1DM | BUILDING | 1DM10G | BUILDING OTHERS | 1DM10G06F | 30 PLAYBUS | 1DM10G06F143 | PB PLAYBUS PLATES
1DM00 | Building | 1DM | BUILDING | 1DM10G | BUILDING OTHERS | 1DM10G06F | 30 PLAYBUS | 1DM10G06F143 | PB PLAYBUS PLATES
1DM00 | Building | 1DM | BUILDING | 1DM10G | BUILDING OTHERS | 1DM10G06F | 30 PLAYBUS | 1DM10G06F143 | PB PLAYBUS PLATES
1DM00 | Building | 1DM | BUILDING | 1DM10G | BUILDING OTHERS | 1DM10G06F | 30 PLAYBUS | 1DM10G06F143 | PB PLAYBUS PLATES
1DM00 | Building | 1DM | BUILDING | 1DM10G | BUILDING OTHERS | 1DM10G06F | 30 PLAYBUS | 1DM10G06F143 | PB PLAYBUS PLATES
1DM00 | Building | 1DM | BUILDING | 1DM10G | BUILDING OTHERS | 1DM10G06F | 30 PLAYBUS | 1DM10G06F143 | PB PLAYBUS PLATES
1DM00 | Building | 1DM | BUILDING | 1DM10G | BUILDING OTHERS | 1DM10G06F | 30 PLAYBUS | 1DM10G06F145 | PB OTHERS PLATES/ACC
1DM00 | Building | 1DM | BUILDING | 1DM10G | BUILDING OTHERS | 1DM10G06F | 30 PLAYBUS | 1DM10G06F145 | PB OTHERS PLATES/ACC
1DM00 | Building | 1DM | BUILDING | 1DM10G | BUILDING OTHERS | 1DM10G06F | 30 PLAYBUS | 1DM10G06F145 | PB OTHERS PLATES/ACC
1DM00 | Building | 1DM | BUILDING | 1DM10G | BUILDING OTHERS | 1DM10G06F | 30 PLAYBUS | 1DM10G06F145 | PB OTHERS PLATES/ACC
1DM00 | Building | 1DM | BUILDING | 1DM10G | BUILDING OTHERS | 1DM10G06F | 30 PLAYBUS | 1DM10G06F145 | PB OTHERS PLATES/ACC
1DM00 | Building | 1DM | BUILDING | 1DM10G | BUILDING OTHERS | 1DM10G06F | 30 PLAYBUS | 1DM10G06F145 | PB OTHERS PLATES/ACC
1DM00 | Building | 1DM | BUILDING | 1DM10G | BUILDING OTHERS | 1DM10G10F | DATA CENTER | 1DM10G10F271 | DC UTP SYSTEM
1DM00 | Building | 1DM | BUILDING | 1DM10G | BUILDING OTHERS | 1DM10G10F | DATA CENTER | 1DM10G10F271 | DC UTP SYSTEM
1DM00 | Building | 1DM | BUILDING | 1DM10G | BUILDING OTHERS | 1DM10G10F | DATA CENTER | 1DM10G10F271 | DC UTP SYSTEM
1DM00 | Building | 1DM | BUILDING | 1DM10G | BUILDING OTHERS | 1DM10G10F | DATA CENTER | 1DM10G10F273 | DC FTP SYSTEM
1DM00 | Building | 1DM | BUILDING | 1DM10G | BUILDING OTHERS | 1DM10G10F | DATA CENTER | 1DM10G10F273 | DC FTP SYSTEM
1DM00 | Building | 1DM | BUILDING | 1DM10G | BUILDING OTHERS | 1DM10G10F | DATA CENTER | 1DM10G10F275 | DC OPTIC FIBRE SYST
1DM00 | Building | 1DM | BUILDING | 1DM10G | BUILDING OTHERS | 1DM10G10F | DATA CENTER | 1DM10G10F275 | DC OPTIC FIBRE SYST
1DM00 | Building | 1DM | BUILDING | 1DM10G | BUILDING OTHERS | 1DM10G10F | DATA CENTER | 1DM10G10F275 | DC OPTIC FIBRE SYST
1DM00 | Building | 1DM | BUILDING | 1DM10G | BUILDING OTHERS | 1DM10G10F | DATA CENTER | 1DM10G10F275 | DC OPTIC FIBRE SYST
1DM00 | Building | 1DM | BUILDING | 1DM10G | BUILDING OTHERS | 1DM10G10F | DATA CENTER | 1DM10G10F275 | DC OPTIC FIBRE SYST
1DM00 | Building | 1DM | BUILDING | 1DM10G | BUILDING OTHERS | 1DM10G10F | DATA CENTER | 1DM10G10F283 | DC SURF MOUNT BOARD
1DM00 | Building | 1DM | BUILDING | 1DM10G | BUILDING OTHERS | 1DM10G10F | DATA CENTER | 1DM10G10F283 | DC SURF MOUNT BOARD
1DM00 | Building | 1DM | BUILDING | 1DM10G | BUILDING OTHERS | 1DM10G10F | DATA CENTER | 1DM10G10F285 | DC FLOOR MOUN. PANEL
1DM00 | Building | 1DM | BUILDING | 1DM10G | BUILDING OTHERS | 1DM10G10F | DATA CENTER | 1DM10G10F285 | DC FLOOR MOUN. PANEL
1DM00 | Building | 1DM | BUILDING | 1DM10G | BUILDING OTHERS | 1DM10G10F | DATA CENTER | 1DM10G10F285 | DC FLOOR MOUN. PANEL
1DM00 | Building | 1DM | BUILDING | 1DM10G | BUILDING OTHERS | 1DM10G10F | DATA CENTER | 1DM10G10F287 | DC BOARDS COMPL ITEM
1DM00 | Building | 1DM | BUILDING | 1DM10G | BUILDING OTHERS | 1DM10G10F | DATA CENTER | 1DM10G10F287 | DC BOARDS COMPL ITEM
1DM00 | Building | 1DM | BUILDING | 1DM10G | BUILDING OTHERS | 1DM10G11F | 28 DOMESTICO | 1DM10G11F261 | 28 PLUGS AND SOCKETS
1DM00 | Building | 1DM | BUILDING | 1DM10G | BUILDING OTHERS | 1DM10G11F | 28 DOMESTICO | 1DM10G11F261 | 28 PLUGS AND SOCKETS
1DM00 | Building | 1DM | BUILDING | 1DM10G | BUILDING OTHERS | 1DM10G11F | 28 DOMESTICO | 1DM10G11F261 | 28 PLUGS AND SOCKETS
1DM00 | Building | 1DM | BUILDING | 1DM10G | BUILDING OTHERS | 1DM10G11F | 28 DOMESTICO | 1DM10G11F261 | 28 PLUGS AND SOCKETS
1DM00 | Building | 1DM | BUILDING | 1DM10G | BUILDING OTHERS | 1DM10G11F | 28 DOMESTICO | 1DM10G11F263 | 28 ADAPTORS
1DM00 | Building | 1DM | BUILDING | 1DM10G | BUILDING OTHERS | 1DM10G11F | 28 DOMESTICO | 1DM10G11F263 | 28 ADAPTORS
1DM00 | Building | 1DM | BUILDING | 1DM10G | BUILDING OTHERS | 1DM10G11F | 28 DOMESTICO | 1DM10G11F263 | 28 ADAPTORS
1DM01 | Building | 1DM | BUILDING | 1DM08G | SYSTEM DOM. RANGES | 1DM08G01H | 20 SYSTEM B. | 1DM08G01H231 | *
1DM01 | Building | 1DM | BUILDING | 1DM08G | SYSTEM DOM. RANGES | 1DM08G01H | 20 SYSTEM B. | 1DM08G01H231 | *
1DM01 | Building | 1DM | BUILDING | 1DM08G | SYSTEM DOM. RANGES | 1DM08G01H | 20 SYSTEM B. | 1DM08G01H231 | *
1DM01 | Building | 1DM | BUILDING | 1DM08G | SYSTEM DOM. RANGES | 1DM08G01H | 20 SYSTEM B. | 1DM08G01H231 | *
1DM01 | Building | 1DM | BUILDING | 1DM08G | SYSTEM DOM. RANGES | 1DM08G01H | 20 SYSTEM B. | 1DM08G01H233 | *
1DM01 | Building | 1DM | BUILDING | 1DM08G | SYSTEM DOM. RANGES | 1DM08G01H | 20 SYSTEM B. | 1DM08G01H233 | *
1DM01 | Building | 1DM | BUILDING | 1DM08G | SYSTEM DOM. RANGES | 1DM08G01H | 20 SYSTEM B. | 1DM08G01H233 | *
1DM01 | Building | 1DM | BUILDING | 1DM08G | SYSTEM DOM. RANGES | 1DM08G01H | 20 SYSTEM B. | 1DM08G01H233 | *
1DM01 | Building | 1DM | BUILDING | 1DM08G | SYSTEM DOM. RANGES | 1DM08G01H | 20 SYSTEM B. | 1DM08G01H233 | *
1DM01 | Building | 1DM | BUILDING | 1DM08G | SYSTEM DOM. RANGES | 1DM08G01H | 20 SYSTEM B. | 1DM08G01H235 | *
1DM01 | Building | 1DM | BUILDING | 1DM08G | SYSTEM DOM. RANGES | 1DM08G01H | 20 SYSTEM B. | 1DM08G01H235 | *
1DM01 | Building | 1DM | BUILDING | 1DM08G | SYSTEM DOM. RANGES | 1DM08G01H | 20 SYSTEM B. | 1DM08G01H235 | *
1DM01 | Building | 1DM | BUILDING | 1DM08G | SYSTEM DOM. RANGES | 1DM08G01H | 20 SYSTEM B. | 1DM08G01H237 | *
1DM01 | Building | 1DM | BUILDING | 1DM08G | SYSTEM DOM. RANGES | 1DM08G01H | 20 SYSTEM B. | 1DM08G01H237 | *
1DM01 | Building | 1DM | BUILDING | 1DM08G | SYSTEM DOM. RANGES | 1DM08G01H | 20 SYSTEM B. | 1DM08G01H237 | *
1DM01 | Building | 1DM | BUILDING | 1DM08G | SYSTEM DOM. RANGES | 1DM08G01H | 20 SYSTEM B. | 1DM08G01H237 | *
1DM01 | Building | 1DM | BUILDING | 1DM08G | SYSTEM DOM. RANGES | 1DM08G01H | 20 SYSTEM B. | 1DM08G01H239 | *
1DM01 | Building | 1DM | BUILDING | 1DM08G | SYSTEM DOM. RANGES | 1DM08G01H | 20 SYSTEM B. | 1DM08G01H239 | *
1DM01 | Building | 1DM | BUILDING | 1DM08G | SYSTEM DOM. RANGES | 1DM08G01H | 20 SYSTEM B. | 1DM08G01H239 | *
1DM01 | Building | 1DM | BUILDING | 1DM08G | SYSTEM DOM. RANGES | 1DM08G01H | 20 SYSTEM B. | 1DM08G01H241 | *
1DM01 | Building | 1DM | BUILDING | 1DM08G | SYSTEM DOM. RANGES | 1DM08G01H | 20 SYSTEM B. | 1DM08G01H241 | *
1DM01 | Building | 1DM | BUILDING | 1DM08G | SYSTEM DOM. RANGES | 1DM08G01H | 20 SYSTEM B. | 1DM08G01H243 | *
1DM01 | Building | 1DM | BUILDING | 1DM08G | SYSTEM DOM. RANGES | 1DM08G01H | 20 SYSTEM B. | 1DM08G01H243 | *
1DM01 | Building | 1DM | BUILDING | 1DM08G | SYSTEM DOM. RANGES | 1DM08G01H | 20 SYSTEM B. | 1DM08G01H245 | *
1DM01 | Building | 1DM | BUILDING | 1DM08G | SYSTEM DOM. RANGES | 1DM08G01H | 20 SYSTEM B. | 1DM08G01H245 | *
1DM01 | Building | 1DM | BUILDING | 1DM08G | SYSTEM DOM. RANGES | 1DM08G01H | 20 SYSTEM B. | 1DM08G01H245 | *
1DM01 | Building | 1DM | BUILDING | 1DM08G | SYSTEM DOM. RANGES | 1DM08G01H | 20 SYSTEM B. | 1DM08G01H245 | *
1DM01 | Building | 1DM | BUILDING | 1DM08G | SYSTEM DOM. RANGES | 1DM08G01H | 20 SYSTEM B. | 1DM08G01H247 | *
1DM01 | Building | 1DM | BUILDING | 1DM08G | SYSTEM DOM. RANGES | 1DM08G01H | 20 SYSTEM B. | 1DM08G01H247 | *
1DM01 | Building | 1DM | BUILDING | 1DM08G | SYSTEM DOM. RANGES | 1DM08G02F | 21 SYSTEM N. | 1DM08G02F232 | *
1DM01 | Building | 1DM | BUILDING | 1DM08G | SYSTEM DOM. RANGES | 1DM08G02F | 21 SYSTEM N. | 1DM08G02F232 | *
1DM01 | Building | 1DM | BUILDING | 1DM08G | SYSTEM DOM. RANGES | 1DM08G02F | 21 SYSTEM N. | 1DM08G02F232 | *
1DM01 | Building | 1DM | BUILDING | 1DM08G | SYSTEM DOM. RANGES | 1DM08G02F | 21 SYSTEM N. | 1DM08G02F232 | *
1DM01 | Building | 1DM | BUILDING | 1DM08G | SYSTEM DOM. RANGES | 1DM08G02F | 21 SYSTEM N. | 1DM08G02F234 | *
1DM01 | Building | 1DM | BUILDING | 1DM08G | SYSTEM DOM. RANGES | 1DM08G02F | 21 SYSTEM N. | 1DM08G02F234 | *
1DM01 | Building | 1DM | BUILDING | 1DM08G | SYSTEM DOM. RANGES | 1DM08G02F | 21 SYSTEM N. | 1DM08G02F234 | *
1DM01 | Building | 1DM | BUILDING | 1DM08G | SYSTEM DOM. RANGES | 1DM08G02F | 21 SYSTEM N. | 1DM08G02F236 | *
1DM01 | Building | 1DM | BUILDING | 1DM08G | SYSTEM DOM. RANGES | 1DM08G02F | 21 SYSTEM N. | 1DM08G02F236 | *
1DM01 | Building | 1DM | BUILDING | 1DM08G | SYSTEM DOM. RANGES | 1DM08G02F | 21 SYSTEM N. | 1DM08G02F236 | *
1DM01 | Building | 1DM | BUILDING | 1DM08G | SYSTEM DOM. RANGES | 1DM08G02F | 21 SYSTEM N. | 1DM08G02F238 | *
1DM01 | Building | 1DM | BUILDING | 1DM08G | SYSTEM DOM. RANGES | 1DM08G02F | 21 SYSTEM N. | 1DM08G02F238 | *
1DM01 | Building | 1DM | BUILDING | 1DM08G | SYSTEM DOM. RANGES | 1DM08G02F | 21 SYSTEM N. | 1DM08G02F238 | *
1DM01 | Building | 1DM | BUILDING | 1DM08G | SYSTEM DOM. RANGES | 1DM08G02F | 21 SYSTEM N. | 1DM08G02F238 | *
1DM01 | Building | 1DM | BUILDING | 1DM08G | SYSTEM DOM. RANGES | 1DM08G02F | 21 SYSTEM N. | 1DM08G02F240 | *
1DM01 | Building | 1DM | BUILDING | 1DM08G | SYSTEM DOM. RANGES | 1DM08G02F | 21 SYSTEM N. | 1DM08G02F240 | *
1DM01 | Building | 1DM | BUILDING | 1DM08G | SYSTEM DOM. RANGES | 1DM08G02F | 21 SYSTEM N. | 1DM08G02F240 | *
1DM01 | Building | 1DM | BUILDING | 1DM08G | SYSTEM DOM. RANGES | 1DM08G02F | 21 SYSTEM N. | 1DM08G02F242 | *
1DM01 | Building | 1DM | BUILDING | 1DM08G | SYSTEM DOM. RANGES | 1DM08G02F | 21 SYSTEM N. | 1DM08G02F242 | *
1DM01 | Building | 1DM | BUILDING | 1DM08G | SYSTEM DOM. RANGES | 1DM08G02F | 21 SYSTEM N. | 1DM08G02F244 | *
1DM01 | Building | 1DM | BUILDING | 1DM08G | SYSTEM DOM. RANGES | 1DM08G02F | 21 SYSTEM N. | 1DM08G02F244 | *
1DM01 | Building | 1DM | BUILDING | 1DM08G | SYSTEM DOM. RANGES | 1DM08G02F | 21 SYSTEM N. | 1DM08G02F246 | *
1DM01 | Building | 1DM | BUILDING | 1DM08G | SYSTEM DOM. RANGES | 1DM08G02F | 21 SYSTEM N. | 1DM08G02F246 | *
1DM01 | Building | 1DM | BUILDING | 1DM08G | SYSTEM DOM. RANGES | 1DM08G02F | 21 SYSTEM N. | 1DM08G02F246 | *
1DM01 | Building | 1DM | BUILDING | 1DM08G | SYSTEM DOM. RANGES | 1DM08G02F | 21 SYSTEM N. | 1DM08G02F246 | *
1DM01 | Building | 1DM | BUILDING | 1DM08G | SYSTEM DOM. RANGES | 1DM08G02F | 21 SYSTEM N. | 1DM08G02F248 | *
1DM01 | Building | 1DM | BUILDING | 1DM08G | SYSTEM DOM. RANGES | 1DM08G02F | 21 SYSTEM N. | 1DM08G02F248 | *
1DM01 | Building | 1DM | BUILDING | 1DM08G | SYSTEM DOM. RANGES | 1DM08G03F | SY PLACAS/ACC./RF | 1DM08G03F211 | *
1DM01 | Building | 1DM | BUILDING | 1DM08G | SYSTEM DOM. RANGES | 1DM08G03F | SY PLACAS/ACC./RF | 1DM08G03F211 | *
1DM01 | Building | 1DM | BUILDING | 1DM08G | SYSTEM DOM. RANGES | 1DM08G03F | SY PLACAS/ACC./RF | 1DM08G03F211 | *
1DM01 | Building | 1DM | BUILDING | 1DM08G | SYSTEM DOM. RANGES | 1DM08G03F | SY PLACAS/ACC./RF | 1DM08G03F211 | *
1DM01 | Building | 1DM | BUILDING | 1DM08G | SYSTEM DOM. RANGES | 1DM08G03F | SY PLACAS/ACC./RF | 1DM08G03F211 | *
1DM01 | Building | 1DM | BUILDING | 1DM08G | SYSTEM DOM. RANGES | 1DM08G03F | SY PLACAS/ACC./RF | 1DM08G03F211 | *
1DM01 | Building | 1DM | BUILDING | 1DM08G | SYSTEM DOM. RANGES | 1DM08G03F | SY PLACAS/ACC./RF | 1DM08G03F211 | *
1DM01 | Building | 1DM | BUILDING | 1DM08G | SYSTEM DOM. RANGES | 1DM08G03F | SY PLACAS/ACC./RF | 1DM08G03F211 | *
1DM01 | Building | 1DM | BUILDING | 1DM08G | SYSTEM DOM. RANGES | 1DM08G03F | SY PLACAS/ACC./RF | 1DM08G03F211 | *
1DM01 | Building | 1DM | BUILDING | 1DM08G | SYSTEM DOM. RANGES | 1DM08G03F | SY PLACAS/ACC./RF | 1DM08G03F211 | *
1DM01 | Building | 1DM | BUILDING | 1DM08G | SYSTEM DOM. RANGES | 1DM08G03F | SY PLACAS/ACC./RF | 1DM08G03F211 | *
1DM01 | Building | 1DM | BUILDING | 1DM08G | SYSTEM DOM. RANGES | 1DM08G03F | SY PLACAS/ACC./RF | 1DM08G03F211 | *
1DM01 | Building | 1DM | BUILDING | 1DM08G | SYSTEM DOM. RANGES | 1DM08G03F | SY PLACAS/ACC./RF | 1DM08G03F211 | *
1DM01 | Building | 1DM | BUILDING | 1DM08G | SYSTEM DOM. RANGES | 1DM08G03F | SY PLACAS/ACC./RF | 1DM08G03F211 | *
1DM01 | Building | 1DM | BUILDING | 1DM08G | SYSTEM DOM. RANGES | 1DM08G03F | SY PLACAS/ACC./RF | 1DM08G03F212 | *
1DM01 | Building | 1DM | BUILDING | 1DM08G | SYSTEM DOM. RANGES | 1DM08G03F | SY PLACAS/ACC./RF | 1DM08G03F212 | *
1DM01 | Building | 1DM | BUILDING | 1DM08G | SYSTEM DOM. RANGES | 1DM08G03F | SY PLACAS/ACC./RF | 1DM08G03F212 | *
1DM01 | Building | 1DM | BUILDING | 1DM08G | SYSTEM DOM. RANGES | 1DM08G03F | SY PLACAS/ACC./RF | 1DM08G03F212 | *
1DM01 | Building | 1DM | BUILDING | 1DM08G | SYSTEM DOM. RANGES | 1DM08G03F | SY PLACAS/ACC./RF | 1DM08G03F212 | *
1DM01 | Building | 1DM | BUILDING | 1DM08G | SYSTEM DOM. RANGES | 1DM08G03F | SY PLACAS/ACC./RF | 1DM08G03F212 | *
1DM01 | Building | 1DM | BUILDING | 1DM08G | SYSTEM DOM. RANGES | 1DM08G03F | SY PLACAS/ACC./RF | 1DM08G03F212 | *
1DM01 | Building | 1DM | BUILDING | 1DM08G | SYSTEM DOM. RANGES | 1DM08G03F | SY PLACAS/ACC./RF | 1DM08G03F212 | *
1DM01 | Building | 1DM | BUILDING | 1DM08G | SYSTEM DOM. RANGES | 1DM08G03F | SY PLACAS/ACC./RF | 1DM08G03F212 | *
1DM01 | Building | 1DM | BUILDING | 1DM08G | SYSTEM DOM. RANGES | 1DM08G03F | SY PLACAS/ACC./RF | 1DM08G03F212 | *
1DM01 | Building | 1DM | BUILDING | 1DM08G | SYSTEM DOM. RANGES | 1DM08G03F | SY PLACAS/ACC./RF | 1DM08G03F212 | *
1DM01 | Building | 1DM | BUILDING | 1DM08G | SYSTEM DOM. RANGES | 1DM08G03F | SY PLACAS/ACC./RF | 1DM08G03F212 | *
1DM01 | Building | 1DM | BUILDING | 1DM08G | SYSTEM DOM. RANGES | 1DM08G03F | SY PLACAS/ACC./RF | 1DM08G03F212 | *
1DM01 | Building | 1DM | BUILDING | 1DM08G | SYSTEM DOM. RANGES | 1DM08G03F | SY PLACAS/ACC./RF | 1DM08G03F212 | *
1DM01 | Building | 1DM | BUILDING | 1DM08G | SYSTEM DOM. RANGES | 1DM08G03F | SY PLACAS/ACC./RF | 1DM08G03F217 | *
1DM01 | Building | 1DM | BUILDING | 1DM08G | SYSTEM DOM. RANGES | 1DM08G03F | SY PLACAS/ACC./RF | 1DM08G03F217 | *
1DM01 | Building | 1DM | BUILDING | 1DM08G | SYSTEM DOM. RANGES | 1DM08G03F | SY PLACAS/ACC./RF | 1DM08G03F217 | *
1DM01 | Building | 1DM | BUILDING | 1DM08G | SYSTEM DOM. RANGES | 1DM08G03F | SY PLACAS/ACC./RF | 1DM08G03F219 | *
1DM01 | Building | 1DM | BUILDING | 1DM08G | SYSTEM DOM. RANGES | 1DM08G03F | SY PLACAS/ACC./RF | 1DM08G03F221 | *
1DM01 | Building | 1DM | BUILDING | 1DM08G | SYSTEM DOM. RANGES | 1DM08G03F | SY PLACAS/ACC./RF | 1DM08G03F221 | *
1DM01 | Building | 1DM | BUILDING | 1DM08G | SYSTEM DOM. RANGES | 1DM08G03F | SY PLACAS/ACC./RF | 1DM08G03F221 | *
1DM01 | Building | 1DM | BUILDING | 1DM08G | SYSTEM DOM. RANGES | 1DM08G03F | SY PLACAS/ACC./RF | 1DM08G03F221 | *
1DM01 | Building | 1DM | BUILDING | 1DM08G | SYSTEM DOM. RANGES | 1DM08G03F | SY PLACAS/ACC./RF | 1DM08G03F221 | *
1DM01 | Building | 1DM | BUILDING | 1DM10G | BUILDING OTHERS | 1DM10G08F | 27 CONTENEDORES SUP. | 1DM10G08F251 | PROTECTED ENCLOSURE
1DM01 | Building | 1DM | BUILDING | 1DM10G | BUILDING OTHERS | 1DM10G08F | 27 CONTENEDORES SUP. | 1DM10G08F251 | PROTECTED ENCLOSURE
1DM01 | Building | 1DM | BUILDING | 1DM10G | BUILDING OTHERS | 1DM10G08F | 27 CONTENEDORES SUP. | 1DM10G08F253 | WATERTIGHT ENCLOSURE
1DM01 | Building | 1DM | BUILDING | 1DM10G | BUILDING OTHERS | 1DM10G08F | 27 CONTENEDORES SUP. | 1DM10G08F253 | WATERTIGHT ENCLOSURE
1DM01 | Building | 1DM | BUILDING | 1DM10G | BUILDING OTHERS | 1DM10G08F | 27 CONTENEDORES SUP. | 1DM10G08F253 | WATERTIGHT ENCLOSURE
1DM01 | Building | 1DM | BUILDING | 1DM10G | BUILDING OTHERS | 1DM10G08F | 27 CONTENEDORES SUP. | 1DM10G08F255 | COMBI-DIN 40
1DM01 | Building | 1DM | BUILDING | 1DM10G | BUILDING OTHERS | 1DM10G08F | 27 CONTENEDORES SUP. | 1DM10G08F257 | 27 ACCESSORIES
1DM01 | Building | 1DM | BUILDING | 1DM10G | BUILDING OTHERS | 1DM10G08F | 27 CONTENEDORES SUP. | 1DM10G08F257 | 27 ACCESSORIES
1DM01 | Building | 1DM | BUILDING | 1DM10G | BUILDING OTHERS | 1DM10G08F | 27 CONTENEDORES SUP. | 1DM10G08F257 | 27 ACCESSORIES
1DM01 | Building | 1DM | BUILDING | 1DM10G | BUILDING OTHERS | 1DM10G08F | 27 CONTENEDORES SUP. | 1DM10G08F257 | 27 ACCESSORIES
1DM01 | Building | 1DM | BUILDING | 1DM10G | BUILDING OTHERS | 1DM10G08F | 27 CONTENEDORES SUP. | 1DM10G08F257 | 27 ACCESSORIES
1DM01 | Building | 1DM | BUILDING | 1DM10G | BUILDING OTHERS | 1DM10G08F | 27 CONTENEDORES SUP. | 1DM10G08F257 | 27 ACCESSORIES
1DM01 | Building | 1DM | BUILDING | 1DM10G | BUILDING OTHERS | 1DM10G08F | 27 CONTENEDORES SUP. | 1DM10G08F257 | 27 ACCESSORIES
1DM02 | Building | 1DM | BUILDING | 1DM03G | CHORUSMART DOM.RANG. | 1DM03G01F | BASIC CHORUSMART | 1DM03G01F129 | *
1DM02 | Building | 1DM | BUILDING | 1DM03G | CHORUSMART DOM.RANG. | 1DM03G01F | BASIC CHORUSMART | 1DM03G01F131 | CR SATIN WHITE DEV.
1DM02 | Building | 1DM | BUILDING | 1DM03G | CHORUSMART DOM.RANG. | 1DM03G01F | BASIC CHORUSMART | 1DM03G01F131 | CR SATIN WHITE DEV.
1DM02 | Building | 1DM | BUILDING | 1DM03G | CHORUSMART DOM.RANG. | 1DM03G01F | BASIC CHORUSMART | 1DM03G01F131 | CR SATIN WHITE DEV.
1DM02 | Building | 1DM | BUILDING | 1DM03G | CHORUSMART DOM.RANG. | 1DM03G01F | BASIC CHORUSMART | 1DM03G01F131 | CR SATIN WHITE DEV.
1DM02 | Building | 1DM | BUILDING | 1DM03G | CHORUSMART DOM.RANG. | 1DM03G01F | BASIC CHORUSMART | 1DM03G01F131 | CR SATIN WHITE DEV.
1DM02 | Building | 1DM | BUILDING | 1DM03G | CHORUSMART DOM.RANG. | 1DM03G01F | BASIC CHORUSMART | 1DM03G01F131 | CR SATIN WHITE DEV.
1DM02 | Building | 1DM | BUILDING | 1DM03G | CHORUSMART DOM.RANG. | 1DM03G01F | BASIC CHORUSMART | 1DM03G01F131 | CR SATIN WHITE DEV.
1DM02 | Building | 1DM | BUILDING | 1DM03G | CHORUSMART DOM.RANG. | 1DM03G01F | BASIC CHORUSMART | 1DM03G01F131 | CR SATIN WHITE DEV.
1DM02 | Building | 1DM | BUILDING | 1DM03G | CHORUSMART DOM.RANG. | 1DM03G01F | BASIC CHORUSMART | 1DM03G01F131 | CR SATIN WHITE DEV.
1DM02 | Building | 1DM | BUILDING | 1DM03G | CHORUSMART DOM.RANG. | 1DM03G01F | BASIC CHORUSMART | 1DM03G01F133 | CR NAT.BEIGE DEVICES
1DM02 | Building | 1DM | BUILDING | 1DM03G | CHORUSMART DOM.RANG. | 1DM03G01F | BASIC CHORUSMART | 1DM03G01F133 | CR NAT.BEIGE DEVICES
1DM02 | Building | 1DM | BUILDING | 1DM03G | CHORUSMART DOM.RANG. | 1DM03G01F | BASIC CHORUSMART | 1DM03G01F133 | CR NAT.BEIGE DEVICES
1DM02 | Building | 1DM | BUILDING | 1DM03G | CHORUSMART DOM.RANG. | 1DM03G01F | BASIC CHORUSMART | 1DM03G01F133 | CR NAT.BEIGE DEVICES
1DM02 | Building | 1DM | BUILDING | 1DM03G | CHORUSMART DOM.RANG. | 1DM03G01F | BASIC CHORUSMART | 1DM03G01F133 | CR NAT.BEIGE DEVICES
1DM02 | Building | 1DM | BUILDING | 1DM03G | CHORUSMART DOM.RANG. | 1DM03G01F | BASIC CHORUSMART | 1DM03G01F133 | CR NAT.BEIGE DEVICES
1DM02 | Building | 1DM | BUILDING | 1DM03G | CHORUSMART DOM.RANG. | 1DM03G01F | BASIC CHORUSMART | 1DM03G01F133 | CR NAT.BEIGE DEVICES
1DM02 | Building | 1DM | BUILDING | 1DM03G | CHORUSMART DOM.RANG. | 1DM03G01F | BASIC CHORUSMART | 1DM03G01F133 | CR NAT.BEIGE DEVICES
1DM02 | Building | 1DM | BUILDING | 1DM03G | CHORUSMART DOM.RANG. | 1DM03G01F | BASIC CHORUSMART | 1DM03G01F133 | CR NAT.BEIGE DEVICES
1DM02 | Building | 1DM | BUILDING | 1DM03G | CHORUSMART DOM.RANG. | 1DM03G01F | BASIC CHORUSMART | 1DM03G01F135 | CR WHITE ANTIB. DEV.
1DM02 | Building | 1DM | BUILDING | 1DM03G | CHORUSMART DOM.RANG. | 1DM03G01F | BASIC CHORUSMART | 1DM03G01F135 | CR WHITE ANTIB. DEV.
1DM02 | Building | 1DM | BUILDING | 1DM03G | CHORUSMART DOM.RANG. | 1DM03G01F | BASIC CHORUSMART | 1DM03G01F135 | CR WHITE ANTIB. DEV.
1DM02 | Building | 1DM | BUILDING | 1DM03G | CHORUSMART DOM.RANG. | 1DM03G01F | BASIC CHORUSMART | 1DM03G01F135 | CR WHITE ANTIB. DEV.
1DM02 | Building | 1DM | BUILDING | 1DM03G | CHORUSMART DOM.RANG. | 1DM03G01F | BASIC CHORUSMART | 1DM03G01F151 | CR SHINY WHITE DEV.
1DM02 | Building | 1DM | BUILDING | 1DM03G | CHORUSMART DOM.RANG. | 1DM03G01F | BASIC CHORUSMART | 1DM03G01F151 | CR SHINY WHITE DEV.
1DM02 | Building | 1DM | BUILDING | 1DM03G | CHORUSMART DOM.RANG. | 1DM03G01F | BASIC CHORUSMART | 1DM03G01F151 | CR SHINY WHITE DEV.
1DM02 | Building | 1DM | BUILDING | 1DM03G | CHORUSMART DOM.RANG. | 1DM03G01F | BASIC CHORUSMART | 1DM03G01F151 | CR SHINY WHITE DEV.
1DM02 | Building | 1DM | BUILDING | 1DM03G | CHORUSMART DOM.RANG. | 1DM03G01F | BASIC CHORUSMART | 1DM03G01F151 | CR SHINY WHITE DEV.
1DM02 | Building | 1DM | BUILDING | 1DM03G | CHORUSMART DOM.RANG. | 1DM03G01F | BASIC CHORUSMART | 1DM03G01F151 | CR SHINY WHITE DEV.
1DM02 | Building | 1DM | BUILDING | 1DM03G | CHORUSMART DOM.RANG. | 1DM03G01F | BASIC CHORUSMART | 1DM03G01F151 | CR SHINY WHITE DEV.
1DM02 | Building | 1DM | BUILDING | 1DM03G | CHORUSMART DOM.RANG. | 1DM03G01F | BASIC CHORUSMART | 1DM03G01F151 | CR SHINY WHITE DEV.
1DM02 | Building | 1DM | BUILDING | 1DM03G | CHORUSMART DOM.RANG. | 1DM03G01F | BASIC CHORUSMART | 1DM03G01F151 | CR SHINY WHITE DEV.
1DM02 | Building | 1DM | BUILDING | 1DM03G | CHORUSMART DOM.RANG. | 1DM03G01F | BASIC CHORUSMART | 1DM03G01F152 | CR IVORY DEVICES
1DM02 | Building | 1DM | BUILDING | 1DM03G | CHORUSMART DOM.RANG. | 1DM03G01F | BASIC CHORUSMART | 1DM03G01F152 | CR IVORY DEVICES
1DM02 | Building | 1DM | BUILDING | 1DM03G | CHORUSMART DOM.RANG. | 1DM03G01F | BASIC CHORUSMART | 1DM03G01F152 | CR IVORY DEVICES
1DM02 | Building | 1DM | BUILDING | 1DM03G | CHORUSMART DOM.RANG. | 1DM03G01F | BASIC CHORUSMART | 1DM03G01F152 | CR IVORY DEVICES
1DM02 | Building | 1DM | BUILDING | 1DM03G | CHORUSMART DOM.RANG. | 1DM03G01F | BASIC CHORUSMART | 1DM03G01F152 | CR IVORY DEVICES
1DM02 | Building | 1DM | BUILDING | 1DM03G | CHORUSMART DOM.RANG. | 1DM03G01F | BASIC CHORUSMART | 1DM03G01F153 | CR BLACK DEVICES
1DM02 | Building | 1DM | BUILDING | 1DM03G | CHORUSMART DOM.RANG. | 1DM03G01F | BASIC CHORUSMART | 1DM03G01F153 | CR BLACK DEVICES
1DM02 | Building | 1DM | BUILDING | 1DM03G | CHORUSMART DOM.RANG. | 1DM03G01F | BASIC CHORUSMART | 1DM03G01F153 | CR BLACK DEVICES
1DM02 | Building | 1DM | BUILDING | 1DM03G | CHORUSMART DOM.RANG. | 1DM03G01F | BASIC CHORUSMART | 1DM03G01F153 | CR BLACK DEVICES
1DM02 | Building | 1DM | BUILDING | 1DM03G | CHORUSMART DOM.RANG. | 1DM03G01F | BASIC CHORUSMART | 1DM03G01F153 | CR BLACK DEVICES
1DM02 | Building | 1DM | BUILDING | 1DM03G | CHORUSMART DOM.RANG. | 1DM03G01F | BASIC CHORUSMART | 1DM03G01F153 | CR BLACK DEVICES
1DM02 | Building | 1DM | BUILDING | 1DM03G | CHORUSMART DOM.RANG. | 1DM03G01F | BASIC CHORUSMART | 1DM03G01F153 | CR BLACK DEVICES
1DM02 | Building | 1DM | BUILDING | 1DM03G | CHORUSMART DOM.RANG. | 1DM03G01F | BASIC CHORUSMART | 1DM03G01F153 | CR BLACK DEVICES
1DM02 | Building | 1DM | BUILDING | 1DM03G | CHORUSMART DOM.RANG. | 1DM03G01F | BASIC CHORUSMART | 1DM03G01F153 | CR BLACK DEVICES
1DM02 | Building | 1DM | BUILDING | 1DM03G | CHORUSMART DOM.RANG. | 1DM03G01F | BASIC CHORUSMART | 1DM03G01F155 | CR TITANIUM DEVICES
1DM02 | Building | 1DM | BUILDING | 1DM03G | CHORUSMART DOM.RANG. | 1DM03G01F | BASIC CHORUSMART | 1DM03G01F155 | CR TITANIUM DEVICES
1DM02 | Building | 1DM | BUILDING | 1DM03G | CHORUSMART DOM.RANG. | 1DM03G01F | BASIC CHORUSMART | 1DM03G01F155 | CR TITANIUM DEVICES
1DM02 | Building | 1DM | BUILDING | 1DM03G | CHORUSMART DOM.RANG. | 1DM03G01F | BASIC CHORUSMART | 1DM03G01F155 | CR TITANIUM DEVICES
1DM02 | Building | 1DM | BUILDING | 1DM03G | CHORUSMART DOM.RANG. | 1DM03G01F | BASIC CHORUSMART | 1DM03G01F155 | CR TITANIUM DEVICES
1DM02 | Building | 1DM | BUILDING | 1DM03G | CHORUSMART DOM.RANG. | 1DM03G01F | BASIC CHORUSMART | 1DM03G01F155 | CR TITANIUM DEVICES
1DM02 | Building | 1DM | BUILDING | 1DM03G | CHORUSMART DOM.RANG. | 1DM03G01F | BASIC CHORUSMART | 1DM03G01F155 | CR TITANIUM DEVICES
1DM02 | Building | 1DM | BUILDING | 1DM03G | CHORUSMART DOM.RANG. | 1DM03G01F | BASIC CHORUSMART | 1DM03G01F155 | CR TITANIUM DEVICES
1DM02 | Building | 1DM | BUILDING | 1DM03G | CHORUSMART DOM.RANG. | 1DM03G01F | BASIC CHORUSMART | 1DM03G01F155 | CR TITANIUM DEVICES
1DM02 | Building | 1DM | BUILDING | 1DM03G | CHORUSMART DOM.RANG. | 1DM03G01F | BASIC CHORUSMART | 1DM03G01F156 | CR GEO INT. PLATES
1DM02 | Building | 1DM | BUILDING | 1DM03G | CHORUSMART DOM.RANG. | 1DM03G01F | BASIC CHORUSMART | 1DM03G01F156 | CR GEO INT. PLATES
1DM02 | Building | 1DM | BUILDING | 1DM03G | CHORUSMART DOM.RANG. | 1DM03G01F | BASIC CHORUSMART | 1DM03G01F156 | CR GEO INT. PLATES
1DM02 | Building | 1DM | BUILDING | 1DM03G | CHORUSMART DOM.RANG. | 1DM03G01F | BASIC CHORUSMART | 1DM03G01F156 | CR GEO INT. PLATES
1DM02 | Building | 1DM | BUILDING | 1DM03G | CHORUSMART DOM.RANG. | 1DM03G01F | BASIC CHORUSMART | 1DM03G01F156 | CR GEO INT. PLATES
1DM02 | Building | 1DM | BUILDING | 1DM03G | CHORUSMART DOM.RANG. | 1DM03G01F | BASIC CHORUSMART | 1DM03G01F156 | CR GEO INT. PLATES
1DM02 | Building | 1DM | BUILDING | 1DM03G | CHORUSMART DOM.RANG. | 1DM03G01F | BASIC CHORUSMART | 1DM03G01F156 | CR GEO INT. PLATES
1DM02 | Building | 1DM | BUILDING | 1DM03G | CHORUSMART DOM.RANG. | 1DM03G01F | BASIC CHORUSMART | 1DM03G01F156 | CR GEO INT. PLATES
1DM02 | Building | 1DM | BUILDING | 1DM03G | CHORUSMART DOM.RANG. | 1DM03G01F | BASIC CHORUSMART | 1DM03G01F157 | CR ONE ITAL. PLATES
1DM02 | Building | 1DM | BUILDING | 1DM03G | CHORUSMART DOM.RANG. | 1DM03G01F | BASIC CHORUSMART | 1DM03G01F157 | CR ONE ITAL. PLATES
1DM02 | Building | 1DM | BUILDING | 1DM03G | CHORUSMART DOM.RANG. | 1DM03G01F | BASIC CHORUSMART | 1DM03G01F157 | CR ONE ITAL. PLATES
1DM02 | Building | 1DM | BUILDING | 1DM03G | CHORUSMART DOM.RANG. | 1DM03G01F | BASIC CHORUSMART | 1DM03G01F157 | CR ONE ITAL. PLATES
1DM02 | Building | 1DM | BUILDING | 1DM03G | CHORUSMART DOM.RANG. | 1DM03G01F | BASIC CHORUSMART | 1DM03G01F157 | CR ONE ITAL. PLATES
1DM02 | Building | 1DM | BUILDING | 1DM03G | CHORUSMART DOM.RANG. | 1DM03G01F | BASIC CHORUSMART | 1DM03G01F157 | CR ONE ITAL. PLATES
1DM02 | Building | 1DM | BUILDING | 1DM03G | CHORUSMART DOM.RANG. | 1DM03G01F | BASIC CHORUSMART | 1DM03G01F157 | CR ONE ITAL. PLATES
1DM02 | Building | 1DM | BUILDING | 1DM03G | CHORUSMART DOM.RANG. | 1DM03G01F | BASIC CHORUSMART | 1DM03G01F157 | CR ONE ITAL. PLATES
1DM02 | Building | 1DM | BUILDING | 1DM03G | CHORUSMART DOM.RANG. | 1DM03G01F | BASIC CHORUSMART | 1DM03G01F157 | CR ONE ITAL. PLATES
1DM02 | Building | 1DM | BUILDING | 1DM03G | CHORUSMART DOM.RANG. | 1DM03G01F | BASIC CHORUSMART | 1DM03G01F157 | CR ONE ITAL. PLATES
1DM02 | Building | 1DM | BUILDING | 1DM03G | CHORUSMART DOM.RANG. | 1DM03G01F | BASIC CHORUSMART | 1DM03G01F157 | CR ONE ITAL. PLATES
1DM02 | Building | 1DM | BUILDING | 1DM03G | CHORUSMART DOM.RANG. | 1DM03G01F | BASIC CHORUSMART | 1DM03G01F157 | CR ONE ITAL. PLATES
1DM02 | Building | 1DM | BUILDING | 1DM03G | CHORUSMART DOM.RANG. | 1DM03G01F | BASIC CHORUSMART | 1DM03G01F157 | CR ONE ITAL. PLATES
1DM02 | Building | 1DM | BUILDING | 1DM03G | CHORUSMART DOM.RANG. | 1DM03G01F | BASIC CHORUSMART | 1DM03G01F158 | CR GEO PLATES
1DM02 | Building | 1DM | BUILDING | 1DM03G | CHORUSMART DOM.RANG. | 1DM03G01F | BASIC CHORUSMART | 1DM03G01F158 | CR GEO PLATES
1DM02 | Building | 1DM | BUILDING | 1DM03G | CHORUSMART DOM.RANG. | 1DM03G01F | BASIC CHORUSMART | 1DM03G01F158 | CR GEO PLATES
1DM02 | Building | 1DM | BUILDING | 1DM03G | CHORUSMART DOM.RANG. | 1DM03G01F | BASIC CHORUSMART | 1DM03G01F158 | CR GEO PLATES
1DM02 | Building | 1DM | BUILDING | 1DM03G | CHORUSMART DOM.RANG. | 1DM03G01F | BASIC CHORUSMART | 1DM03G01F158 | CR GEO PLATES
1DM02 | Building | 1DM | BUILDING | 1DM03G | CHORUSMART DOM.RANG. | 1DM03G01F | BASIC CHORUSMART | 1DM03G01F158 | CR GEO PLATES
1DM02 | Building | 1DM | BUILDING | 1DM03G | CHORUSMART DOM.RANG. | 1DM03G01F | BASIC CHORUSMART | 1DM03G01F158 | CR GEO PLATES
1DM02 | Building | 1DM | BUILDING | 1DM03G | CHORUSMART DOM.RANG. | 1DM03G01F | BASIC CHORUSMART | 1DM03G01F158 | CR GEO PLATES
1DM02 | Building | 1DM | BUILDING | 1DM03G | CHORUSMART DOM.RANG. | 1DM03G01F | BASIC CHORUSMART | 1DM03G01F158 | CR GEO PLATES
1DM02 | Building | 1DM | BUILDING | 1DM03G | CHORUSMART DOM.RANG. | 1DM03G01F | BASIC CHORUSMART | 1DM03G01F159 | CR ONE INT. PLATES
1DM02 | Building | 1DM | BUILDING | 1DM03G | CHORUSMART DOM.RANG. | 1DM03G01F | BASIC CHORUSMART | 1DM03G01F159 | CR ONE INT. PLATES
1DM02 | Building | 1DM | BUILDING | 1DM03G | CHORUSMART DOM.RANG. | 1DM03G01F | BASIC CHORUSMART | 1DM03G01F159 | CR ONE INT. PLATES
1DM02 | Building | 1DM | BUILDING | 1DM03G | CHORUSMART DOM.RANG. | 1DM03G01F | BASIC CHORUSMART | 1DM03G01F159 | CR ONE INT. PLATES
1DM02 | Building | 1DM | BUILDING | 1DM03G | CHORUSMART DOM.RANG. | 1DM03G01F | BASIC CHORUSMART | 1DM03G01F159 | CR ONE INT. PLATES
1DM02 | Building | 1DM | BUILDING | 1DM03G | CHORUSMART DOM.RANG. | 1DM03G01F | BASIC CHORUSMART | 1DM03G01F159 | CR ONE INT. PLATES
1DM02 | Building | 1DM | BUILDING | 1DM03G | CHORUSMART DOM.RANG. | 1DM03G01F | BASIC CHORUSMART | 1DM03G01F159 | CR ONE INT. PLATES
1DM02 | Building | 1DM | BUILDING | 1DM03G | CHORUSMART DOM.RANG. | 1DM03G01F | BASIC CHORUSMART | 1DM03G01F159 | CR ONE INT. PLATES
1DM02 | Building | 1DM | BUILDING | 1DM03G | CHORUSMART DOM.RANG. | 1DM03G01F | BASIC CHORUSMART | 1DM03G01F159 | CR ONE INT. PLATES
1DM02 | Building | 1DM | BUILDING | 1DM03G | CHORUSMART DOM.RANG. | 1DM03G01F | BASIC CHORUSMART | 1DM03G01F159 | CR ONE INT. PLATES
1DM02 | Building | 1DM | BUILDING | 1DM03G | CHORUSMART DOM.RANG. | 1DM03G01F | BASIC CHORUSMART | 1DM03G01F159 | CR ONE INT. PLATES
1DM02 | Building | 1DM | BUILDING | 1DM03G | CHORUSMART DOM.RANG. | 1DM03G01F | BASIC CHORUSMART | 1DM03G01F159 | CR ONE INT. PLATES
1DM02 | Building | 1DM | BUILDING | 1DM03G | CHORUSMART DOM.RANG. | 1DM03G01F | BASIC CHORUSMART | 1DM03G01F161 | CR LUX ITAL. PLATES
1DM02 | Building | 1DM | BUILDING | 1DM03G | CHORUSMART DOM.RANG. | 1DM03G01F | BASIC CHORUSMART | 1DM03G01F161 | CR LUX ITAL. PLATES
1DM02 | Building | 1DM | BUILDING | 1DM03G | CHORUSMART DOM.RANG. | 1DM03G01F | BASIC CHORUSMART | 1DM03G01F161 | CR LUX ITAL. PLATES
1DM02 | Building | 1DM | BUILDING | 1DM03G | CHORUSMART DOM.RANG. | 1DM03G01F | BASIC CHORUSMART | 1DM03G01F161 | CR LUX ITAL. PLATES
1DM02 | Building | 1DM | BUILDING | 1DM03G | CHORUSMART DOM.RANG. | 1DM03G01F | BASIC CHORUSMART | 1DM03G01F161 | CR LUX ITAL. PLATES
1DM02 | Building | 1DM | BUILDING | 1DM03G | CHORUSMART DOM.RANG. | 1DM03G01F | BASIC CHORUSMART | 1DM03G01F161 | CR LUX ITAL. PLATES
1DM02 | Building | 1DM | BUILDING | 1DM03G | CHORUSMART DOM.RANG. | 1DM03G01F | BASIC CHORUSMART | 1DM03G01F161 | CR LUX ITAL. PLATES
1DM02 | Building | 1DM | BUILDING | 1DM03G | CHORUSMART DOM.RANG. | 1DM03G01F | BASIC CHORUSMART | 1DM03G01F161 | CR LUX ITAL. PLATES
1DM02 | Building | 1DM | BUILDING | 1DM03G | CHORUSMART DOM.RANG. | 1DM03G01F | BASIC CHORUSMART | 1DM03G01F161 | CR LUX ITAL. PLATES
1DM02 | Building | 1DM | BUILDING | 1DM03G | CHORUSMART DOM.RANG. | 1DM03G01F | BASIC CHORUSMART | 1DM03G01F161 | CR LUX ITAL. PLATES
1DM02 | Building | 1DM | BUILDING | 1DM03G | CHORUSMART DOM.RANG. | 1DM03G01F | BASIC CHORUSMART | 1DM03G01F161 | CR LUX ITAL. PLATES
1DM02 | Building | 1DM | BUILDING | 1DM03G | CHORUSMART DOM.RANG. | 1DM03G01F | BASIC CHORUSMART | 1DM03G01F161 | CR LUX ITAL. PLATES
1DM02 | Building | 1DM | BUILDING | 1DM03G | CHORUSMART DOM.RANG. | 1DM03G01F | BASIC CHORUSMART | 1DM03G01F161 | CR LUX ITAL. PLATES
1DM02 | Building | 1DM | BUILDING | 1DM03G | CHORUSMART DOM.RANG. | 1DM03G01F | BASIC CHORUSMART | 1DM03G01F161 | CR LUX ITAL. PLATES
1DM02 | Building | 1DM | BUILDING | 1DM03G | CHORUSMART DOM.RANG. | 1DM03G01F | BASIC CHORUSMART | 1DM03G01F161 | CR LUX ITAL. PLATES
1DM02 | Building | 1DM | BUILDING | 1DM03G | CHORUSMART DOM.RANG. | 1DM03G01F | BASIC CHORUSMART | 1DM03G01F161 | CR LUX ITAL. PLATES
1DM02 | Building | 1DM | BUILDING | 1DM03G | CHORUSMART DOM.RANG. | 1DM03G01F | BASIC CHORUSMART | 1DM03G01F161 | CR LUX ITAL. PLATES
1DM02 | Building | 1DM | BUILDING | 1DM03G | CHORUSMART DOM.RANG. | 1DM03G01F | BASIC CHORUSMART | 1DM03G01F161 | CR LUX ITAL. PLATES
1DM02 | Building | 1DM | BUILDING | 1DM03G | CHORUSMART DOM.RANG. | 1DM03G01F | BASIC CHORUSMART | 1DM03G01F161 | CR LUX ITAL. PLATES
1DM02 | Building | 1DM | BUILDING | 1DM03G | CHORUSMART DOM.RANG. | 1DM03G01F | BASIC CHORUSMART | 1DM03G01F161 | CR LUX ITAL. PLATES
1DM02 | Building | 1DM | BUILDING | 1DM03G | CHORUSMART DOM.RANG. | 1DM03G01F | BASIC CHORUSMART | 1DM03G01F161 | CR LUX ITAL. PLATES
1DM02 | Building | 1DM | BUILDING | 1DM03G | CHORUSMART DOM.RANG. | 1DM03G01F | BASIC CHORUSMART | 1DM03G01F162 | CR ICE PLATES
1DM02 | Building | 1DM | BUILDING | 1DM03G | CHORUSMART DOM.RANG. | 1DM03G01F | BASIC CHORUSMART | 1DM03G01F162 | CR ICE PLATES
1DM02 | Building | 1DM | BUILDING | 1DM03G | CHORUSMART DOM.RANG. | 1DM03G01F | BASIC CHORUSMART | 1DM03G01F163 | CR LUX INT. PLATES
1DM02 | Building | 1DM | BUILDING | 1DM03G | CHORUSMART DOM.RANG. | 1DM03G01F | BASIC CHORUSMART | 1DM03G01F163 | CR LUX INT. PLATES
1DM02 | Building | 1DM | BUILDING | 1DM03G | CHORUSMART DOM.RANG. | 1DM03G01F | BASIC CHORUSMART | 1DM03G01F163 | CR LUX INT. PLATES
1DM02 | Building | 1DM | BUILDING | 1DM03G | CHORUSMART DOM.RANG. | 1DM03G01F | BASIC CHORUSMART | 1DM03G01F163 | CR LUX INT. PLATES
1DM02 | Building | 1DM | BUILDING | 1DM03G | CHORUSMART DOM.RANG. | 1DM03G01F | BASIC CHORUSMART | 1DM03G01F163 | CR LUX INT. PLATES
1DM02 | Building | 1DM | BUILDING | 1DM03G | CHORUSMART DOM.RANG. | 1DM03G01F | BASIC CHORUSMART | 1DM03G01F163 | CR LUX INT. PLATES
1DM02 | Building | 1DM | BUILDING | 1DM03G | CHORUSMART DOM.RANG. | 1DM03G01F | BASIC CHORUSMART | 1DM03G01F163 | CR LUX INT. PLATES
1DM02 | Building | 1DM | BUILDING | 1DM03G | CHORUSMART DOM.RANG. | 1DM03G01F | BASIC CHORUSMART | 1DM03G01F163 | CR LUX INT. PLATES
1DM02 | Building | 1DM | BUILDING | 1DM03G | CHORUSMART DOM.RANG. | 1DM03G01F | BASIC CHORUSMART | 1DM03G01F163 | CR LUX INT. PLATES
1DM02 | Building | 1DM | BUILDING | 1DM03G | CHORUSMART DOM.RANG. | 1DM03G01F | BASIC CHORUSMART | 1DM03G01F163 | CR LUX INT. PLATES
1DM02 | Building | 1DM | BUILDING | 1DM03G | CHORUSMART DOM.RANG. | 1DM03G01F | BASIC CHORUSMART | 1DM03G01F163 | CR LUX INT. PLATES
1DM02 | Building | 1DM | BUILDING | 1DM03G | CHORUSMART DOM.RANG. | 1DM03G01F | BASIC CHORUSMART | 1DM03G01F163 | CR LUX INT. PLATES
1DM02 | Building | 1DM | BUILDING | 1DM03G | CHORUSMART DOM.RANG. | 1DM03G01F | BASIC CHORUSMART | 1DM03G01F163 | CR LUX INT. PLATES
1DM02 | Building | 1DM | BUILDING | 1DM03G | CHORUSMART DOM.RANG. | 1DM03G01F | BASIC CHORUSMART | 1DM03G01F163 | CR LUX INT. PLATES
1DM02 | Building | 1DM | BUILDING | 1DM03G | CHORUSMART DOM.RANG. | 1DM03G01F | BASIC CHORUSMART | 1DM03G01F163 | CR LUX INT. PLATES
1DM02 | Building | 1DM | BUILDING | 1DM03G | CHORUSMART DOM.RANG. | 1DM03G01F | BASIC CHORUSMART | 1DM03G01F163 | CR LUX INT. PLATES
1DM02 | Building | 1DM | BUILDING | 1DM03G | CHORUSMART DOM.RANG. | 1DM03G01F | BASIC CHORUSMART | 1DM03G01F163 | CR LUX INT. PLATES
1DM02 | Building | 1DM | BUILDING | 1DM03G | CHORUSMART DOM.RANG. | 1DM03G01F | BASIC CHORUSMART | 1DM03G01F164 | *
1DM02 | Building | 1DM | BUILDING | 1DM03G | CHORUSMART DOM.RANG. | 1DM03G01F | BASIC CHORUSMART | 1DM03G01F164 | *
1DM02 | Building | 1DM | BUILDING | 1DM03G | CHORUSMART DOM.RANG. | 1DM03G01F | BASIC CHORUSMART | 1DM03G01F164 | *
1DM02 | Building | 1DM | BUILDING | 1DM03G | CHORUSMART DOM.RANG. | 1DM03G01F | BASIC CHORUSMART | 1DM03G01F164 | *
1DM02 | Building | 1DM | BUILDING | 1DM03G | CHORUSMART DOM.RANG. | 1DM03G01F | BASIC CHORUSMART | 1DM03G01F164 | *
1DM02 | Building | 1DM | BUILDING | 1DM03G | CHORUSMART DOM.RANG. | 1DM03G01F | BASIC CHORUSMART | 1DM03G01F164 | *
1DM02 | Building | 1DM | BUILDING | 1DM03G | CHORUSMART DOM.RANG. | 1DM03G01F | BASIC CHORUSMART | 1DM03G01F164 | *
1DM02 | Building | 1DM | BUILDING | 1DM03G | CHORUSMART DOM.RANG. | 1DM03G01F | BASIC CHORUSMART | 1DM03G01F164 | *
1DM02 | Building | 1DM | BUILDING | 1DM03G | CHORUSMART DOM.RANG. | 1DM03G01F | BASIC CHORUSMART | 1DM03G01F164 | *
1DM02 | Building | 1DM | BUILDING | 1DM03G | CHORUSMART DOM.RANG. | 1DM03G01F | BASIC CHORUSMART | 1DM03G01F164 | *
1DM02 | Building | 1DM | BUILDING | 1DM03G | CHORUSMART DOM.RANG. | 1DM03G01F | BASIC CHORUSMART | 1DM03G01F164 | *
1DM02 | Building | 1DM | BUILDING | 1DM03G | CHORUSMART DOM.RANG. | 1DM03G01F | BASIC CHORUSMART | 1DM03G01F164 | *
1DM02 | Building | 1DM | BUILDING | 1DM03G | CHORUSMART DOM.RANG. | 1DM03G01F | BASIC CHORUSMART | 1DM03G01F167 | CR SPEC.PLATES/ACC.
1DM02 | Building | 1DM | BUILDING | 1DM03G | CHORUSMART DOM.RANG. | 1DM03G01F | BASIC CHORUSMART | 1DM03G01F167 | CR SPEC.PLATES/ACC.
1DM02 | Building | 1DM | BUILDING | 1DM03G | CHORUSMART DOM.RANG. | 1DM03G01F | BASIC CHORUSMART | 1DM03G01F167 | CR SPEC.PLATES/ACC.
1DM02 | Building | 1DM | BUILDING | 1DM03G | CHORUSMART DOM.RANG. | 1DM03G01F | BASIC CHORUSMART | 1DM03G01F167 | CR SPEC.PLATES/ACC.
1DM02 | Building | 1DM | BUILDING | 1DM03G | CHORUSMART DOM.RANG. | 1DM03G01F | BASIC CHORUSMART | 1DM03G01F167 | CR SPEC.PLATES/ACC.
1DM02 | Building | 1DM | BUILDING | 1DM03G | CHORUSMART DOM.RANG. | 1DM03G01F | BASIC CHORUSMART | 1DM03G01F167 | CR SPEC.PLATES/ACC.
1DM02 | Building | 1DM | BUILDING | 1DM03G | CHORUSMART DOM.RANG. | 1DM03G01F | BASIC CHORUSMART | 1DM03G01F167 | CR SPEC.PLATES/ACC.
1DM02 | Building | 1DM | BUILDING | 1DM03G | CHORUSMART DOM.RANG. | 1DM03G01F | BASIC CHORUSMART | 1DM03G01F168 | *
1DM02 | Building | 1DM | BUILDING | 1DM03G | CHORUSMART DOM.RANG. | 1DM03G01F | BASIC CHORUSMART | 1DM03G01F168 | *
1DM02 | Building | 1DM | BUILDING | 1DM03G | CHORUSMART DOM.RANG. | 1DM03G01F | BASIC CHORUSMART | 1DM03G01F168 | *
1DM02 | Building | 1DM | BUILDING | 1DM03G | CHORUSMART DOM.RANG. | 1DM03G01F | BASIC CHORUSMART | 1DM03G01F168 | *
1DM02 | Building | 1DM | BUILDING | 1DM03G | CHORUSMART DOM.RANG. | 1DM03G01F | BASIC CHORUSMART | 1DM03G01F168 | *
1DM02 | Building | 1DM | BUILDING | 1DM03G | CHORUSMART DOM.RANG. | 1DM03G01F | BASIC CHORUSMART | 1DM03G01F168 | *
1DM02 | Building | 1DM | BUILDING | 1DM03G | CHORUSMART DOM.RANG. | 1DM03G01F | BASIC CHORUSMART | 1DM03G01F168 | *
1DM02 | Building | 1DM | BUILDING | 1DM03G | CHORUSMART DOM.RANG. | 1DM03G01F | BASIC CHORUSMART | 1DM03G01F168 | *
1DM02 | Building | 1DM | BUILDING | 1DM03G | CHORUSMART DOM.RANG. | 1DM03G01F | BASIC CHORUSMART | 1DM03G01F168 | *
1DM02 | Building | 1DM | BUILDING | 1DM03G | CHORUSMART DOM.RANG. | 1DM03G01F | BASIC CHORUSMART | 1DM03G01F168 | *
1DM02 | Building | 1DM | BUILDING | 1DM03G | CHORUSMART DOM.RANG. | 1DM03G01F | BASIC CHORUSMART | 1DM03G01F168 | *
1DM02 | Building | 1DM | BUILDING | 1DM03G | CHORUSMART DOM.RANG. | 1DM03G01F | BASIC CHORUSMART | 1DM03G01F168 | *
1DM02 | Building | 1DM | BUILDING | 1DM03G | CHORUSMART DOM.RANG. | 1DM03G01F | BASIC CHORUSMART | 1DM03G01F169 | CR SURF.MOUN.ENCLOS.
1DM02 | Building | 1DM | BUILDING | 1DM03G | CHORUSMART DOM.RANG. | 1DM03G01F | BASIC CHORUSMART | 1DM03G01F169 | CR SURF.MOUN.ENCLOS.
1DM03 | Building | 1DM | BUILDING | 1DM06G | SYSTEMS | 1DM06G39F | CHORUSMART KNX BUS | 1DM06G39F177 | CR HOME AUTOMATION
1DM03 | Building | 1DM | BUILDING | 1DM06G | SYSTEMS | 1DM06G39F | CHORUSMART KNX BUS | 1DM06G39F177 | CR HOME AUTOMATION
1DM03 | Building | 1DM | BUILDING | 1DM06G | SYSTEMS | 1DM06G39F | CHORUSMART KNX BUS | 1DM06G39F177 | CR HOME AUTOMATION
1DM03 | Building | 1DM | BUILDING | 1DM06G | SYSTEMS | 1DM06G39F | CHORUSMART KNX BUS | 1DM06G39F177 | CR HOME AUTOMATION
1DM03 | Building | 1DM | BUILDING | 1DM06G | SYSTEMS | 1DM06G39F | CHORUSMART KNX BUS | 1DM06G39F177 | CR HOME AUTOMATION
1DM03 | Building | 1DM | BUILDING | 1DM06G | SYSTEMS | 1DM06G39F | CHORUSMART KNX BUS | 1DM06G39F177 | CR HOME AUTOMATION
1DM03 | Building | 1DM | BUILDING | 1DM06G | SYSTEMS | 1DM06G39F | CHORUSMART KNX BUS | 1DM06G39F177 | CR HOME AUTOMATION
1DM03 | Building | 1DM | BUILDING | 1DM06G | SYSTEMS | 1DM06G39F | CHORUSMART KNX BUS | 1DM06G39F179 | CR BUILDING AUTOMAT.
1DM03 | Building | 1DM | BUILDING | 1DM06G | SYSTEMS | 1DM06G39F | CHORUSMART KNX BUS | 1DM06G39F179 | CR BUILDING AUTOMAT.
1DM03 | Building | 1DM | BUILDING | 1DM06G | SYSTEMS | 1DM06G39F | CHORUSMART KNX BUS | 1DM06G39F179 | CR BUILDING AUTOMAT.
1DM03 | Building | 1DM | BUILDING | 1DM06G | SYSTEMS | 1DM06G39F | CHORUSMART KNX BUS | 1DM06G39F179 | CR BUILDING AUTOMAT.
1DM03 | Building | 1DM | BUILDING | 1DM06G | SYSTEMS | 1DM06G39F | CHORUSMART KNX BUS | 1DM06G39F179 | CR BUILDING AUTOMAT.
1DM03 | Building | 1DM | BUILDING | 1DM06G | SYSTEMS | 1DM06G39F | CHORUSMART KNX BUS | 1DM06G39F179 | CR BUILDING AUTOMAT.
1DM03 | Building | 1DM | BUILDING | 1DM06G | SYSTEMS | 1DM06G40H | CR OTHER SYSTEMS | 1DM06G40H181 | STAND ALONE SYSTEMS
1DM04 | Building | 1DM | BUILDING | 1DM06G | SYSTEMS | 1DM06G14F | SMART HOME CHORUS | 1DM06G14F125 | SH SATIN WHITE DEV.
1DM04 | Building | 1DM | BUILDING | 1DM06G | SYSTEMS | 1DM06G14F | SMART HOME CHORUS | 1DM06G14F127 | SH NAT.BEIGE DEVICES
1DM04 | Building | 1DM | BUILDING | 1DM06G | SYSTEMS | 1DM06G14F | SMART HOME CHORUS | 1DM06G14F137 | SH SHINY WHITE DEV.
1DM04 | Building | 1DM | BUILDING | 1DM06G | SYSTEMS | 1DM06G14F | SMART HOME CHORUS | 1DM06G14F139 | SH BLACK DEVICES
1DM04 | Building | 1DM | BUILDING | 1DM06G | SYSTEMS | 1DM06G14F | SMART HOME CHORUS | 1DM06G14F147 | SH TITANIUM DEVICES
1DM04 | Building | 1DM | BUILDING | 1DM06G | SYSTEMS | 1DM06G14F | SMART HOME CHORUS | 1DM06G14F149 | SH NEUTRAL DEVICES
1DM04 | Building | 1DM | BUILDING | 1DM06G | SYSTEMS | 1DM06G14F | SMART HOME CHORUS | 1DM06G14F185 | SM.HOME ACCESSORIES
1DM05 | Building | 1DM | BUILDING | 1DM10G | BUILDING OTHERS | 1DM10G06H | MONOBLOC RANGES | 1DM10G06H191 | DAHLIA WHITE DEVICES
1DM05 | Building | 1DM | BUILDING | 1DM10G | BUILDING OTHERS | 1DM10G06H | MONOBLOC RANGES | 1DM10G06H191 | DAHLIA WHITE DEVICES
1DM05 | Building | 1DM | BUILDING | 1DM10G | BUILDING OTHERS | 1DM10G06H | MONOBLOC RANGES | 1DM10G06H191 | DAHLIA WHITE DEVICES
1DM05 | Building | 1DM | BUILDING | 1DM10G | BUILDING OTHERS | 1DM10G06H | MONOBLOC RANGES | 1DM10G06H195 | DAHLIA PLATES
1DM05 | Building | 1DM | BUILDING | 1DM10G | BUILDING OTHERS | 1DM10G06H | MONOBLOC RANGES | 1DM10G06H195 | DAHLIA PLATES
1DM05 | Building | 1DM | BUILDING | 1DM10G | BUILDING OTHERS | 1DM10G06H | MONOBLOC RANGES | 1DM10G06H195 | DAHLIA PLATES
1DM05 | Building | 1DM | BUILDING | 1DM10G | BUILDING OTHERS | 1DM10G06H | MONOBLOC RANGES | 1DM10G06H195 | DAHLIA PLATES
1DM05 | Building | 1DM | BUILDING | 1DM10G | BUILDING OTHERS | 1DM10G06H | MONOBLOC RANGES | 1DM10G06H195 | DAHLIA PLATES
1DM05 | Building | 1DM | BUILDING | 1DM10G | BUILDING OTHERS | 1DM10G06H | MONOBLOC RANGES | 1DM10G06H195 | DAHLIA PLATES
1DM05 | Building | 1DM | BUILDING | 1DM10G | BUILDING OTHERS | 1DM10G06H | MONOBLOC RANGES | 1DM10G06H195 | DAHLIA PLATES
1DM05 | Building | 1DM | BUILDING | 1DM10G | BUILDING OTHERS | 1DM10G06H | MONOBLOC RANGES | 1DM10G06H195 | DAHLIA PLATES
2DN02 | Energy | 2DN | ENERGY | 2DN13G | DIN RAIL MODULAR DEV | 2DN13G13F | RESTART/AUTOTEST | 2DN13G13F339 | RESTART
2DN02 | Energy | 2DN | ENERGY | 2DN13G | DIN RAIL MODULAR DEV | 2DN13G13F | RESTART/AUTOTEST | 2DN13G13F339 | RESTART
2DN02 | Energy | 2DN | ENERGY | 2DN13G | DIN RAIL MODULAR DEV | 2DN13G13F | RESTART/AUTOTEST | 2DN13G13F339 | RESTART
2DN02 | Energy | 2DN | ENERGY | 2DN13G | DIN RAIL MODULAR DEV | 2DN13G13F | RESTART/AUTOTEST | 2DN13G13F339 | RESTART
2DN02 | Energy | 2DN | ENERGY | 2DN13G | DIN RAIL MODULAR DEV | 2DN13G13F | RESTART/AUTOTEST | 2DN13G13F342 | RESTART/AUTOTEST
2DN02 | Energy | 2DN | ENERGY | 2DN13G | DIN RAIL MODULAR DEV | 2DN13G13F | RESTART/AUTOTEST | 2DN13G13F342 | RESTART/AUTOTEST
2DN02 | Energy | 2DN | ENERGY | 2DN13G | DIN RAIL MODULAR DEV | 2DN13G13F | RESTART/AUTOTEST | 2DN13G13F342 | RESTART/AUTOTEST
2DN02 | Energy | 2DN | ENERGY | 2DN13G | DIN RAIL MODULAR DEV | 2DN13G13F | RESTART/AUTOTEST | 2DN13G13F361 | RESTART ACCESSORIES
2DN04 | Energy | 2DN | ENERGY | 2DN13G | DIN RAIL MODULAR DEV | 2DN13G21F | ACC. MODULARES | 2DN13G21F341 | AUX CONT./OPEN. REL.
2DN04 | Energy | 2DN | ENERGY | 2DN13G | DIN RAIL MODULAR DEV | 2DN13G21F | ACC. MODULARES | 2DN13G21F341 | AUX CONT./OPEN. REL.
2DN04 | Energy | 2DN | ENERGY | 2DN13G | DIN RAIL MODULAR DEV | 2DN13G21F | ACC. MODULARES | 2DN13G21F341 | AUX CONT./OPEN. REL.
2DN04 | Energy | 2DN | ENERGY | 2DN13G | DIN RAIL MODULAR DEV | 2DN13G21F | ACC. MODULARES | 2DN13G21F343 | BUSBARS/ACC.CIRC.BR.
2DN04 | Energy | 2DN | ENERGY | 2DN13G | DIN RAIL MODULAR DEV | 2DN13G21F | ACC. MODULARES | 2DN13G21F343 | BUSBARS/ACC.CIRC.BR.
2DN04 | Energy | 2DN | ENERGY | 2DN13G | DIN RAIL MODULAR DEV | 2DN13G21F | ACC. MODULARES | 2DN13G21F343 | BUSBARS/ACC.CIRC.BR.
2DN04 | Energy | 2DN | ENERGY | 2DN13G | DIN RAIL MODULAR DEV | 2DN13G21F | ACC. MODULARES | 2DN13G21F344 | DIN RAIL SOCKETS
2DN04 | Energy | 2DN | ENERGY | 2DN13G | DIN RAIL MODULAR DEV | 2DN13G21F | ACC. MODULARES | 2DN13G21F345 | FUSE-HOLDERS/ FUSES
2DN04 | Energy | 2DN | ENERGY | 2DN13G | DIN RAIL MODULAR DEV | 2DN13G21F | ACC. MODULARES | 2DN13G21F345 | FUSE-HOLDERS/ FUSES
2DN04 | Energy | 2DN | ENERGY | 2DN13G | DIN RAIL MODULAR DEV | 2DN13G21F | ACC. MODULARES | 2DN13G21F345 | FUSE-HOLDERS/ FUSES
2DN04 | Energy | 2DN | ENERGY | 2DN13G | DIN RAIL MODULAR DEV | 2DN13G21F | ACC. MODULARES | 2DN13G21F347 | SPD
2DN04 | Energy | 2DN | ENERGY | 2DN13G | DIN RAIL MODULAR DEV | 2DN13G21F | ACC. MODULARES | 2DN13G21F347 | SPD
2DN04 | Energy | 2DN | ENERGY | 2DN13G | DIN RAIL MODULAR DEV | 2DN13G21F | ACC. MODULARES | 2DN13G21F348 | MOTOR PROT.CIRC.BR.
2DN04 | Energy | 2DN | ENERGY | 2DN13G | DIN RAIL MODULAR DEV | 2DN13G21F | ACC. MODULARES | 2DN13G21F348 | MOTOR PROT.CIRC.BR.
2DN04 | Energy | 2DN | ENERGY | 2DN13G | DIN RAIL MODULAR DEV | 2DN13G21F | ACC. MODULARES | 2DN13G21F349 | ISOLAT./ON-OFF SWIT.
2DN04 | Energy | 2DN | ENERGY | 2DN13G | DIN RAIL MODULAR DEV | 2DN13G21F | ACC. MODULARES | 2DN13G21F349 | ISOLAT./ON-OFF SWIT.
2DN04 | Energy | 2DN | ENERGY | 2DN13G | DIN RAIL MODULAR DEV | 2DN13G21F | ACC. MODULARES | 2DN13G21F349 | ISOLAT./ON-OFF SWIT.
2DN04 | Energy | 2DN | ENERGY | 2DN13G | DIN RAIL MODULAR DEV | 2DN13G21F | ACC. MODULARES | 2DN13G21F349 | ISOLAT./ON-OFF SWIT.
2DN04 | Energy | 2DN | ENERGY | 2DN13G | DIN RAIL MODULAR DEV | 2DN13G21F | ACC. MODULARES | 2DN13G21F350 | INDIC.LIGHT/PUSH-BU.
2DN04 | Energy | 2DN | ENERGY | 2DN13G | DIN RAIL MODULAR DEV | 2DN13G21F | ACC. MODULARES | 2DN13G21F350 | INDIC.LIGHT/PUSH-BU.
2DN04 | Energy | 2DN | ENERGY | 2DN13G | DIN RAIL MODULAR DEV | 2DN13G21F | ACC. MODULARES | 2DN13G21F351 | BELLS/BUZZERS
2DN04 | Energy | 2DN | ENERGY | 2DN13G | DIN RAIL MODULAR DEV | 2DN13G21F | ACC. MODULARES | 2DN13G21F352 | TRANSFORMERS
2DN04 | Energy | 2DN | ENERGY | 2DN13G | DIN RAIL MODULAR DEV | 2DN13G21F | ACC. MODULARES | 2DN13G21F352 | TRANSFORMERS
2DN04 | Energy | 2DN | ENERGY | 2DN13G | DIN RAIL MODULAR DEV | 2DN13G21F | ACC. MODULARES | 2DN13G21F352 | TRANSFORMERS
2DN04 | Energy | 2DN | ENERGY | 2DN13G | DIN RAIL MODULAR DEV | 2DN13G21F | ACC. MODULARES | 2DN13G21F353 | CONTACTORS/RELAYS
2DN04 | Energy | 2DN | ENERGY | 2DN13G | DIN RAIL MODULAR DEV | 2DN13G21F | ACC. MODULARES | 2DN13G21F353 | CONTACTORS/RELAYS
2DN04 | Energy | 2DN | ENERGY | 2DN13G | DIN RAIL MODULAR DEV | 2DN13G21F | ACC. MODULARES | 2DN13G21F353 | CONTACTORS/RELAYS
2DN04 | Energy | 2DN | ENERGY | 2DN13G | DIN RAIL MODULAR DEV | 2DN13G21F | ACC. MODULARES | 2DN13G21F353 | CONTACTORS/RELAYS
2DN04 | Energy | 2DN | ENERGY | 2DN13G | DIN RAIL MODULAR DEV | 2DN13G21F | ACC. MODULARES | 2DN13G21F354 | MONITORING RELAYS
2DN04 | Energy | 2DN | ENERGY | 2DN13G | DIN RAIL MODULAR DEV | 2DN13G21F | ACC. MODULARES | 2DN13G21F354 | MONITORING RELAYS
2DN04 | Energy | 2DN | ENERGY | 2DN13G | DIN RAIL MODULAR DEV | 2DN13G21F | ACC. MODULARES | 2DN13G21F355 | TIMERS
2DN04 | Energy | 2DN | ENERGY | 2DN13G | DIN RAIL MODULAR DEV | 2DN13G21F | ACC. MODULARES | 2DN13G21F356 | TIME SWITCHES
2DN04 | Energy | 2DN | ENERGY | 2DN13G | DIN RAIL MODULAR DEV | 2DN13G21F | ACC. MODULARES | 2DN13G21F356 | TIME SWITCHES
2DN04 | Energy | 2DN | ENERGY | 2DN13G | DIN RAIL MODULAR DEV | 2DN13G21F | ACC. MODULARES | 2DN13G21F356 | TIME SWITCHES
2DN04 | Energy | 2DN | ENERGY | 2DN13G | DIN RAIL MODULAR DEV | 2DN13G21F | ACC. MODULARES | 2DN13G21F358 | MEASUREMENT DEVICES
2DN04 | Energy | 2DN | ENERGY | 2DN13G | DIN RAIL MODULAR DEV | 2DN13G21F | ACC. MODULARES | 2DN13G21F358 | MEASUREMENT DEVICES
2DN04 | Energy | 2DN | ENERGY | 2DN13G | DIN RAIL MODULAR DEV | 2DN13G21F | ACC. MODULARES | 2DN13G21F358 | MEASUREMENT DEVICES
2DN04 | Energy | 2DN | ENERGY | 2DN13G | DIN RAIL MODULAR DEV | 2DN13G21F | ACC. MODULARES | 2DN13G21F359 | RCD SEPARATE TOROID
2DN04 | Energy | 2DN | ENERGY | 2DN16G | MCCB/CUADROS DISTR. | 2DN16G22F | INT CAJA MOLD/SECC. | 2DN16G22F389 | COMPACT MCCB MSX
2DN04 | Energy | 2DN | ENERGY | 2DN16G | MCCB/CUADROS DISTR. | 2DN16G22F | INT CAJA MOLD/SECC. | 2DN16G22F389 | COMPACT MCCB MSX
2DN04 | Energy | 2DN | ENERGY | 2DN16G | MCCB/CUADROS DISTR. | 2DN16G22F | INT CAJA MOLD/SECC. | 2DN16G22F391 | TRAD.TH.MAG.MCCB MSX
2DN04 | Energy | 2DN | ENERGY | 2DN16G | MCCB/CUADROS DISTR. | 2DN16G22F | INT CAJA MOLD/SECC. | 2DN16G22F391 | TRAD.TH.MAG.MCCB MSX
2DN04 | Energy | 2DN | ENERGY | 2DN16G | MCCB/CUADROS DISTR. | 2DN16G22F | INT CAJA MOLD/SECC. | 2DN16G22F391 | TRAD.TH.MAG.MCCB MSX
2DN04 | Energy | 2DN | ENERGY | 2DN16G | MCCB/CUADROS DISTR. | 2DN16G22F | INT CAJA MOLD/SECC. | 2DN16G22F391 | TRAD.TH.MAG.MCCB MSX
2DN04 | Energy | 2DN | ENERGY | 2DN16G | MCCB/CUADROS DISTR. | 2DN16G22F | INT CAJA MOLD/SECC. | 2DN16G22F393 | ELECTRONIC MCCB MSX
2DN04 | Energy | 2DN | ENERGY | 2DN16G | MCCB/CUADROS DISTR. | 2DN16G22F | INT CAJA MOLD/SECC. | 2DN16G22F393 | ELECTRONIC MCCB MSX
2DN04 | Energy | 2DN | ENERGY | 2DN16G | MCCB/CUADROS DISTR. | 2DN16G22F | INT CAJA MOLD/SECC. | 2DN16G22F393 | ELECTRONIC MCCB MSX
2DN04 | Energy | 2DN | ENERGY | 2DN16G | MCCB/CUADROS DISTR. | 2DN16G22F | INT CAJA MOLD/SECC. | 2DN16G22F393 | ELECTRONIC MCCB MSX
2DN04 | Energy | 2DN | ENERGY | 2DN16G | MCCB/CUADROS DISTR. | 2DN16G22F | INT CAJA MOLD/SECC. | 2DN16G22F393 | ELECTRONIC MCCB MSX
2DN04 | Energy | 2DN | ENERGY | 2DN16G | MCCB/CUADROS DISTR. | 2DN16G22F | INT CAJA MOLD/SECC. | 2DN16G22F393 | ELECTRONIC MCCB MSX
2DN04 | Energy | 2DN | ENERGY | 2DN16G | MCCB/CUADROS DISTR. | 2DN16G22F | INT CAJA MOLD/SECC. | 2DN16G22F395 | RCD MCCB MSX
2DN04 | Energy | 2DN | ENERGY | 2DN16G | MCCB/CUADROS DISTR. | 2DN16G22F | INT CAJA MOLD/SECC. | 2DN16G22F395 | RCD MCCB MSX
2DN04 | Energy | 2DN | ENERGY | 2DN16G | MCCB/CUADROS DISTR. | 2DN16G22F | INT CAJA MOLD/SECC. | 2DN16G22F397 | SWITCH DISC.MCCB MSX
2DN04 | Energy | 2DN | ENERGY | 2DN16G | MCCB/CUADROS DISTR. | 2DN16G22F | INT CAJA MOLD/SECC. | 2DN16G22F399 | ACCESSORIES MCCB MSX
2DN04 | Energy | 2DN | ENERGY | 2DN16G | MCCB/CUADROS DISTR. | 2DN16G22F | INT CAJA MOLD/SECC. | 2DN16G22F399 | ACCESSORIES MCCB MSX
2DN04 | Energy | 2DN | ENERGY | 2DN16G | MCCB/CUADROS DISTR. | 2DN16G22F | INT CAJA MOLD/SECC. | 2DN16G22F399 | ACCESSORIES MCCB MSX
2DN04 | Energy | 2DN | ENERGY | 2DN16G | MCCB/CUADROS DISTR. | 2DN16G22F | INT CAJA MOLD/SECC. | 2DN16G22F399 | ACCESSORIES MCCB MSX
2DN04 | Energy | 2DN | ENERGY | 2DN16G | MCCB/CUADROS DISTR. | 2DN16G22F | INT CAJA MOLD/SECC. | 2DN16G22F399 | ACCESSORIES MCCB MSX
2DN04 | Energy | 2DN | ENERGY | 2DN16G | MCCB/CUADROS DISTR. | 2DN16G22F | INT CAJA MOLD/SECC. | 2DN16G22F399 | ACCESSORIES MCCB MSX
2DN04 | Energy | 2DN | ENERGY | 2DN16G | MCCB/CUADROS DISTR. | 2DN16G22F | INT CAJA MOLD/SECC. | 2DN16G22F399 | ACCESSORIES MCCB MSX
2DN04 | Energy | 2DN | ENERGY | 2DN16G | MCCB/CUADROS DISTR. | 2DN16G22F | INT CAJA MOLD/SECC. | 2DN16G22F399 | ACCESSORIES MCCB MSX
2DN04 | Energy | 2DN | ENERGY | 2DN16G | MCCB/CUADROS DISTR. | 2DN16G22F | INT CAJA MOLD/SECC. | 2DN16G22F399 | ACCESSORIES MCCB MSX
2DN04 | Energy | 2DN | ENERGY | 2DN16G | MCCB/CUADROS DISTR. | 2DN16G22F | INT CAJA MOLD/SECC. | 2DN16G22F399 | ACCESSORIES MCCB MSX
2DN04 | Energy | 2DN | ENERGY | 2DN16G | MCCB/CUADROS DISTR. | 2DN16G22F | INT CAJA MOLD/SECC. | 2DN16G22F437 | ROTARY SWITCH DISC.
2DN04 | Energy | 2DN | ENERGY | 2DN16G | MCCB/CUADROS DISTR. | 2DN16G22F | INT CAJA MOLD/SECC. | 2DN16G22F437 | ROTARY SWITCH DISC.
2DN04 | Energy | 2DN | ENERGY | 2DN16G | MCCB/CUADROS DISTR. | 2DN16G22F | INT CAJA MOLD/SECC. | 2DN16G22F437 | ROTARY SWITCH DISC.
2DN04 | Energy | 2DN | ENERGY | 2DN16G | MCCB/CUADROS DISTR. | 2DN16G23F | CUADR DIST/ ARMARIOS | 2DN16G23F401 | CVX 160I FLUSH MOUN.
2DN04 | Energy | 2DN | ENERGY | 2DN16G | MCCB/CUADROS DISTR. | 2DN16G23F | CUADR DIST/ ARMARIOS | 2DN16G23F401 | CVX 160I FLUSH MOUN.
2DN04 | Energy | 2DN | ENERGY | 2DN16G | MCCB/CUADROS DISTR. | 2DN16G23F | CUADR DIST/ ARMARIOS | 2DN16G23F401 | CVX 160I FLUSH MOUN.
2DN04 | Energy | 2DN | ENERGY | 2DN16G | MCCB/CUADROS DISTR. | 2DN16G23F | CUADR DIST/ ARMARIOS | 2DN16G23F401 | CVX 160I FLUSH MOUN.
2DN04 | Energy | 2DN | ENERGY | 2DN16G | MCCB/CUADROS DISTR. | 2DN16G23F | CUADR DIST/ ARMARIOS | 2DN16G23F402 | CVX 160I/E ACCESSOR.
2DN04 | Energy | 2DN | ENERGY | 2DN16G | MCCB/CUADROS DISTR. | 2DN16G23F | CUADR DIST/ ARMARIOS | 2DN16G23F404 | CVX 160E SURF.MOUNT.
2DN04 | Energy | 2DN | ENERGY | 2DN16G | MCCB/CUADROS DISTR. | 2DN16G23F | CUADR DIST/ ARMARIOS | 2DN16G23F404 | CVX 160E SURF.MOUNT.
2DN04 | Energy | 2DN | ENERGY | 2DN16G | MCCB/CUADROS DISTR. | 2DN16G23F | CUADR DIST/ ARMARIOS | 2DN16G23F404 | CVX 160E SURF.MOUNT.
2DN04 | Energy | 2DN | ENERGY | 2DN16G | MCCB/CUADROS DISTR. | 2DN16G23F | CUADR DIST/ ARMARIOS | 2DN16G23F404 | CVX 160E SURF.MOUNT.
2DN04 | Energy | 2DN | ENERGY | 2DN16G | MCCB/CUADROS DISTR. | 2DN16G23F | CUADR DIST/ ARMARIOS | 2DN16G23F417 | BUSBAR
2DN04 | Energy | 2DN | ENERGY | 2DN16G | MCCB/CUADROS DISTR. | 2DN16G23F | CUADR DIST/ ARMARIOS | 2DN16G23F417 | BUSBAR
2DN04 | Energy | 2DN | ENERGY | 2DN16G | MCCB/CUADROS DISTR. | 2DN16G23F | CUADR DIST/ ARMARIOS | 2DN16G23F417 | BUSBAR
2DN04 | Energy | 2DN | ENERGY | 2DN16G | MCCB/CUADROS DISTR. | 2DN16G23F | CUADR DIST/ ARMARIOS | 2DN16G23F420 | STRING PV BOARDS
2DN04 | Energy | 2DN | ENERGY | 2DN16G | MCCB/CUADROS DISTR. | 2DN16G23F | CUADR DIST/ ARMARIOS | 2DN16G23F422 | DISTR.BOAR. QDX IP40
2DN04 | Energy | 2DN | ENERGY | 2DN16G | MCCB/CUADROS DISTR. | 2DN16G23F | CUADR DIST/ ARMARIOS | 2DN16G23F422 | DISTR.BOAR. QDX IP40
2DN04 | Energy | 2DN | ENERGY | 2DN16G | MCCB/CUADROS DISTR. | 2DN16G23F | CUADR DIST/ ARMARIOS | 2DN16G23F424 | DISTR.BOAR. QDX IP55
2DN04 | Energy | 2DN | ENERGY | 2DN16G | MCCB/CUADROS DISTR. | 2DN16G23F | CUADR DIST/ ARMARIOS | 2DN16G23F424 | DISTR.BOAR. QDX IP55
2DN04 | Energy | 2DN | ENERGY | 2DN16G | MCCB/CUADROS DISTR. | 2DN16G23F | CUADR DIST/ ARMARIOS | 2DN16G23F426 | DISTR. ENCLOSUR. QDX
2DN04 | Energy | 2DN | ENERGY | 2DN16G | MCCB/CUADROS DISTR. | 2DN16G23F | CUADR DIST/ ARMARIOS | 2DN16G23F429 | COMPLEMENTI QDX
2DN04 | Energy | 2DN | ENERGY | 2DN16G | MCCB/CUADROS DISTR. | 2DN16G23F | CUADR DIST/ ARMARIOS | 2DN16G23F429 | COMPLEMENTI QDX
2DN06 | Energy | 2DN | ENERGY | 2DN13G | DIN RAIL MODULAR DEV | 2DN13G17F | MCB | 2DN13G17F306 | TRAD. MCB 10 KA
2DN06 | Energy | 2DN | ENERGY | 2DN13G | DIN RAIL MODULAR DEV | 2DN13G17F | MCB | 2DN13G17F306 | TRAD. MCB 10 KA
2DN06 | Energy | 2DN | ENERGY | 2DN13G | DIN RAIL MODULAR DEV | 2DN13G17F | MCB | 2DN13G17F306 | TRAD. MCB 10 KA
2DN06 | Energy | 2DN | ENERGY | 2DN13G | DIN RAIL MODULAR DEV | 2DN13G17F | MCB | 2DN13G17F307 | TRAD. MCB 25 KA
2DN06 | Energy | 2DN | ENERGY | 2DN13G | DIN RAIL MODULAR DEV | 2DN13G17H | HIGH PERFORMANCE MCB | 2DN13G17H308 | HP MCB 16 KA
2DN06 | Energy | 2DN | ENERGY | 2DN13G | DIN RAIL MODULAR DEV | 2DN13G17H | HIGH PERFORMANCE MCB | 2DN13G17H308 | HP MCB 16 KA
2DN06 | Energy | 2DN | ENERGY | 2DN13G | DIN RAIL MODULAR DEV | 2DN13G17H | HIGH PERFORMANCE MCB | 2DN13G17H309 | HP MCB 25 KA
2DN06 | Energy | 2DN | ENERGY | 2DN13G | DIN RAIL MODULAR DEV | 2DN13G20F | BLOQ DIFERENC. | 2DN13G20F321 | ADD-ON RCD TYPE AC
2DN06 | Energy | 2DN | ENERGY | 2DN13G | DIN RAIL MODULAR DEV | 2DN13G20F | BLOQ DIFERENC. | 2DN13G20F323 | ADD-ON RCD TYPE A
2DN06 | Energy | 2DN | ENERGY | 2DN13G | DIN RAIL MODULAR DEV | 2DN13G20F | BLOQ DIFERENC. | 2DN13G20F325 | ADD-ON RCD TYP.SELEC
2DN06 | Energy | 2DN | ENERGY | 2DN13G | DIN RAIL MODULAR DEV | 2DN13G20F | BLOQ DIFERENC. | 2DN13G20F326 | ADD-ON RCD TYP.AC HP
2DN06 | Energy | 2DN | ENERGY | 2DN13G | DIN RAIL MODULAR DEV | 2DN13G20F | BLOQ DIFERENC. | 2DN13G20F327 | ADD-ON RCD TYPE A HP
2DN06 | Energy | 2DN | ENERGY | 2DN13G | DIN RAIL MODULAR DEV | 2DN13G20F | BLOQ DIFERENC. | 2DN13G20F328 | ADD-ON RCD TY.SEL HP
2DN06 | Energy | 2DN | ENERGY | 2DN13G | DIN RAIL MODULAR DEV | 2DN13G20F | BLOQ DIFERENC. | 2DN13G20F332 | ADD-ON RCD TYPE IR
2DN08 | Energy | 2DN | ENERGY | 2DN13G | DIN RAIL MODULAR DEV | 2DN13G16F | MCB COMPACTO | 2DN13G16F301 | COMPACT MCB 4,5 KA
2DN08 | Energy | 2DN | ENERGY | 2DN13G | DIN RAIL MODULAR DEV | 2DN13G16F | MCB COMPACTO | 2DN13G16F303 | COMPACT MCB 6 KA
2DN08 | Energy | 2DN | ENERGY | 2DN13G | DIN RAIL MODULAR DEV | 2DN13G16F | MCB COMPACTO | 2DN13G16F303 | COMPACT MCB 6 KA
2DN08 | Energy | 2DN | ENERGY | 2DN13G | DIN RAIL MODULAR DEV | 2DN13G16F | MCB COMPACTO | 2DN13G16F305 | COMPACT MCB 10 KA
2DN08 | Energy | 2DN | ENERGY | 2DN13G | DIN RAIL MODULAR DEV | 2DN13G17F | MCB | 2DN13G17F304 | TRAD. MCB 6 KA
2DN08 | Energy | 2DN | ENERGY | 2DN13G | DIN RAIL MODULAR DEV | 2DN13G17F | MCB | 2DN13G17F304 | TRAD. MCB 6 KA
2DN08 | Energy | 2DN | ENERGY | 2DN13G | DIN RAIL MODULAR DEV | 2DN13G17F | MCB | 2DN13G17F304 | TRAD. MCB 6 KA
2DN08 | Energy | 2DN | ENERGY | 2DN13G | DIN RAIL MODULAR DEV | 2DN13G17F | MCB | 2DN13G17F304 | TRAD. MCB 6 KA
2DN08 | Energy | 2DN | ENERGY | 2DN13G | DIN RAIL MODULAR DEV | 2DN13G17F | MCB | 2DN13G17F304 | TRAD. MCB 6 KA
2DN08 | Energy | 2DN | ENERGY | 2DN13G | DIN RAIL MODULAR DEV | 2DN13G17F | MCB | 2DN13G17F324 | AFDD MCB 6 KA
2DN08 | Energy | 2DN | ENERGY | 2DN13G | DIN RAIL MODULAR DEV | 2DN13G17F | MCB | 2DN13G17F324 | AFDD MCB 6 KA
2DN08 | Energy | 2DN | ENERGY | 2DN13G | DIN RAIL MODULAR DEV | 2DN13G18F | RCBO | 2DN13G18F311 | RCBO 4,5 KA
2DN08 | Energy | 2DN | ENERGY | 2DN13G | DIN RAIL MODULAR DEV | 2DN13G18F | RCBO | 2DN13G18F311 | RCBO 4,5 KA
2DN08 | Energy | 2DN | ENERGY | 2DN13G | DIN RAIL MODULAR DEV | 2DN13G18F | RCBO | 2DN13G18F313 | RCBO 6 KA
2DN08 | Energy | 2DN | ENERGY | 2DN13G | DIN RAIL MODULAR DEV | 2DN13G18F | RCBO | 2DN13G18F313 | RCBO 6 KA
2DN08 | Energy | 2DN | ENERGY | 2DN13G | DIN RAIL MODULAR DEV | 2DN13G18F | RCBO | 2DN13G18F313 | RCBO 6 KA
2DN08 | Energy | 2DN | ENERGY | 2DN13G | DIN RAIL MODULAR DEV | 2DN13G18F | RCBO | 2DN13G18F313 | RCBO 6 KA
2DN08 | Energy | 2DN | ENERGY | 2DN13G | DIN RAIL MODULAR DEV | 2DN13G18F | RCBO | 2DN13G18F313 | RCBO 6 KA
2DN08 | Energy | 2DN | ENERGY | 2DN13G | DIN RAIL MODULAR DEV | 2DN13G18F | RCBO | 2DN13G18F315 | RCBO 10 KA
2DN08 | Energy | 2DN | ENERGY | 2DN13G | DIN RAIL MODULAR DEV | 2DN13G18F | RCBO | 2DN13G18F315 | RCBO 10 KA
2DN08 | Energy | 2DN | ENERGY | 2DN13G | DIN RAIL MODULAR DEV | 2DN13G18F | RCBO | 2DN13G18F315 | RCBO 10 KA
2DN08 | Energy | 2DN | ENERGY | 2DN13G | DIN RAIL MODULAR DEV | 2DN13G18F | RCBO | 2DN13G18F315 | RCBO 10 KA
2DN08 | Energy | 2DN | ENERGY | 2DN13G | DIN RAIL MODULAR DEV | 2DN13G19F | RCCB | 2DN13G19F331 | RCCB TYPE AC
2DN08 | Energy | 2DN | ENERGY | 2DN13G | DIN RAIL MODULAR DEV | 2DN13G19F | RCCB | 2DN13G19F331 | RCCB TYPE AC
2DN08 | Energy | 2DN | ENERGY | 2DN13G | DIN RAIL MODULAR DEV | 2DN13G19F | RCCB | 2DN13G19F333 | RCCB TYPE A
2DN08 | Energy | 2DN | ENERGY | 2DN13G | DIN RAIL MODULAR DEV | 2DN13G19F | RCCB | 2DN13G19F333 | RCCB TYPE A
2DN08 | Energy | 2DN | ENERGY | 2DN13G | DIN RAIL MODULAR DEV | 2DN13G19F | RCCB | 2DN13G19F334 | RCCB TYPE B
2DN08 | Energy | 2DN | ENERGY | 2DN13G | DIN RAIL MODULAR DEV | 2DN13G19F | RCCB | 2DN13G19F334 | RCCB TYPE B
2DN08 | Energy | 2DN | ENERGY | 2DN13G | DIN RAIL MODULAR DEV | 2DN13G19F | RCCB | 2DN13G19F335 | RCCB TYPE A SELECT.
2DN08 | Energy | 2DN | ENERGY | 2DN13G | DIN RAIL MODULAR DEV | 2DN13G19F | RCCB | 2DN13G19F335 | RCCB TYPE A SELECT.
2DN08 | Energy | 2DN | ENERGY | 2DN13G | DIN RAIL MODULAR DEV | 2DN13G19F | RCCB | 2DN13G19F336 | RCCB TYPE F
2DN08 | Energy | 2DN | ENERGY | 2DN13G | DIN RAIL MODULAR DEV | 2DN13G19F | RCCB | 2DN13G19F336 | RCCB TYPE F
2DN08 | Energy | 2DN | ENERGY | 2DN13G | DIN RAIL MODULAR DEV | 2DN13G19F | RCCB | 2DN13G19F337 | RCCB TYPE IR
2DN08 | Energy | 2DN | ENERGY | 2DN13G | DIN RAIL MODULAR DEV | 2DN13G19F | RCCB | 2DN13G19F337 | RCCB TYPE IR
2DN08 | Energy | 2DN | ENERGY | 2DN31G | ENERGY MANAG. OTHERS | 2DN31G81F | SOCKETS WITH RCCB | 2DN31G81F289 | SOCKETS WITH RCCB
3BL00 | Installation | 3BL | INSTALLATION BLOC | 3BL24G | IEC.309 CLAVIJ/BASES | 3BL24G26F | 60 IEC.309 | 3BL24G26F631 | 60 STRAIG TRAIL PLUG
3BL00 | Installation | 3BL | INSTALLATION BLOC | 3BL24G | IEC.309 CLAVIJ/BASES | 3BL24G26F | 60 IEC.309 | 3BL24G26F631 | 60 STRAIG TRAIL PLUG
3BL00 | Installation | 3BL | INSTALLATION BLOC | 3BL24G | IEC.309 CLAVIJ/BASES | 3BL24G26F | 60 IEC.309 | 3BL24G26F631 | 60 STRAIG TRAIL PLUG
3BL00 | Installation | 3BL | INSTALLATION BLOC | 3BL24G | IEC.309 CLAVIJ/BASES | 3BL24G26F | 60 IEC.309 | 3BL24G26F631 | 60 STRAIG TRAIL PLUG
3BL00 | Installation | 3BL | INSTALLATION BLOC | 3BL24G | IEC.309 CLAVIJ/BASES | 3BL24G26F | 60 IEC.309 | 3BL24G26F631 | 60 STRAIG TRAIL PLUG
3BL00 | Installation | 3BL | INSTALLATION BLOC | 3BL24G | IEC.309 CLAVIJ/BASES | 3BL24G26F | 60 IEC.309 | 3BL24G26F631 | 60 STRAIG TRAIL PLUG
3BL00 | Installation | 3BL | INSTALLATION BLOC | 3BL24G | IEC.309 CLAVIJ/BASES | 3BL24G26F | 60 IEC.309 | 3BL24G26F631 | 60 STRAIG TRAIL PLUG
3BL00 | Installation | 3BL | INSTALLATION BLOC | 3BL24G | IEC.309 CLAVIJ/BASES | 3BL24G26F | 60 IEC.309 | 3BL24G26F631 | 60 STRAIG TRAIL PLUG
3BL00 | Installation | 3BL | INSTALLATION BLOC | 3BL24G | IEC.309 CLAVIJ/BASES | 3BL24G26F | 60 IEC.309 | 3BL24G26F631 | 60 STRAIG TRAIL PLUG
3BL00 | Installation | 3BL | INSTALLATION BLOC | 3BL24G | IEC.309 CLAVIJ/BASES | 3BL24G26F | 60 IEC.309 | 3BL24G26F632 | 60 WIR STR TRAI PLUG
3BL00 | Installation | 3BL | INSTALLATION BLOC | 3BL24G | IEC.309 CLAVIJ/BASES | 3BL24G26F | 60 IEC.309 | 3BL24G26F632 | 60 WIR STR TRAI PLUG
3BL00 | Installation | 3BL | INSTALLATION BLOC | 3BL24G | IEC.309 CLAVIJ/BASES | 3BL24G26F | 60 IEC.309 | 3BL24G26F633 | 60 90° ANG TRAI PLUG
3BL00 | Installation | 3BL | INSTALLATION BLOC | 3BL24G | IEC.309 CLAVIJ/BASES | 3BL24G26F | 60 IEC.309 | 3BL24G26F633 | 60 90° ANG TRAI PLUG
3BL00 | Installation | 3BL | INSTALLATION BLOC | 3BL24G | IEC.309 CLAVIJ/BASES | 3BL24G26F | 60 IEC.309 | 3BL24G26F633 | 60 90° ANG TRAI PLUG
3BL00 | Installation | 3BL | INSTALLATION BLOC | 3BL24G | IEC.309 CLAVIJ/BASES | 3BL24G26F | 60 IEC.309 | 3BL24G26F633 | 60 90° ANG TRAI PLUG
3BL00 | Installation | 3BL | INSTALLATION BLOC | 3BL24G | IEC.309 CLAVIJ/BASES | 3BL24G26F | 60 IEC.309 | 3BL24G26F633 | 60 90° ANG TRAI PLUG
3BL00 | Installation | 3BL | INSTALLATION BLOC | 3BL24G | IEC.309 CLAVIJ/BASES | 3BL24G26F | 60 IEC.309 | 3BL24G26F633 | 60 90° ANG TRAI PLUG
3BL00 | Installation | 3BL | INSTALLATION BLOC | 3BL24G | IEC.309 CLAVIJ/BASES | 3BL24G26F | 60 IEC.309 | 3BL24G26F635 | 60 FLUSH-MOUNT PLUG
3BL00 | Installation | 3BL | INSTALLATION BLOC | 3BL24G | IEC.309 CLAVIJ/BASES | 3BL24G26F | 60 IEC.309 | 3BL24G26F635 | 60 FLUSH-MOUNT PLUG
3BL00 | Installation | 3BL | INSTALLATION BLOC | 3BL24G | IEC.309 CLAVIJ/BASES | 3BL24G26F | 60 IEC.309 | 3BL24G26F635 | 60 FLUSH-MOUNT PLUG
3BL00 | Installation | 3BL | INSTALLATION BLOC | 3BL24G | IEC.309 CLAVIJ/BASES | 3BL24G26F | 60 IEC.309 | 3BL24G26F635 | 60 FLUSH-MOUNT PLUG
3BL00 | Installation | 3BL | INSTALLATION BLOC | 3BL24G | IEC.309 CLAVIJ/BASES | 3BL24G26F | 60 IEC.309 | 3BL24G26F636 | 60 INVERTER PLUG
3BL00 | Installation | 3BL | INSTALLATION BLOC | 3BL24G | IEC.309 CLAVIJ/BASES | 3BL24G26F | 60 IEC.309 | 3BL24G26F636 | 60 INVERTER PLUG
3BL00 | Installation | 3BL | INSTALLATION BLOC | 3BL24G | IEC.309 CLAVIJ/BASES | 3BL24G26F | 60 IEC.309 | 3BL24G26F636 | 60 INVERTER PLUG
3BL00 | Installation | 3BL | INSTALLATION BLOC | 3BL24G | IEC.309 CLAVIJ/BASES | 3BL24G26F | 60 IEC.309 | 3BL24G26F636 | 60 INVERTER PLUG
3BL00 | Installation | 3BL | INSTALLATION BLOC | 3BL24G | IEC.309 CLAVIJ/BASES | 3BL24G26F | 60 IEC.309 | 3BL24G26F637 | 60 90° SURFAC M PLUG
3BL00 | Installation | 3BL | INSTALLATION BLOC | 3BL24G | IEC.309 CLAVIJ/BASES | 3BL24G26F | 60 IEC.309 | 3BL24G26F637 | 60 90° SURFAC M PLUG
3BL00 | Installation | 3BL | INSTALLATION BLOC | 3BL24G | IEC.309 CLAVIJ/BASES | 3BL24G26F | 60 IEC.309 | 3BL24G26F637 | 60 90° SURFAC M PLUG
3BL00 | Installation | 3BL | INSTALLATION BLOC | 3BL24G | IEC.309 CLAVIJ/BASES | 3BL24G26F | 60 IEC.309 | 3BL24G26F637 | 60 90° SURFAC M PLUG
3BL00 | Installation | 3BL | INSTALLATION BLOC | 3BL24G | IEC.309 CLAVIJ/BASES | 3BL24G26F | 60 IEC.309 | 3BL24G26F637 | 60 90° SURFAC M PLUG
3BL00 | Installation | 3BL | INSTALLATION BLOC | 3BL24G | IEC.309 CLAVIJ/BASES | 3BL24G26F | 60 IEC.309 | 3BL24G26F637 | 60 90° SURFAC M PLUG
3BL00 | Installation | 3BL | INSTALLATION BLOC | 3BL24G | IEC.309 CLAVIJ/BASES | 3BL24G26F | 60 IEC.309 | 3BL24G26F637 | 60 90° SURFAC M PLUG
3BL00 | Installation | 3BL | INSTALLATION BLOC | 3BL24G | IEC.309 CLAVIJ/BASES | 3BL24G26F | 60 IEC.309 | 3BL24G26F637 | 60 90° SURFAC M PLUG
3BL00 | Installation | 3BL | INSTALLATION BLOC | 3BL24G | IEC.309 CLAVIJ/BASES | 3BL24G26F | 60 IEC.309 | 3BL24G26F638 | 60 PLUG ACCESSORIES
3BL00 | Installation | 3BL | INSTALLATION BLOC | 3BL24G | IEC.309 CLAVIJ/BASES | 3BL24G26F | 60 IEC.309 | 3BL24G26F639 | 62 STR TRAIL SOCKET
3BL00 | Installation | 3BL | INSTALLATION BLOC | 3BL24G | IEC.309 CLAVIJ/BASES | 3BL24G26F | 60 IEC.309 | 3BL24G26F639 | 62 STR TRAIL SOCKET
3BL00 | Installation | 3BL | INSTALLATION BLOC | 3BL24G | IEC.309 CLAVIJ/BASES | 3BL24G26F | 60 IEC.309 | 3BL24G26F639 | 62 STR TRAIL SOCKET
3BL00 | Installation | 3BL | INSTALLATION BLOC | 3BL24G | IEC.309 CLAVIJ/BASES | 3BL24G26F | 60 IEC.309 | 3BL24G26F639 | 62 STR TRAIL SOCKET
3BL00 | Installation | 3BL | INSTALLATION BLOC | 3BL24G | IEC.309 CLAVIJ/BASES | 3BL24G26F | 60 IEC.309 | 3BL24G26F639 | 62 STR TRAIL SOCKET
3BL00 | Installation | 3BL | INSTALLATION BLOC | 3BL24G | IEC.309 CLAVIJ/BASES | 3BL24G26F | 60 IEC.309 | 3BL24G26F639 | 62 STR TRAIL SOCKET
3BL00 | Installation | 3BL | INSTALLATION BLOC | 3BL24G | IEC.309 CLAVIJ/BASES | 3BL24G26F | 60 IEC.309 | 3BL24G26F639 | 62 STR TRAIL SOCKET
3BL00 | Installation | 3BL | INSTALLATION BLOC | 3BL24G | IEC.309 CLAVIJ/BASES | 3BL24G26F | 60 IEC.309 | 3BL24G26F639 | 62 STR TRAIL SOCKET
3BL00 | Installation | 3BL | INSTALLATION BLOC | 3BL24G | IEC.309 CLAVIJ/BASES | 3BL24G26F | 60 IEC.309 | 3BL24G26F639 | 62 STR TRAIL SOCKET
3BL00 | Installation | 3BL | INSTALLATION BLOC | 3BL24G | IEC.309 CLAVIJ/BASES | 3BL24G26F | 60 IEC.309 | 3BL24G26F640 | 62 WIR STR TRAI SOCK
3BL00 | Installation | 3BL | INSTALLATION BLOC | 3BL24G | IEC.309 CLAVIJ/BASES | 3BL24G26F | 60 IEC.309 | 3BL24G26F640 | 62 WIR STR TRAI SOCK
3BL00 | Installation | 3BL | INSTALLATION BLOC | 3BL24G | IEC.309 CLAVIJ/BASES | 3BL24G26F | 60 IEC.309 | 3BL24G26F643 | 62 FLUSH-MOUNT SOCK
3BL00 | Installation | 3BL | INSTALLATION BLOC | 3BL24G | IEC.309 CLAVIJ/BASES | 3BL24G26F | 60 IEC.309 | 3BL24G26F643 | 62 FLUSH-MOUNT SOCK
3BL00 | Installation | 3BL | INSTALLATION BLOC | 3BL24G | IEC.309 CLAVIJ/BASES | 3BL24G26F | 60 IEC.309 | 3BL24G26F643 | 62 FLUSH-MOUNT SOCK
3BL00 | Installation | 3BL | INSTALLATION BLOC | 3BL24G | IEC.309 CLAVIJ/BASES | 3BL24G26F | 60 IEC.309 | 3BL24G26F643 | 62 FLUSH-MOUNT SOCK
3BL00 | Installation | 3BL | INSTALLATION BLOC | 3BL24G | IEC.309 CLAVIJ/BASES | 3BL24G26F | 60 IEC.309 | 3BL24G26F643 | 62 FLUSH-MOUNT SOCK
3BL00 | Installation | 3BL | INSTALLATION BLOC | 3BL24G | IEC.309 CLAVIJ/BASES | 3BL24G26F | 60 IEC.309 | 3BL24G26F643 | 62 FLUSH-MOUNT SOCK
3BL00 | Installation | 3BL | INSTALLATION BLOC | 3BL24G | IEC.309 CLAVIJ/BASES | 3BL24G26F | 60 IEC.309 | 3BL24G26F643 | 62 FLUSH-MOUNT SOCK
3BL00 | Installation | 3BL | INSTALLATION BLOC | 3BL24G | IEC.309 CLAVIJ/BASES | 3BL24G26F | 60 IEC.309 | 3BL24G26F643 | 62 FLUSH-MOUNT SOCK
3BL00 | Installation | 3BL | INSTALLATION BLOC | 3BL24G | IEC.309 CLAVIJ/BASES | 3BL24G26F | 60 IEC.309 | 3BL24G26F643 | 62 FLUSH-MOUNT SOCK
3BL00 | Installation | 3BL | INSTALLATION BLOC | 3BL24G | IEC.309 CLAVIJ/BASES | 3BL24G26F | 60 IEC.309 | 3BL24G26F643 | 62 FLUSH-MOUNT SOCK
3BL00 | Installation | 3BL | INSTALLATION BLOC | 3BL24G | IEC.309 CLAVIJ/BASES | 3BL24G26F | 60 IEC.309 | 3BL24G26F645 | 62 10° SURF M SOCKET
3BL00 | Installation | 3BL | INSTALLATION BLOC | 3BL24G | IEC.309 CLAVIJ/BASES | 3BL24G26F | 60 IEC.309 | 3BL24G26F645 | 62 10° SURF M SOCKET
3BL00 | Installation | 3BL | INSTALLATION BLOC | 3BL24G | IEC.309 CLAVIJ/BASES | 3BL24G26F | 60 IEC.309 | 3BL24G26F645 | 62 10° SURF M SOCKET
3BL00 | Installation | 3BL | INSTALLATION BLOC | 3BL24G | IEC.309 CLAVIJ/BASES | 3BL24G26F | 60 IEC.309 | 3BL24G26F645 | 62 10° SURF M SOCKET
3BL00 | Installation | 3BL | INSTALLATION BLOC | 3BL24G | IEC.309 CLAVIJ/BASES | 3BL24G26F | 60 IEC.309 | 3BL24G26F645 | 62 10° SURF M SOCKET
3BL00 | Installation | 3BL | INSTALLATION BLOC | 3BL24G | IEC.309 CLAVIJ/BASES | 3BL24G26F | 60 IEC.309 | 3BL24G26F645 | 62 10° SURF M SOCKET
3BL00 | Installation | 3BL | INSTALLATION BLOC | 3BL24G | IEC.309 CLAVIJ/BASES | 3BL24G26F | 60 IEC.309 | 3BL24G26F645 | 62 10° SURF M SOCKET
3BL00 | Installation | 3BL | INSTALLATION BLOC | 3BL24G | IEC.309 CLAVIJ/BASES | 3BL24G26F | 60 IEC.309 | 3BL24G26F647 | 62 90° SURF M SOCKET
3BL00 | Installation | 3BL | INSTALLATION BLOC | 3BL24G | IEC.309 CLAVIJ/BASES | 3BL24G26F | 60 IEC.309 | 3BL24G26F647 | 62 90° SURF M SOCKET
3BL00 | Installation | 3BL | INSTALLATION BLOC | 3BL24G | IEC.309 CLAVIJ/BASES | 3BL24G26F | 60 IEC.309 | 3BL24G26F647 | 62 90° SURF M SOCKET
3BL00 | Installation | 3BL | INSTALLATION BLOC | 3BL24G | IEC.309 CLAVIJ/BASES | 3BL24G26F | 60 IEC.309 | 3BL24G26F647 | 62 90° SURF M SOCKET
3BL00 | Installation | 3BL | INSTALLATION BLOC | 3BL24G | IEC.309 CLAVIJ/BASES | 3BL24G26F | 60 IEC.309 | 3BL24G26F647 | 62 90° SURF M SOCKET
3BL00 | Installation | 3BL | INSTALLATION BLOC | 3BL24G | IEC.309 CLAVIJ/BASES | 3BL24G26F | 60 IEC.309 | 3BL24G26F647 | 62 90° SURF M SOCKET
3BL00 | Installation | 3BL | INSTALLATION BLOC | 3BL24G | IEC.309 CLAVIJ/BASES | 3BL24G26F | 60 IEC.309 | 3BL24G26F647 | 62 90° SURF M SOCKET
3BL00 | Installation | 3BL | INSTALLATION BLOC | 3BL24G | IEC.309 CLAVIJ/BASES | 3BL24G26F | 60 IEC.309 | 3BL24G26F647 | 62 90° SURF M SOCKET
3BL00 | Installation | 3BL | INSTALLATION BLOC | 3BL24G | IEC.309 CLAVIJ/BASES | 3BL24G27F | 64 IEC.309 MULTIP. | 3BL24G27F651 | 64 TRIPLE SOCKET OUT
3BL00 | Installation | 3BL | INSTALLATION BLOC | 3BL24G | IEC.309 CLAVIJ/BASES | 3BL24G27F | 64 IEC.309 MULTIP. | 3BL24G27F651 | 64 TRIPLE SOCKET OUT
3BL00 | Installation | 3BL | INSTALLATION BLOC | 3BL24G | IEC.309 CLAVIJ/BASES | 3BL24G27F | 64 IEC.309 MULTIP. | 3BL24G27F651 | 64 TRIPLE SOCKET OUT
3BL00 | Installation | 3BL | INSTALLATION BLOC | 3BL24G | IEC.309 CLAVIJ/BASES | 3BL24G27F | 64 IEC.309 MULTIP. | 3BL24G27F653 | 64 IND. SOCK ADAPTOR
3BL00 | Installation | 3BL | INSTALLATION BLOC | 3BL24G | IEC.309 CLAVIJ/BASES | 3BL24G27F | 64 IEC.309 MULTIP. | 3BL24G27F653 | 64 IND. SOCK ADAPTOR
3BL00 | Installation | 3BL | INSTALLATION BLOC | 3BL24G | IEC.309 CLAVIJ/BASES | 3BL24G27F | 64 IEC.309 MULTIP. | 3BL24G27F653 | 64 IND. SOCK ADAPTOR
3BL00 | Installation | 3BL | INSTALLATION BLOC | 3BL24G | IEC.309 CLAVIJ/BASES | 3BL24G27F | 64 IEC.309 MULTIP. | 3BL24G27F655 | 64 IND/DOM SOCK ADAP
3BL00 | Installation | 3BL | INSTALLATION BLOC | 3BL24G | IEC.309 CLAVIJ/BASES | 3BL24G27F | 64 IEC.309 MULTIP. | 3BL24G27F655 | 64 IND/DOM SOCK ADAP
3BL00 | Installation | 3BL | INSTALLATION BLOC | 3BL24G | IEC.309 CLAVIJ/BASES | 3BL24G27F | 64 IEC.309 MULTIP. | 3BL24G27F655 | 64 IND/DOM SOCK ADAP
3BL00 | Installation | 3BL | INSTALLATION BLOC | 3BL24G | IEC.309 CLAVIJ/BASES | 3BL24G27F | 64 IEC.309 MULTIP. | 3BL24G27F655 | 64 IND/DOM SOCK ADAP
3BL00 | Installation | 3BL | INSTALLATION BLOC | 3BL24G | IEC.309 CLAVIJ/BASES | 3BL24G27F | 64 IEC.309 MULTIP. | 3BL24G27F655 | 64 IND/DOM SOCK ADAP
3BL00 | Installation | 3BL | INSTALLATION BLOC | 3BL24G | IEC.309 CLAVIJ/BASES | 3BL24G27F | 64 IEC.309 MULTIP. | 3BL24G27F655 | 64 IND/DOM SOCK ADAP
3BL00 | Installation | 3BL | INSTALLATION BLOC | 3BL24G | IEC.309 CLAVIJ/BASES | 3BL24G29F | BASES INTERBLOQ. | 3BL24G29F657 | IP44 COMBIBL. SOCKET
3BL00 | Installation | 3BL | INSTALLATION BLOC | 3BL24G | IEC.309 CLAVIJ/BASES | 3BL24G29F | BASES INTERBLOQ. | 3BL24G29F657 | IP44 COMBIBL. SOCKET
3BL00 | Installation | 3BL | INSTALLATION BLOC | 3BL24G | IEC.309 CLAVIJ/BASES | 3BL24G29F | BASES INTERBLOQ. | 3BL24G29F657 | IP44 COMBIBL. SOCKET
3BL00 | Installation | 3BL | INSTALLATION BLOC | 3BL24G | IEC.309 CLAVIJ/BASES | 3BL24G29F | BASES INTERBLOQ. | 3BL24G29F657 | IP44 COMBIBL. SOCKET
3BL00 | Installation | 3BL | INSTALLATION BLOC | 3BL24G | IEC.309 CLAVIJ/BASES | 3BL24G29F | BASES INTERBLOQ. | 3BL24G29F659 | IP55 COMBI SOCK+ACC
3BL00 | Installation | 3BL | INSTALLATION BLOC | 3BL24G | IEC.309 CLAVIJ/BASES | 3BL24G29F | BASES INTERBLOQ. | 3BL24G29F659 | IP55 COMBI SOCK+ACC
3BL00 | Installation | 3BL | INSTALLATION BLOC | 3BL24G | IEC.309 CLAVIJ/BASES | 3BL24G29F | BASES INTERBLOQ. | 3BL24G29F659 | IP55 COMBI SOCK+ACC
3BL00 | Installation | 3BL | INSTALLATION BLOC | 3BL24G | IEC.309 CLAVIJ/BASES | 3BL24G29F | BASES INTERBLOQ. | 3BL24G29F659 | IP55 COMBI SOCK+ACC
3BL00 | Installation | 3BL | INSTALLATION BLOC | 3BL24G | IEC.309 CLAVIJ/BASES | 3BL24G29F | BASES INTERBLOQ. | 3BL24G29F659 | IP55 COMBI SOCK+ACC
3BL00 | Installation | 3BL | INSTALLATION BLOC | 3BL24G | IEC.309 CLAVIJ/BASES | 3BL24G29F | BASES INTERBLOQ. | 3BL24G29F661 | IB SOCKET IP44 SBF
3BL00 | Installation | 3BL | INSTALLATION BLOC | 3BL24G | IEC.309 CLAVIJ/BASES | 3BL24G29F | BASES INTERBLOQ. | 3BL24G29F661 | IB SOCKET IP44 SBF
3BL00 | Installation | 3BL | INSTALLATION BLOC | 3BL24G | IEC.309 CLAVIJ/BASES | 3BL24G29F | BASES INTERBLOQ. | 3BL24G29F661 | IB SOCKET IP44 SBF
3BL00 | Installation | 3BL | INSTALLATION BLOC | 3BL24G | IEC.309 CLAVIJ/BASES | 3BL24G29F | BASES INTERBLOQ. | 3BL24G29F661 | IB SOCKET IP44 SBF
3BL00 | Installation | 3BL | INSTALLATION BLOC | 3BL24G | IEC.309 CLAVIJ/BASES | 3BL24G29F | BASES INTERBLOQ. | 3BL24G29F661 | IB SOCKET IP44 SBF
3BL00 | Installation | 3BL | INSTALLATION BLOC | 3BL24G | IEC.309 CLAVIJ/BASES | 3BL24G29F | BASES INTERBLOQ. | 3BL24G29F661 | IB SOCKET IP44 SBF
3BL00 | Installation | 3BL | INSTALLATION BLOC | 3BL24G | IEC.309 CLAVIJ/BASES | 3BL24G29F | BASES INTERBLOQ. | 3BL24G29F661 | IB SOCKET IP44 SBF
3BL00 | Installation | 3BL | INSTALLATION BLOC | 3BL24G | IEC.309 CLAVIJ/BASES | 3BL24G29F | BASES INTERBLOQ. | 3BL24G29F663 | IB SOCKET IP44 CBF
3BL00 | Installation | 3BL | INSTALLATION BLOC | 3BL24G | IEC.309 CLAVIJ/BASES | 3BL24G29F | BASES INTERBLOQ. | 3BL24G29F663 | IB SOCKET IP44 CBF
3BL00 | Installation | 3BL | INSTALLATION BLOC | 3BL24G | IEC.309 CLAVIJ/BASES | 3BL24G29F | BASES INTERBLOQ. | 3BL24G29F663 | IB SOCKET IP44 CBF
3BL00 | Installation | 3BL | INSTALLATION BLOC | 3BL24G | IEC.309 CLAVIJ/BASES | 3BL24G29F | BASES INTERBLOQ. | 3BL24G29F663 | IB SOCKET IP44 CBF
3BL00 | Installation | 3BL | INSTALLATION BLOC | 3BL24G | IEC.309 CLAVIJ/BASES | 3BL24G29F | BASES INTERBLOQ. | 3BL24G29F663 | IB SOCKET IP44 CBF
3BL00 | Installation | 3BL | INSTALLATION BLOC | 3BL24G | IEC.309 CLAVIJ/BASES | 3BL24G29F | BASES INTERBLOQ. | 3BL24G29F665 | IB SOCKET IP67 SBF
3BL00 | Installation | 3BL | INSTALLATION BLOC | 3BL24G | IEC.309 CLAVIJ/BASES | 3BL24G29F | BASES INTERBLOQ. | 3BL24G29F665 | IB SOCKET IP67 SBF
3BL00 | Installation | 3BL | INSTALLATION BLOC | 3BL24G | IEC.309 CLAVIJ/BASES | 3BL24G29F | BASES INTERBLOQ. | 3BL24G29F665 | IB SOCKET IP67 SBF
3BL00 | Installation | 3BL | INSTALLATION BLOC | 3BL24G | IEC.309 CLAVIJ/BASES | 3BL24G29F | BASES INTERBLOQ. | 3BL24G29F665 | IB SOCKET IP67 SBF
3BL00 | Installation | 3BL | INSTALLATION BLOC | 3BL24G | IEC.309 CLAVIJ/BASES | 3BL24G29F | BASES INTERBLOQ. | 3BL24G29F665 | IB SOCKET IP67 SBF
3BL00 | Installation | 3BL | INSTALLATION BLOC | 3BL24G | IEC.309 CLAVIJ/BASES | 3BL24G29F | BASES INTERBLOQ. | 3BL24G29F665 | IB SOCKET IP67 SBF
3BL00 | Installation | 3BL | INSTALLATION BLOC | 3BL24G | IEC.309 CLAVIJ/BASES | 3BL24G29F | BASES INTERBLOQ. | 3BL24G29F665 | IB SOCKET IP67 SBF
3BL00 | Installation | 3BL | INSTALLATION BLOC | 3BL24G | IEC.309 CLAVIJ/BASES | 3BL24G29F | BASES INTERBLOQ. | 3BL24G29F665 | IB SOCKET IP67 SBF
3BL00 | Installation | 3BL | INSTALLATION BLOC | 3BL24G | IEC.309 CLAVIJ/BASES | 3BL24G29F | BASES INTERBLOQ. | 3BL24G29F665 | IB SOCKET IP67 SBF
3BL00 | Installation | 3BL | INSTALLATION BLOC | 3BL24G | IEC.309 CLAVIJ/BASES | 3BL24G29F | BASES INTERBLOQ. | 3BL24G29F665 | IB SOCKET IP67 SBF
3BL00 | Installation | 3BL | INSTALLATION BLOC | 3BL24G | IEC.309 CLAVIJ/BASES | 3BL24G29F | BASES INTERBLOQ. | 3BL24G29F665 | IB SOCKET IP67 SBF
3BL00 | Installation | 3BL | INSTALLATION BLOC | 3BL24G | IEC.309 CLAVIJ/BASES | 3BL24G29F | BASES INTERBLOQ. | 3BL24G29F667 | IB SOCKET IP67 CBF
3BL00 | Installation | 3BL | INSTALLATION BLOC | 3BL24G | IEC.309 CLAVIJ/BASES | 3BL24G29F | BASES INTERBLOQ. | 3BL24G29F667 | IB SOCKET IP67 CBF
3BL00 | Installation | 3BL | INSTALLATION BLOC | 3BL24G | IEC.309 CLAVIJ/BASES | 3BL24G29F | BASES INTERBLOQ. | 3BL24G29F667 | IB SOCKET IP67 CBF
3BL00 | Installation | 3BL | INSTALLATION BLOC | 3BL24G | IEC.309 CLAVIJ/BASES | 3BL24G29F | BASES INTERBLOQ. | 3BL24G29F667 | IB SOCKET IP67 CBF
3BL00 | Installation | 3BL | INSTALLATION BLOC | 3BL24G | IEC.309 CLAVIJ/BASES | 3BL24G29F | BASES INTERBLOQ. | 3BL24G29F667 | IB SOCKET IP67 CBF
3BL00 | Installation | 3BL | INSTALLATION BLOC | 3BL24G | IEC.309 CLAVIJ/BASES | 3BL24G29F | BASES INTERBLOQ. | 3BL24G29F667 | IB SOCKET IP67 CBF
3BL00 | Installation | 3BL | INSTALLATION BLOC | 3BL24G | IEC.309 CLAVIJ/BASES | 3BL24G29F | BASES INTERBLOQ. | 3BL24G29F667 | IB SOCKET IP67 CBF
3BL00 | Installation | 3BL | INSTALLATION BLOC | 3BL24G | IEC.309 CLAVIJ/BASES | 3BL24G29F | BASES INTERBLOQ. | 3BL24G29F667 | IB SOCKET IP67 CBF
3BL00 | Installation | 3BL | INSTALLATION BLOC | 3BL24G | IEC.309 CLAVIJ/BASES | 3BL24G29F | BASES INTERBLOQ. | 3BL24G29F668 | IB SOCKET IP67 MCBS
3BL00 | Installation | 3BL | INSTALLATION BLOC | 3BL24G | IEC.309 CLAVIJ/BASES | 3BL24G29F | BASES INTERBLOQ. | 3BL24G29F668 | IB SOCKET IP67 MCBS
3BL00 | Installation | 3BL | INSTALLATION BLOC | 3BL24G | IEC.309 CLAVIJ/BASES | 3BL24G29F | BASES INTERBLOQ. | 3BL24G29F669 | IB SOCKET IP66 SBF
3BL00 | Installation | 3BL | INSTALLATION BLOC | 3BL24G | IEC.309 CLAVIJ/BASES | 3BL24G29F | BASES INTERBLOQ. | 3BL24G29F669 | IB SOCKET IP66 SBF
3BL00 | Installation | 3BL | INSTALLATION BLOC | 3BL24G | IEC.309 CLAVIJ/BASES | 3BL24G29F | BASES INTERBLOQ. | 3BL24G29F669 | IB SOCKET IP66 SBF
3BL00 | Installation | 3BL | INSTALLATION BLOC | 3BL24G | IEC.309 CLAVIJ/BASES | 3BL24G29F | BASES INTERBLOQ. | 3BL24G29F669 | IB SOCKET IP66 SBF
3BL00 | Installation | 3BL | INSTALLATION BLOC | 3BL24G | IEC.309 CLAVIJ/BASES | 3BL24G29F | BASES INTERBLOQ. | 3BL24G29F669 | IB SOCKET IP66 SBF
3BL00 | Installation | 3BL | INSTALLATION BLOC | 3BL24G | IEC.309 CLAVIJ/BASES | 3BL24G29F | BASES INTERBLOQ. | 3BL24G29F671 | IB SOCK IP66 CBF+ACC
3BL00 | Installation | 3BL | INSTALLATION BLOC | 3BL24G | IEC.309 CLAVIJ/BASES | 3BL24G29F | BASES INTERBLOQ. | 3BL24G29F671 | IB SOCK IP66 CBF+ACC
3BL00 | Installation | 3BL | INSTALLATION BLOC | 3BL24G | IEC.309 CLAVIJ/BASES | 3BL24G29F | BASES INTERBLOQ. | 3BL24G29F671 | IB SOCK IP66 CBF+ACC
3BL00 | Installation | 3BL | INSTALLATION BLOC | 3BL24G | IEC.309 CLAVIJ/BASES | 3BL24G29F | BASES INTERBLOQ. | 3BL24G29F671 | IB SOCK IP66 CBF+ACC
3BL00 | Installation | 3BL | INSTALLATION BLOC | 3BL24G | IEC.309 CLAVIJ/BASES | 3BL24G29F | BASES INTERBLOQ. | 3BL24G29F671 | IB SOCK IP66 CBF+ACC
3BL00 | Installation | 3BL | INSTALLATION BLOC | 3BL24G | IEC.309 CLAVIJ/BASES | 3BL24G29F | BASES INTERBLOQ. | 3BL24G29F671 | IB SOCK IP66 CBF+ACC
3BL00 | Installation | 3BL | INSTALLATION BLOC | 3BL24G | IEC.309 CLAVIJ/BASES | 3BL24G29F | BASES INTERBLOQ. | 3BL24G29F671 | IB SOCK IP66 CBF+ACC
3BL00 | Installation | 3BL | INSTALLATION BLOC | 3BL24G | IEC.309 CLAVIJ/BASES | 3BL24G29F | BASES INTERBLOQ. | 3BL24G29F671 | IB SOCK IP66 CBF+ACC
3BL00 | Installation | 3BL | INSTALLATION BLOC | 3BL24G | IEC.309 CLAVIJ/BASES | 3BL24G29F | BASES INTERBLOQ. | 3BL24G29F673 | IB SOCK IP66 MOD DEV
3BL00 | Installation | 3BL | INSTALLATION BLOC | 3BL24G | IEC.309 CLAVIJ/BASES | 3BL24G29F | BASES INTERBLOQ. | 3BL24G29F673 | IB SOCK IP66 MOD DEV
3BL00 | Installation | 3BL | INSTALLATION BLOC | 3BL24G | IEC.309 CLAVIJ/BASES | 3BL24G29F | BASES INTERBLOQ. | 3BL24G29F673 | IB SOCK IP66 MOD DEV
3BL00 | Installation | 3BL | INSTALLATION BLOC | 3BL24G | IEC.309 CLAVIJ/BASES | 3BL24G29F | BASES INTERBLOQ. | 3BL24G29F673 | IB SOCK IP66 MOD DEV
3BL00 | Installation | 3BL | INSTALLATION BLOC | 3BL24G | IEC.309 CLAVIJ/BASES | 3BL24G29F | BASES INTERBLOQ. | 3BL24G29F673 | IB SOCK IP66 MOD DEV
3BL00 | Installation | 3BL | INSTALLATION BLOC | 3BL24G | IEC.309 CLAVIJ/BASES | 3BL24G29F | BASES INTERBLOQ. | 3BL24G29F675 | IB SOCK IP56 CBF+ACC
3BL00 | Installation | 3BL | INSTALLATION BLOC | 3BL24G | IEC.309 CLAVIJ/BASES | 3BL24G29F | BASES INTERBLOQ. | 3BL24G29F676 | SOCK IB EL INTERLOCK
3BL00 | Installation | 3BL | INSTALLATION BLOC | 3BL24G | IEC.309 CLAVIJ/BASES | 3BL24G29F | BASES INTERBLOQ. | 3BL24G29F676 | SOCK IB EL INTERLOCK
3BL00 | Installation | 3BL | INSTALLATION BLOC | 3BL24G | IEC.309 CLAVIJ/BASES | 3BL24G29F | BASES INTERBLOQ. | 3BL24G29F679 | FUSES
3BL00 | Installation | 3BL | INSTALLATION BLOC | 3BL24G | IEC.309 CLAVIJ/BASES | 3BL24G29F | BASES INTERBLOQ. | 3BL24G29F679 | FUSES
3BL00 | Installation | 3BL | INSTALLATION BLOC | 3BL25G | Q-DIN & Q-BOX RANGES | 3BL25G33F | 68 EMPTY Q-DIN/Q-BOX | 3BL25G33F681 | *
3BL00 | Installation | 3BL | INSTALLATION BLOC | 3BL25G | Q-DIN & Q-BOX RANGES | 3BL25G33F | 68 EMPTY Q-DIN/Q-BOX | 3BL25G33F681 | *
3BL00 | Installation | 3BL | INSTALLATION BLOC | 3BL25G | Q-DIN & Q-BOX RANGES | 3BL25G33F | 68 EMPTY Q-DIN/Q-BOX | 3BL25G33F681 | *
3BL00 | Installation | 3BL | INSTALLATION BLOC | 3BL25G | Q-DIN & Q-BOX RANGES | 3BL25G33F | 68 EMPTY Q-DIN/Q-BOX | 3BL25G33F681 | *
3BL00 | Installation | 3BL | INSTALLATION BLOC | 3BL25G | Q-DIN & Q-BOX RANGES | 3BL25G33F | 68 EMPTY Q-DIN/Q-BOX | 3BL25G33F683 | *
3BL00 | Installation | 3BL | INSTALLATION BLOC | 3BL25G | Q-DIN & Q-BOX RANGES | 3BL25G33F | 68 EMPTY Q-DIN/Q-BOX | 3BL25G33F693 | *
3BL00 | Installation | 3BL | INSTALLATION BLOC | 3BL25G | Q-DIN & Q-BOX RANGES | 3BL25G33F | 68 EMPTY Q-DIN/Q-BOX | 3BL25G33F697 | *
3BL00 | Installation | 3BL | INSTALLATION BLOC | 3BL25G | Q-DIN & Q-BOX RANGES | 3BL25G33F | 68 EMPTY Q-DIN/Q-BOX | 3BL25G33F697 | *
3BL00 | Installation | 3BL | INSTALLATION BLOC | 3BL29G | BLOC OTHERS | 3BL29G37F | 70 INT. ROT. | 3BL29G37F601 | RT AC SURF-MOUNT ROT
3BL00 | Installation | 3BL | INSTALLATION BLOC | 3BL29G | BLOC OTHERS | 3BL29G37F | 70 INT. ROT. | 3BL29G37F601 | RT AC SURF-MOUNT ROT
3BL00 | Installation | 3BL | INSTALLATION BLOC | 3BL29G | BLOC OTHERS | 3BL29G37F | 70 INT. ROT. | 3BL29G37F601 | RT AC SURF-MOUNT ROT
3BL00 | Installation | 3BL | INSTALLATION BLOC | 3BL29G | BLOC OTHERS | 3BL29G37F | 70 INT. ROT. | 3BL29G37F601 | RT AC SURF-MOUNT ROT
3BL00 | Installation | 3BL | INSTALLATION BLOC | 3BL29G | BLOC OTHERS | 3BL29G37F | 70 INT. ROT. | 3BL29G37F601 | RT AC SURF-MOUNT ROT
3BL00 | Installation | 3BL | INSTALLATION BLOC | 3BL29G | BLOC OTHERS | 3BL29G37F | 70 INT. ROT. | 3BL29G37F601 | RT AC SURF-MOUNT ROT
3BL00 | Installation | 3BL | INSTALLATION BLOC | 3BL29G | BLOC OTHERS | 3BL29G37F | 70 INT. ROT. | 3BL29G37F602 | RT DC SURF-MOUNT ROT
3BL00 | Installation | 3BL | INSTALLATION BLOC | 3BL29G | BLOC OTHERS | 3BL29G37F | 70 INT. ROT. | 3BL29G37F603 | RT DIST-BOARD ROT.SW
3BL00 | Installation | 3BL | INSTALLATION BLOC | 3BL29G | BLOC OTHERS | 3BL29G37F | 70 INT. ROT. | 3BL29G37F603 | RT DIST-BOARD ROT.SW
3BL00 | Installation | 3BL | INSTALLATION BLOC | 3BL29G | BLOC OTHERS | 3BL29G37F | 70 INT. ROT. | 3BL29G37F603 | RT DIST-BOARD ROT.SW
3BL00 | Installation | 3BL | INSTALLATION BLOC | 3BL29G | BLOC OTHERS | 3BL29G52F | PULSADORES | 3BL29G52F611 | *
3BL00 | Installation | 3BL | INSTALLATION BLOC | 3BL29G | BLOC OTHERS | 3BL29G52F | PULSADORES | 3BL29G52F611 | *
3BL00 | Installation | 3BL | INSTALLATION BLOC | 3BL29G | BLOC OTHERS | 3BL29G52F | PULSADORES | 3BL29G52F613 | *
3BL00 | Installation | 3BL | INSTALLATION BLOC | 3BL29G | BLOC OTHERS | 3BL29G52F | PULSADORES | 3BL29G52F613 | *
3BL00 | Installation | 3BL | INSTALLATION BLOC | 3BL29G | BLOC OTHERS | 3BL29G52F | PULSADORES | 3BL29G52F613 | *
3BL00 | Installation | 3BL | INSTALLATION BLOC | 3BL29G | BLOC OTHERS | 3BL29G52F | PULSADORES | 3BL29G52F613 | *
3BL00 | Installation | 3BL | INSTALLATION BLOC | 3BL29G | BLOC OTHERS | 3BL29G52F | PULSADORES | 3BL29G52F615 | *
3BL00 | Installation | 3BL | INSTALLATION BLOC | 3BL29G | BLOC OTHERS | 3BL29G52F | PULSADORES | 3BL29G52F615 | *
3BL00 | Installation | 3BL | INSTALLATION BLOC | 3BL29G | BLOC OTHERS | 3BL29G52F | PULSADORES | 3BL29G52F615 | *
3BL00 | Installation | 3BL | INSTALLATION BLOC | 3BL29G | BLOC OTHERS | 3BL29G52F | PULSADORES | 3BL29G52F617 | *
3BL00 | Installation | 3BL | INSTALLATION BLOC | 3BL29G | BLOC OTHERS | 3BL29G52F | PULSADORES | 3BL29G52F619 | *
3BL00 | Installation | 3BL | INSTALLATION BLOC | 3BL29G | BLOC OTHERS | 3BL29G52F | PULSADORES | 3BL29G52F619 | *
4BX00 | Installation | 4BX | INSTALLATION BOX | 4BX34G | CAJAS DE SUPERFICIE | 4BX34G41F | 44-46 CEP-QP/QM/QX | 4BX34G41F421 | BOARDS IN GWPLAST120
4BX00 | Installation | 4BX | INSTALLATION BOX | 4BX34G | CAJAS DE SUPERFICIE | 4BX34G41F | 44-46 CEP-QP/QM/QX | 4BX34G41F421 | BOARDS IN GWPLAST120
4BX00 | Installation | 4BX | INSTALLATION BOX | 4BX34G | CAJAS DE SUPERFICIE | 4BX34G41F | 44-46 CEP-QP/QM/QX | 4BX34G41F421 | BOARDS IN GWPLAST120
4BX00 | Installation | 4BX | INSTALLATION BOX | 4BX34G | CAJAS DE SUPERFICIE | 4BX34G41F | 44-46 CEP-QP/QM/QX | 4BX34G41F421 | BOARDS IN GWPLAST120
4BX00 | Installation | 4BX | INSTALLATION BOX | 4BX34G | CAJAS DE SUPERFICIE | 4BX34G41F | 44-46 CEP-QP/QM/QX | 4BX34G41F421 | BOARDS IN GWPLAST120
4BX00 | Installation | 4BX | INSTALLATION BOX | 4BX34G | CAJAS DE SUPERFICIE | 4BX34G41F | 44-46 CEP-QP/QM/QX | 4BX34G41F423 | POLYESTER BOARDS
4BX00 | Installation | 4BX | INSTALLATION BOX | 4BX34G | CAJAS DE SUPERFICIE | 4BX34G41F | 44-46 CEP-QP/QM/QX | 4BX34G41F423 | POLYESTER BOARDS
4BX00 | Installation | 4BX | INSTALLATION BOX | 4BX34G | CAJAS DE SUPERFICIE | 4BX34G41F | 44-46 CEP-QP/QM/QX | 4BX34G41F425 | COMPL. ITEMS QP
4BX00 | Installation | 4BX | INSTALLATION BOX | 4BX34G | CAJAS DE SUPERFICIE | 4BX34G41F | 44-46 CEP-QP/QM/QX | 4BX34G41F425 | COMPL. ITEMS QP
4BX00 | Installation | 4BX | INSTALLATION BOX | 4BX34G | CAJAS DE SUPERFICIE | 4BX34G41F | 44-46 CEP-QP/QM/QX | 4BX34G41F425 | COMPL. ITEMS QP
4BX00 | Installation | 4BX | INSTALLATION BOX | 4BX34G | CAJAS DE SUPERFICIE | 4BX34G41F | 44-46 CEP-QP/QM/QX | 4BX34G41F425 | COMPL. ITEMS QP
4BX00 | Installation | 4BX | INSTALLATION BOX | 4BX34G | CAJAS DE SUPERFICIE | 4BX34G41F | 44-46 CEP-QP/QM/QX | 4BX34G41F425 | COMPL. ITEMS QP
4BX00 | Installation | 4BX | INSTALLATION BOX | 4BX34G | CAJAS DE SUPERFICIE | 4BX34G41F | 44-46 CEP-QP/QM/QX | 4BX34G41F425 | COMPL. ITEMS QP
4BX00 | Installation | 4BX | INSTALLATION BOX | 4BX34G | CAJAS DE SUPERFICIE | 4BX34G41F | 44-46 CEP-QP/QM/QX | 4BX34G41F425 | COMPL. ITEMS QP
4BX00 | Installation | 4BX | INSTALLATION BOX | 4BX34G | CAJAS DE SUPERFICIE | 4BX34G41F | 44-46 CEP-QP/QM/QX | 4BX34G41F425 | COMPL. ITEMS QP
4BX00 | Installation | 4BX | INSTALLATION BOX | 4BX34G | CAJAS DE SUPERFICIE | 4BX34G41F | 44-46 CEP-QP/QM/QX | 4BX34G41F425 | COMPL. ITEMS QP
4BX00 | Installation | 4BX | INSTALLATION BOX | 4BX34G | CAJAS DE SUPERFICIE | 4BX34G41F | 44-46 CEP-QP/QM/QX | 4BX34G41F425 | COMPL. ITEMS QP
4BX00 | Installation | 4BX | INSTALLATION BOX | 4BX34G | CAJAS DE SUPERFICIE | 4BX34G41F | 44-46 CEP-QP/QM/QX | 4BX34G41F431 | METAL BOARDS
4BX00 | Installation | 4BX | INSTALLATION BOX | 4BX34G | CAJAS DE SUPERFICIE | 4BX34G41F | 44-46 CEP-QP/QM/QX | 4BX34G41F431 | METAL BOARDS
4BX00 | Installation | 4BX | INSTALLATION BOX | 4BX34G | CAJAS DE SUPERFICIE | 4BX34G41F | 44-46 CEP-QP/QM/QX | 4BX34G41F433 | STAINLESS ST. BOARD
4BX00 | Installation | 4BX | INSTALLATION BOX | 4BX34G | CAJAS DE SUPERFICIE | 4BX34G43F | 40 CD CUAD. SUP. | 4BX34G43F441 | CDK WATERTIGHT
4BX00 | Installation | 4BX | INSTALLATION BOX | 4BX34G | CAJAS DE SUPERFICIE | 4BX34G43F | 40 CD CUAD. SUP. | 4BX34G43F441 | CDK WATERTIGHT
4BX00 | Installation | 4BX | INSTALLATION BOX | 4BX34G | CAJAS DE SUPERFICIE | 4BX34G43F | 40 CD CUAD. SUP. | 4BX34G43F443 | CD WATERTIGHT
4BX00 | Installation | 4BX | INSTALLATION BOX | 4BX34G | CAJAS DE SUPERFICIE | 4BX34G43F | 40 CD CUAD. SUP. | 4BX34G43F445 | CD DECOR. SURF. ENCL
4BX00 | Installation | 4BX | INSTALLATION BOX | 4BX34G | CAJAS DE SUPERFICIE | 4BX34G43F | 40 CD CUAD. SUP. | 4BX34G43F445 | CD DECOR. SURF. ENCL
4BX00 | Installation | 4BX | INSTALLATION BOX | 4BX34G | CAJAS DE SUPERFICIE | 4BX34G43F | 40 CD CUAD. SUP. | 4BX34G43F445 | CD DECOR. SURF. ENCL
4BX00 | Installation | 4BX | INSTALLATION BOX | 4BX34G | CAJAS DE SUPERFICIE | 4BX34G43F | 40 CD CUAD. SUP. | 4BX34G43F445 | CD DECOR. SURF. ENCL
4BX00 | Installation | 4BX | INSTALLATION BOX | 4BX34G | CAJAS DE SUPERFICIE | 4BX34G43F | 40 CD CUAD. SUP. | 4BX34G43F447 | CD SUR ENCL W/O DOOR
4BX00 | Installation | 4BX | INSTALLATION BOX | 4BX34G | CAJAS DE SUPERFICIE | 4BX34G43F | 40 CD CUAD. SUP. | 4BX34G43F449 | MOD. ENCL. ACCESS.
4BX00 | Installation | 4BX | INSTALLATION BOX | 4BX34G | CAJAS DE SUPERFICIE | 4BX34G43F | 40 CD CUAD. SUP. | 4BX34G43F449 | MOD. ENCL. ACCESS.
4BX00 | Installation | 4BX | INSTALLATION BOX | 4BX34G | CAJAS DE SUPERFICIE | 4BX34G43F | 40 CD CUAD. SUP. | 4BX34G43F449 | MOD. ENCL. ACCESS.
4BX00 | Installation | 4BX | INSTALLATION BOX | 4BX34G | CAJAS DE SUPERFICIE | 4BX34G43F | 40 CD CUAD. SUP. | 4BX34G43F449 | MOD. ENCL. ACCESS.
4BX00 | Installation | 4BX | INSTALLATION BOX | 4BX34G | CAJAS DE SUPERFICIE | 4BX34G43F | 40 CD CUAD. SUP. | 4BX34G43F449 | MOD. ENCL. ACCESS.
4BX00 | Installation | 4BX | INSTALLATION BOX | 4BX34G | CAJAS DE SUPERFICIE | 4BX34G45F | 42 RV CENT. EMERG. | 4BX34G45F531 | RV ALARM SIGN. ENCL.
4BX00 | Installation | 4BX | INSTALLATION BOX | 4BX34G | CAJAS DE SUPERFICIE | 4BX34G45F | 42 RV CENT. EMERG. | 4BX34G45F533 | RV EMERG. SIGN. ENCL
4BX00 | Installation | 4BX | INSTALLATION BOX | 4BX34G | CAJAS DE SUPERFICIE | 4BX34G45F | 42 RV CENT. EMERG. | 4BX34G45F533 | RV EMERG. SIGN. ENCL
4BX00 | Installation | 4BX | INSTALLATION BOX | 4BX34G | CAJAS DE SUPERFICIE | 4BX34G45F | 42 RV CENT. EMERG. | 4BX34G45F535 | RV COMPLEM. ITEMS
4BX00 | Installation | 4BX | INSTALLATION BOX | 4BX34G | CAJAS DE SUPERFICIE | 4BX34G46F | 44 CE CAJAS SUP. | 4BX34G46F501 | 75°C BOXES
4BX00 | Installation | 4BX | INSTALLATION BOX | 4BX34G | CAJAS DE SUPERFICIE | 4BX34G46F | 44 CE CAJAS SUP. | 4BX34G46F501 | 75°C BOXES
4BX00 | Installation | 4BX | INSTALLATION BOX | 4BX34G | CAJAS DE SUPERFICIE | 4BX34G46F | 44 CE CAJAS SUP. | 4BX34G46F501 | 75°C BOXES
4BX00 | Installation | 4BX | INSTALLATION BOX | 4BX34G | CAJAS DE SUPERFICIE | 4BX34G46F | 44 CE CAJAS SUP. | 4BX34G46F501 | 75°C BOXES
4BX00 | Installation | 4BX | INSTALLATION BOX | 4BX34G | CAJAS DE SUPERFICIE | 4BX34G46F | 44 CE CAJAS SUP. | 4BX34G46F501 | 75°C BOXES
4BX00 | Installation | 4BX | INSTALLATION BOX | 4BX34G | CAJAS DE SUPERFICIE | 4BX34G46F | 44 CE CAJAS SUP. | 4BX34G46F501 | 75°C BOXES
4BX00 | Installation | 4BX | INSTALLATION BOX | 4BX34G | CAJAS DE SUPERFICIE | 4BX34G46F | 44 CE CAJAS SUP. | 4BX34G46F501 | 75°C BOXES
4BX00 | Installation | 4BX | INSTALLATION BOX | 4BX34G | CAJAS DE SUPERFICIE | 4BX34G46F | 44 CE CAJAS SUP. | 4BX34G46F501 | 75°C BOXES
4BX00 | Installation | 4BX | INSTALLATION BOX | 4BX34G | CAJAS DE SUPERFICIE | 4BX34G46F | 44 CE CAJAS SUP. | 4BX34G46F503 | BOXES FOR INDUS. USE
4BX00 | Installation | 4BX | INSTALLATION BOX | 4BX34G | CAJAS DE SUPERFICIE | 4BX34G46F | 44 CE CAJAS SUP. | 4BX34G46F503 | BOXES FOR INDUS. USE
4BX00 | Installation | 4BX | INSTALLATION BOX | 4BX34G | CAJAS DE SUPERFICIE | 4BX34G46F | 44 CE CAJAS SUP. | 4BX34G46F503 | BOXES FOR INDUS. USE
4BX00 | Installation | 4BX | INSTALLATION BOX | 4BX34G | CAJAS DE SUPERFICIE | 4BX34G46F | 44 CE CAJAS SUP. | 4BX34G46F503 | BOXES FOR INDUS. USE
4BX00 | Installation | 4BX | INSTALLATION BOX | 4BX34G | CAJAS DE SUPERFICIE | 4BX34G46F | 44 CE CAJAS SUP. | 4BX34G46F505 | COMPL. ITEMS BOXES
4BX00 | Installation | 4BX | INSTALLATION BOX | 4BX34G | CAJAS DE SUPERFICIE | 4BX34G46F | 44 CE CAJAS SUP. | 4BX34G46F505 | COMPL. ITEMS BOXES
4BX00 | Installation | 4BX | INSTALLATION BOX | 4BX34G | CAJAS DE SUPERFICIE | 4BX34G46F | 44 CE CAJAS SUP. | 4BX34G46F505 | COMPL. ITEMS BOXES
4BX00 | Installation | 4BX | INSTALLATION BOX | 4BX34G | CAJAS DE SUPERFICIE | 4BX34G46H | 76 CAJAS METALICAS | 4BX34G46H895 | *
4BX00 | Installation | 4BX | INSTALLATION BOX | 4BX34G | CAJAS DE SUPERFICIE | 4BX34G46H | 76 CAJAS METALICAS | 4BX34G46H895 | *
4BX00 | Installation | 4BX | INSTALLATION BOX | 4BX34G | CAJAS DE SUPERFICIE | 4BX34G46H | 76 CAJAS METALICAS | 4BX34G46H895 | *
4BX00 | Installation | 4BX | INSTALLATION BOX | 4BX34G | CAJAS DE SUPERFICIE | 4BX34G46H | 76 CAJAS METALICAS | 4BX34G46H895 | *
4BX00 | Installation | 4BX | INSTALLATION BOX | 4BX34G | CAJAS DE SUPERFICIE | 4BX34G46H | 76 CAJAS METALICAS | 4BX34G46H899 | *
4BX00 | Installation | 4BX | INSTALLATION BOX | 4BX34G | CAJAS DE SUPERFICIE | 4BX34G46H | 76 CAJAS METALICAS | 4BX34G46H899 | *
4BX00 | Installation | 4BX | INSTALLATION BOX | 4BX34G | CAJAS DE SUPERFICIE | 4BX34G46H | 76 CAJAS METALICAS | 4BX34G46H899 | *
4BX00 | Installation | 4BX | INSTALLATION BOX | 4BX34G | CAJAS DE SUPERFICIE | 4BX34G46H | 76 CAJAS METALICAS | 4BX34G46H899 | *
4BX00 | Installation | 4BX | INSTALLATION BOX | 4BX34G | CAJAS DE SUPERFICIE | 4BX34G46H | 76 CAJAS METALICAS | 4BX34G46H901 | *
4BX00 | Installation | 4BX | INSTALLATION BOX | 4BX34G | CAJAS DE SUPERFICIE | 4BX34G46H | 76 CAJAS METALICAS | 4BX34G46H901 | *
4BX00 | Installation | 4BX | INSTALLATION BOX | 4BX34G | CAJAS DE SUPERFICIE | 4BX34G48F | 42 TV CUADROS SUP. | 4BX34G48F541 | TV DISTRIBUT. BOARD
4BX00 | Installation | 4BX | INSTALLATION BOX | 4BX37G | CAJAS DE EMPOTRAR | 4BX37G44F | 40 CD CUAD. EMP. | 4BX37G44F451 | DOMO CENTER RANGE
4BX00 | Installation | 4BX | INSTALLATION BOX | 4BX37G | CAJAS DE EMPOTRAR | 4BX37G44F | 40 CD CUAD. EMP. | 4BX37G44F451 | DOMO CENTER RANGE
4BX00 | Installation | 4BX | INSTALLATION BOX | 4BX37G | CAJAS DE EMPOTRAR | 4BX37G44F | 40 CD CUAD. EMP. | 4BX37G44F451 | DOMO CENTER RANGE
4BX00 | Installation | 4BX | INSTALLATION BOX | 4BX37G | CAJAS DE EMPOTRAR | 4BX37G44F | 40 CD CUAD. EMP. | 4BX37G44F451 | DOMO CENTER RANGE
4BX00 | Installation | 4BX | INSTALLATION BOX | 4BX37G | CAJAS DE EMPOTRAR | 4BX37G44F | 40 CD CUAD. EMP. | 4BX37G44F451 | DOMO CENTER RANGE
4BX00 | Installation | 4BX | INSTALLATION BOX | 4BX37G | CAJAS DE EMPOTRAR | 4BX37G44F | 40 CD CUAD. EMP. | 4BX37G44F451 | DOMO CENTER RANGE
4BX00 | Installation | 4BX | INSTALLATION BOX | 4BX37G | CAJAS DE EMPOTRAR | 4BX37G44F | 40 CD CUAD. EMP. | 4BX37G44F461 | CDK FLUSH-MOUNTING
4BX00 | Installation | 4BX | INSTALLATION BOX | 4BX37G | CAJAS DE EMPOTRAR | 4BX37G44F | 40 CD CUAD. EMP. | 4BX37G44F461 | CDK FLUSH-MOUNTING
4BX00 | Installation | 4BX | INSTALLATION BOX | 4BX37G | CAJAS DE EMPOTRAR | 4BX37G44F | 40 CD CUAD. EMP. | 4BX37G44F461 | CDK FLUSH-MOUNTING
4BX00 | Installation | 4BX | INSTALLATION BOX | 4BX37G | CAJAS DE EMPOTRAR | 4BX37G44F | 40 CD CUAD. EMP. | 4BX37G44F461 | CDK FLUSH-MOUNTING
4BX00 | Installation | 4BX | INSTALLATION BOX | 4BX37G | CAJAS DE EMPOTRAR | 4BX37G44F | 40 CD CUAD. EMP. | 4BX37G44F461 | CDK FLUSH-MOUNTING
4BX00 | Installation | 4BX | INSTALLATION BOX | 4BX37G | CAJAS DE EMPOTRAR | 4BX37G44F | 40 CD CUAD. EMP. | 4BX37G44F463 | CD FLUSH-MOUNTING
4BX00 | Installation | 4BX | INSTALLATION BOX | 4BX37G | CAJAS DE EMPOTRAR | 4BX37G44F | 40 CD CUAD. EMP. | 4BX37G44F465 | CD FLUSH-MOUNT DECOR
4BX00 | Installation | 4BX | INSTALLATION BOX | 4BX37G | CAJAS DE EMPOTRAR | 4BX37G44F | 40 CD CUAD. EMP. | 4BX37G44F465 | CD FLUSH-MOUNT DECOR
4BX00 | Installation | 4BX | INSTALLATION BOX | 4BX37G | CAJAS DE EMPOTRAR | 4BX37G44F | 40 CD CUAD. EMP. | 4BX37G44F465 | CD FLUSH-MOUNT DECOR
4BX00 | Installation | 4BX | INSTALLATION BOX | 4BX37G | CAJAS DE EMPOTRAR | 4BX37G44F | 40 CD CUAD. EMP. | 4BX37G44F469 | CD FLUSH HOME NETW.
4BX00 | Installation | 4BX | INSTALLATION BOX | 4BX37G | CAJAS DE EMPOTRAR | 4BX37G44F | 40 CD CUAD. EMP. | 4BX37G44F478 | GERMAN FLUSH-M. ENCL
4BX00 | Installation | 4BX | INSTALLATION BOX | 4BX37G | CAJAS DE EMPOTRAR | 4BX37G47F | 48 PT CAJAS EMP. | 4BX37G47F511 | CM
4BX00 | Installation | 4BX | INSTALLATION BOX | 4BX37G | CAJAS DE EMPOTRAR | 4BX37G47F | 48 PT CAJAS EMP. | 4BX37G47F511 | CM
4BX00 | Installation | 4BX | INSTALLATION BOX | 4BX37G | CAJAS DE EMPOTRAR | 4BX37G47F | 48 PT CAJAS EMP. | 4BX37G47F513 | PT
4BX00 | Installation | 4BX | INSTALLATION BOX | 4BX37G | CAJAS DE EMPOTRAR | 4BX37G47F | 48 PT CAJAS EMP. | 4BX37G47F513 | PT
4BX00 | Installation | 4BX | INSTALLATION BOX | 4BX37G | CAJAS DE EMPOTRAR | 4BX37G47F | 48 PT CAJAS EMP. | 4BX37G47F513 | PT
4BX00 | Installation | 4BX | INSTALLATION BOX | 4BX37G | CAJAS DE EMPOTRAR | 4BX37G47F | 48 PT CAJAS EMP. | 4BX37G47F513 | PT
4BX00 | Installation | 4BX | INSTALLATION BOX | 4BX37G | CAJAS DE EMPOTRAR | 4BX37G47F | 48 PT CAJAS EMP. | 4BX37G47F513 | PT
4BX00 | Installation | 4BX | INSTALLATION BOX | 4BX37G | CAJAS DE EMPOTRAR | 4BX37G47F | 48 PT CAJAS EMP. | 4BX37G47F513 | PT
4BX00 | Installation | 4BX | INSTALLATION BOX | 4BX37G | CAJAS DE EMPOTRAR | 4BX37G47F | 48 PT CAJAS EMP. | 4BX37G47F513 | PT
4BX00 | Installation | 4BX | INSTALLATION BOX | 4BX37G | CAJAS DE EMPOTRAR | 4BX37G47F | 48 PT CAJAS EMP. | 4BX37G47F513 | PT
4BX00 | Installation | 4BX | INSTALLATION BOX | 4BX37G | CAJAS DE EMPOTRAR | 4BX37G47F | 48 PT CAJAS EMP. | 4BX37G47F515 | PTC
4BX00 | Installation | 4BX | INSTALLATION BOX | 4BX37G | CAJAS DE EMPOTRAR | 4BX37G47F | 48 PT CAJAS EMP. | 4BX37G47F515 | PTC
4BX00 | Installation | 4BX | INSTALLATION BOX | 4BX37G | CAJAS DE EMPOTRAR | 4BX37G47F | 48 PT CAJAS EMP. | 4BX37G47F515 | PTC
4BX00 | Installation | 4BX | INSTALLATION BOX | 4BX37G | CAJAS DE EMPOTRAR | 4BX37G47F | 48 PT CAJAS EMP. | 4BX37G47F515 | PTC
4BX00 | Installation | 4BX | INSTALLATION BOX | 4BX37G | CAJAS DE EMPOTRAR | 4BX37G47H | 24 CAJAS MOD. EMP. | 4BX37G47H521 | DOMOBOX
4BX00 | Installation | 4BX | INSTALLATION BOX | 4BX37G | CAJAS DE EMPOTRAR | 4BX37G47H | 24 CAJAS MOD. EMP. | 4BX37G47H521 | DOMOBOX
4BX00 | Installation | 4BX | INSTALLATION BOX | 4BX37G | CAJAS DE EMPOTRAR | 4BX37G47H | 24 CAJAS MOD. EMP. | 4BX37G47H523 | BOX FOR PREFABRIC.
4BX00 | Installation | 4BX | INSTALLATION BOX | 4BX37G | CAJAS DE EMPOTRAR | 4BX37G47H | 24 CAJAS MOD. EMP. | 4BX37G47H523 | BOX FOR PREFABRIC.
4BX00 | Installation | 4BX | INSTALLATION BOX | 4BX37G | CAJAS DE EMPOTRAR | 4BX37G47H | 24 CAJAS MOD. EMP. | 4BX37G47H525 | SQUARE/ROUND BOXES
4BX00 | Installation | 4BX | INSTALLATION BOX | 4BX37G | CAJAS DE EMPOTRAR | 4BX37G47H | 24 CAJAS MOD. EMP. | 4BX37G47H525 | SQUARE/ROUND BOXES
4BX00 | Installation | 4BX | INSTALLATION BOX | 4BX37G | CAJAS DE EMPOTRAR | 4BX37G47H | 24 CAJAS MOD. EMP. | 4BX37G47H527 | TELEPHONE BOXES
4BX00 | Installation | 4BX | INSTALLATION BOX | 4BX37G | CAJAS DE EMPOTRAR | 4BX37G47H | 24 CAJAS MOD. EMP. | 4BX37G47H529 | BIG BOX
4BX00 | Installation | 4BX | INSTALLATION BOX | 4BX37G | CAJAS DE EMPOTRAR | 4BX37G47H | 24 CAJAS MOD. EMP. | 4BX37G47H529 | BIG BOX
4BX00 | Installation | 4BX | INSTALLATION BOX | 4BX37G | CAJAS DE EMPOTRAR | 4BX37G47H | 24 CAJAS MOD. EMP. | 4BX37G47H537 | FLUSH FLOOR BOXES
4BX00 | Installation | 4BX | INSTALLATION BOX | 4BX37G | CAJAS DE EMPOTRAR | 4BX37G50F | GREEN WALL | 4BX37G50F543 | G.W.S.O.FLUSH M. BOX
4BX00 | Installation | 4BX | INSTALLATION BOX | 4BX37G | CAJAS DE EMPOTRAR | 4BX37G50F | GREEN WALL | 4BX37G50F543 | G.W.S.O.FLUSH M. BOX
4BX00 | Installation | 4BX | INSTALLATION BOX | 4BX37G | CAJAS DE EMPOTRAR | 4BX37G50F | GREEN WALL | 4BX37G50F545 | GREEN W.FLUSH M. CDK
4BX00 | Installation | 4BX | INSTALLATION BOX | 4BX37G | CAJAS DE EMPOTRAR | 4BX37G50F | GREEN WALL | 4BX37G50F547 | GREEN W. JUNCT.BOXES
4BX00 | Installation | 4BX | INSTALLATION BOX | 4BX37G | CAJAS DE EMPOTRAR | 4BX37G50F | GREEN WALL | 4BX37G50F547 | GREEN W. JUNCT.BOXES
4BX00 | Installation | 4BX | INSTALLATION BOX | 4BX37G | CAJAS DE EMPOTRAR | 4BX37G50F | GREEN WALL | 4BX37G50F549 | G.W. FLUSH M. BOXES
4BX00 | Installation | 4BX | INSTALLATION BOX | 4BX37G | CAJAS DE EMPOTRAR | 4BX37G50F | GREEN WALL | 4BX37G50F549 | G.W. FLUSH M. BOXES
4BX00 | Installation | 4BX | INSTALLATION BOX | 4BX41G | BOX OTHERS | 4BX41G49F | 44 REGLETEROS BORNAS | 4BX41G49F551 | TRAILING TERM BLOCKS
4BX00 | Installation | 4BX | INSTALLATION BOX | 4BX41G | BOX OTHERS | 4BX41G49F | 44 REGLETEROS BORNAS | 4BX41G49F551 | TRAILING TERM BLOCKS
4BX00 | Installation | 4BX | INSTALLATION BOX | 4BX41G | BOX OTHERS | 4BX41G49F | 44 REGLETEROS BORNAS | 4BX41G49F553 | MULTIPOLE TERM BLOCK
4BX00 | Installation | 4BX | INSTALLATION BOX | 4BX41G | BOX OTHERS | 4BX41G49F | 44 REGLETEROS BORNAS | 4BX41G49F553 | MULTIPOLE TERM BLOCK
4BX00 | Installation | 4BX | INSTALLATION BOX | 4BX41G | BOX OTHERS | 4BX41G49F | 44 REGLETEROS BORNAS | 4BX41G49F555 | SINGLE POLE T. BLOCK
4BX00 | Installation | 4BX | INSTALLATION BOX | 4BX41G | BOX OTHERS | 4BX41G49F | 44 REGLETEROS BORNAS | 4BX41G49F555 | SINGLE POLE T. BLOCK
4BX00 | Installation | 4BX | INSTALLATION BOX | 4BX41G | BOX OTHERS | 4BX41G49F | 44 REGLETEROS BORNAS | 4BX41G49F555 | SINGLE POLE T. BLOCK
4BX01 | Installation | 4BX | INSTALLATION BOX | 4BX41G | BOX OTHERS | 4BX41G51F | 52 FS BRIDAS | 4BX41G51F581 | CABLE TIES
4BX01 | Installation | 4BX | INSTALLATION BOX | 4BX41G | BOX OTHERS | 4BX41G51F | 52 FS BRIDAS | 4BX41G51F581 | CABLE TIES
4BX01 | Installation | 4BX | INSTALLATION BOX | 4BX41G | BOX OTHERS | 4BX41G51F | 52 FS BRIDAS | 4BX41G51F581 | CABLE TIES
4BX01 | Installation | 4BX | INSTALLATION BOX | 4BX41G | BOX OTHERS | 4BX41G51F | 52 FS BRIDAS | 4BX41G51F583 | SPECIAL TIES
4BX01 | Installation | 4BX | INSTALLATION BOX | 4BX41G | BOX OTHERS | 4BX41G51F | 52 FS BRIDAS | 4BX41G51F583 | SPECIAL TIES
4BX01 | Installation | 4BX | INSTALLATION BOX | 4BX41G | BOX OTHERS | 4BX41G51F | 52 FS BRIDAS | 4BX41G51F583 | SPECIAL TIES
4BX01 | Installation | 4BX | INSTALLATION BOX | 4BX41G | BOX OTHERS | 4BX41G51F | 52 FS BRIDAS | 4BX41G51F585 | OUTDOOR TIES
4BX01 | Installation | 4BX | INSTALLATION BOX | 4BX41G | BOX OTHERS | 4BX41G51F | 52 FS BRIDAS | 4BX41G51F585 | OUTDOOR TIES
5PS00 | Installation | 5PS | INSTALLATION PASS | 5PS45G | TUBERÍA | 5PS45G54F | 25 RK TUBO RIGIDO | 5PS45G54FA03 | RK9
5PS00 | Installation | 5PS | INSTALLATION PASS | 5PS45G | TUBERÍA | 5PS45G54F | 25 RK TUBO RIGIDO | 5PS45G54FA03 | RK9
5PS00 | Installation | 5PS | INSTALLATION PASS | 5PS45G | TUBERÍA | 5PS45G54F | 25 RK TUBO RIGIDO | 5PS45G54FA05 | RK15
5PS00 | Installation | 5PS | INSTALLATION PASS | 5PS45G | TUBERÍA | 5PS45G54F | 25 RK TUBO RIGIDO | 5PS45G54FA05 | RK15
5PS00 | Installation | 5PS | INSTALLATION PASS | 5PS45G | TUBERÍA | 5PS45G54F | 25 RK TUBO RIGIDO | 5PS45G54FA07 | RKF/RKB/RKBF
5PS00 | Installation | 5PS | INSTALLATION PASS | 5PS45G | TUBERÍA | 5PS45G54F | 25 RK TUBO RIGIDO | 5PS45G54FA11 | RKHF HALOGEN FREE
5PS00 | Installation | 5PS | INSTALLATION PASS | 5PS45G | TUBERÍA | 5PS45G57F | 15-20 TK TUBO CORRUG | 5PS45G57FA53 | FK9
5PS00 | Installation | 5PS | INSTALLATION PASS | 5PS45G | TUBERÍA | 5PS45G57F | 15-20 TK TUBO CORRUG | 5PS45G57FA53 | FK9
5PS00 | Installation | 5PS | INSTALLATION PASS | 5PS45G | TUBERÍA | 5PS45G57F | 15-20 TK TUBO CORRUG | 5PS45G57FA55 | FK15
5PS00 | Installation | 5PS | INSTALLATION PASS | 5PS45G | TUBERÍA | 5PS45G57F | 15-20 TK TUBO CORRUG | 5PS45G57FA55 | FK15
5PS00 | Installation | 5PS | INSTALLATION PASS | 5PS45G | TUBERÍA | 5PS45G57F | 15-20 TK TUBO CORRUG | 5PS45G57FA55 | FK15
5PS00 | Installation | 5PS | INSTALLATION PASS | 5PS45G | TUBERÍA | 5PS45G57F | 15-20 TK TUBO CORRUG | 5PS45G57FA55 | FK15
5PS00 | Installation | 5PS | INSTALLATION PASS | 5PS45G | TUBERÍA | 5PS45G57F | 15-20 TK TUBO CORRUG | 5PS45G57FA55 | FK15
5PS00 | Installation | 5PS | INSTALLATION PASS | 5PS45G | TUBERÍA | 5PS45G57F | 15-20 TK TUBO CORRUG | 5PS45G57FA55 | FK15
5PS00 | Installation | 5PS | INSTALLATION PASS | 5PS45G | TUBERÍA | 5PS45G57F | 15-20 TK TUBO CORRUG | 5PS45G57FA55 | FK15
5PS00 | Installation | 5PS | INSTALLATION PASS | 5PS45G | TUBERÍA | 5PS45G57F | 15-20 TK TUBO CORRUG | 5PS45G57FA55 | FK15
5PS00 | Installation | 5PS | INSTALLATION PASS | 5PS45G | TUBERÍA | 5PS45G57F | 15-20 TK TUBO CORRUG | 5PS45G57FA55 | FK15
5PS00 | Installation | 5PS | INSTALLATION PASS | 5PS45G | TUBERÍA | 5PS45G57F | 15-20 TK TUBO CORRUG | 5PS45G57FA55 | FK15
5PS00 | Installation | 5PS | INSTALLATION PASS | 5PS45G | TUBERÍA | 5PS45G57F | 15-20 TK TUBO CORRUG | 5PS45G57FA55 | FK15
5PS00 | Installation | 5PS | INSTALLATION PASS | 5PS45G | TUBERÍA | 5PS45G57F | 15-20 TK TUBO CORRUG | 5PS45G57FA55 | FK15
5PS00 | Installation | 5PS | INSTALLATION PASS | 5PS45G | TUBERÍA | 5PS45G57F | 15-20 TK TUBO CORRUG | 5PS45G57FA56 | FKCO RANGE
5PS00 | Installation | 5PS | INSTALLATION PASS | 5PS45G | TUBERÍA | 5PS45G57F | 15-20 TK TUBO CORRUG | 5PS45G57FA56 | FKCO RANGE
5PS00 | Installation | 5PS | INSTALLATION PASS | 5PS45G | TUBERÍA | 5PS45G57F | 15-20 TK TUBO CORRUG | 5PS45G57FA56 | FKCO RANGE
5PS00 | Installation | 5PS | INSTALLATION PASS | 5PS45G | TUBERÍA | 5PS45G57F | 15-20 TK TUBO CORRUG | 5PS45G57FA56 | FKCO RANGE
5PS00 | Installation | 5PS | INSTALLATION PASS | 5PS45G | TUBERÍA | 5PS45G57F | 15-20 TK TUBO CORRUG | 5PS45G57FA56 | FKCO RANGE
5PS00 | Installation | 5PS | INSTALLATION PASS | 5PS45G | TUBERÍA | 5PS45G57F | 15-20 TK TUBO CORRUG | 5PS45G57FA56 | FKCO RANGE
5PS00 | Installation | 5PS | INSTALLATION PASS | 5PS45G | TUBERÍA | 5PS45G57F | 15-20 TK TUBO CORRUG | 5PS45G57FA59 | ICTA
5PS00 | Installation | 5PS | INSTALLATION PASS | 5PS45G | TUBERÍA | 5PS45G57F | 15-20 TK TUBO CORRUG | 5PS45G57FA59 | ICTA
5PS00 | Installation | 5PS | INSTALLATION PASS | 5PS45G | TUBERÍA | 5PS45G57F | 15-20 TK TUBO CORRUG | 5PS45G57FA59 | ICTA
5PS00 | Installation | 5PS | INSTALLATION PASS | 5PS45G | TUBERÍA | 5PS45G57F | 15-20 TK TUBO CORRUG | 5PS45G57FA59 | ICTA
5PS00 | Installation | 5PS | INSTALLATION PASS | 5PS45G | TUBERÍA | 5PS45G57F | 15-20 TK TUBO CORRUG | 5PS45G57FA59 | ICTA
5PS00 | Installation | 5PS | INSTALLATION PASS | 5PS45G | TUBERÍA | 5PS45G57F | 15-20 TK TUBO CORRUG | 5PS45G57FA59 | ICTA
5PS00 | Installation | 5PS | INSTALLATION PASS | 5PS45G | TUBERÍA | 5PS45G58F | 30 DF VAINA | 5PS45G58FA43 | GRY/BLACK SHEATH
5PS00 | Installation | 5PS | INSTALLATION PASS | 5PS45G | TUBERÍA | 5PS45G58F | 30 DF VAINA | 5PS45G58FA43 | GRY/BLACK SHEATH
5PS00 | Installation | 5PS | INSTALLATION PASS | 5PS45G | TUBERÍA | 5PS45G58F | 30 DF VAINA | 5PS45G58FA45 | COLOURED/SPEC SHEATH
5PS00 | Installation | 5PS | INSTALLATION PASS | 5PS47G | ACCESORIOS | 5PS47G55F | 40-50 ACCESORIOS TUB | 5PS47G55FA23 | RIGID CONDUIT ACCESS
5PS00 | Installation | 5PS | INSTALLATION PASS | 5PS47G | ACCESORIOS | 5PS47G55F | 40-50 ACCESORIOS TUB | 5PS47G55FA23 | RIGID CONDUIT ACCESS
5PS00 | Installation | 5PS | INSTALLATION PASS | 5PS47G | ACCESORIOS | 5PS47G55F | 40-50 ACCESORIOS TUB | 5PS47G55FA23 | RIGID CONDUIT ACCESS
5PS00 | Installation | 5PS | INSTALLATION PASS | 5PS47G | ACCESORIOS | 5PS47G55F | 40-50 ACCESORIOS TUB | 5PS47G55FA23 | RIGID CONDUIT ACCESS
5PS00 | Installation | 5PS | INSTALLATION PASS | 5PS47G | ACCESORIOS | 5PS47G55F | 40-50 ACCESORIOS TUB | 5PS47G55FA23 | RIGID CONDUIT ACCESS
5PS00 | Installation | 5PS | INSTALLATION PASS | 5PS47G | ACCESORIOS | 5PS47G55F | 40-50 ACCESORIOS TUB | 5PS47G55FA23 | RIGID CONDUIT ACCESS
5PS00 | Installation | 5PS | INSTALLATION PASS | 5PS47G | ACCESORIOS | 5PS47G55F | 40-50 ACCESORIOS TUB | 5PS47G55FA25 | MORBIDIX ACCESS
5PS00 | Installation | 5PS | INSTALLATION PASS | 5PS47G | ACCESORIOS | 5PS47G55F | 40-50 ACCESORIOS TUB | 5PS47G55FA25 | MORBIDIX ACCESS
5PS00 | Installation | 5PS | INSTALLATION PASS | 5PS47G | ACCESORIOS | 5PS47G55F | 40-50 ACCESORIOS TUB | 5PS47G55FA25 | MORBIDIX ACCESS
5PS00 | Installation | 5PS | INSTALLATION PASS | 5PS47G | ACCESORIOS | 5PS47G55F | 40-50 ACCESORIOS TUB | 5PS47G55FA25 | MORBIDIX ACCESS
5PS00 | Installation | 5PS | INSTALLATION PASS | 5PS47G | ACCESORIOS | 5PS47G55F | 40-50 ACCESORIOS TUB | 5PS47G55FA27 | TRIX/QUADRIX SYSTEM
5PS00 | Installation | 5PS | INSTALLATION PASS | 5PS47G | ACCESORIOS | 5PS47G55F | 40-50 ACCESORIOS TUB | 5PS47G55FA27 | TRIX/QUADRIX SYSTEM
5PS00 | Installation | 5PS | INSTALLATION PASS | 5PS47G | ACCESORIOS | 5PS47G55F | 40-50 ACCESORIOS TUB | 5PS47G55FA27 | TRIX/QUADRIX SYSTEM
5PS00 | Installation | 5PS | INSTALLATION PASS | 5PS47G | ACCESORIOS | 5PS47G55F | 40-50 ACCESORIOS TUB | 5PS47G55FA27 | TRIX/QUADRIX SYSTEM
5PS00 | Installation | 5PS | INSTALLATION PASS | 5PS47G | ACCESORIOS | 5PS47G55F | 40-50 ACCESORIOS TUB | 5PS47G55FA27 | TRIX/QUADRIX SYSTEM
5PS00 | Installation | 5PS | INSTALLATION PASS | 5PS47G | ACCESORIOS | 5PS47G55F | 40-50 ACCESORIOS TUB | 5PS47G55FA29 | CONDUIT-SHEATH UNION
5PS00 | Installation | 5PS | INSTALLATION PASS | 5PS47G | ACCESORIOS | 5PS47G55F | 40-50 ACCESORIOS TUB | 5PS47G55FA29 | CONDUIT-SHEATH UNION
5PS00 | Installation | 5PS | INSTALLATION PASS | 5PS47G | ACCESORIOS | 5PS47G55F | 40-50 ACCESORIOS TUB | 5PS47G55FA31 | SHEATH ACCESSORIES
5PS00 | Installation | 5PS | INSTALLATION PASS | 5PS47G | ACCESORIOS | 5PS47G55F | 40-50 ACCESORIOS TUB | 5PS47G55FA31 | SHEATH ACCESSORIES
5PS00 | Installation | 5PS | INSTALLATION PASS | 5PS47G | ACCESORIOS | 5PS47G55F | 40-50 ACCESORIOS TUB | 5PS47G55FA31 | SHEATH ACCESSORIES
5PS00 | Installation | 5PS | INSTALLATION PASS | 5PS47G | ACCESORIOS | 5PS47G55F | 40-50 ACCESORIOS TUB | 5PS47G55FA31 | SHEATH ACCESSORIES
5PS00 | Installation | 5PS | INSTALLATION PASS | 5PS47G | ACCESORIOS | 5PS47G55F | 40-50 ACCESORIOS TUB | 5PS47G55FA31 | SHEATH ACCESSORIES
5PS00 | Installation | 5PS | INSTALLATION PASS | 5PS47G | ACCESORIOS | 5PS47G55F | 40-50 ACCESORIOS TUB | 5PS47G55FA31 | SHEATH ACCESSORIES
5PS00 | Installation | 5PS | INSTALLATION PASS | 5PS47G | ACCESORIOS | 5PS47G55F | 40-50 ACCESORIOS TUB | 5PS47G55FA31 | SHEATH ACCESSORIES
5PS00 | Installation | 5PS | INSTALLATION PASS | 5PS47G | ACCESORIOS | 5PS47G55F | 40-50 ACCESORIOS TUB | 5PS47G55FA31 | SHEATH ACCESSORIES
5PS00 | Installation | 5PS | INSTALLATION PASS | 5PS47G | ACCESORIOS | 5PS47G55F | 40-50 ACCESORIOS TUB | 5PS47G55FA31 | SHEATH ACCESSORIES
5PS00 | Installation | 5PS | INSTALLATION PASS | 5PS47G | ACCESORIOS | 5PS47G55F | 40-50 ACCESORIOS TUB | 5PS47G55FA33 | FLEXIBLE COND. ACC.
5PS00 | Installation | 5PS | INSTALLATION PASS | 5PS47G | ACCESORIOS | 5PS47G55F | 40-50 ACCESORIOS TUB | 5PS47G55FA33 | FLEXIBLE COND. ACC.
5PS00 | Installation | 5PS | INSTALLATION PASS | 5PS47G | ACCESORIOS | 5PS47G55F | 40-50 ACCESORIOS TUB | 5PS47G55FA33 | FLEXIBLE COND. ACC.
5PS00 | Installation | 5PS | INSTALLATION PASS | 5PS47G | ACCESORIOS | 5PS47G55F | 40-50 ACCESORIOS TUB | 5PS47G55FA33 | FLEXIBLE COND. ACC.
5PS00 | Installation | 5PS | INSTALLATION PASS | 5PS47G | ACCESORIOS | 5PS47G55F | 40-50 ACCESORIOS TUB | 5PS47G55FA33 | FLEXIBLE COND. ACC.
5PS00 | Installation | 5PS | INSTALLATION PASS | 5PS47G | ACCESORIOS | 5PS47G56F | 50 ACC. TUBO-INSTAL. | 5PS47G56F563 | CABLE GLANDS
5PS00 | Installation | 5PS | INSTALLATION PASS | 5PS47G | ACCESORIOS | 5PS47G56F | 50 ACC. TUBO-INSTAL. | 5PS47G56F563 | CABLE GLANDS
5PS00 | Installation | 5PS | INSTALLATION PASS | 5PS47G | ACCESORIOS | 5PS47G56F | 50 ACC. TUBO-INSTAL. | 5PS47G56F563 | CABLE GLANDS
5PS00 | Installation | 5PS | INSTALLATION PASS | 5PS47G | ACCESORIOS | 5PS47G56F | 50 ACC. TUBO-INSTAL. | 5PS47G56F563 | CABLE GLANDS
5PS00 | Installation | 5PS | INSTALLATION PASS | 5PS47G | ACCESORIOS | 5PS47G56F | 50 ACC. TUBO-INSTAL. | 5PS47G56F563 | CABLE GLANDS
5PS00 | Installation | 5PS | INSTALLATION PASS | 5PS47G | ACCESORIOS | 5PS47G56F | 50 ACC. TUBO-INSTAL. | 5PS47G56F563 | CABLE GLANDS
5PS00 | Installation | 5PS | INSTALLATION PASS | 5PS47G | ACCESORIOS | 5PS47G56F | 50 ACC. TUBO-INSTAL. | 5PS47G56F563 | CABLE GLANDS
5PS00 | Installation | 5PS | INSTALLATION PASS | 5PS47G | ACCESORIOS | 5PS47G56F | 50 ACC. TUBO-INSTAL. | 5PS47G56F563 | CABLE GLANDS
5PS00 | Installation | 5PS | INSTALLATION PASS | 5PS47G | ACCESORIOS | 5PS47G56F | 50 ACC. TUBO-INSTAL. | 5PS47G56F563 | CABLE GLANDS
5PS00 | Installation | 5PS | INSTALLATION PASS | 5PS47G | ACCESORIOS | 5PS47G56F | 50 ACC. TUBO-INSTAL. | 5PS47G56F563 | CABLE GLANDS
5PS00 | Installation | 5PS | INSTALLATION PASS | 5PS47G | ACCESORIOS | 5PS47G56F | 50 ACC. TUBO-INSTAL. | 5PS47G56F565 | CABLE BUTTING ACCESS
5PS00 | Installation | 5PS | INSTALLATION PASS | 5PS47G | ACCESORIOS | 5PS47G56F | 50 ACC. TUBO-INSTAL. | 5PS47G56F565 | CABLE BUTTING ACCESS
5PS00 | Installation | 5PS | INSTALLATION PASS | 5PS47G | ACCESORIOS | 5PS47G56F | 50 ACC. TUBO-INSTAL. | 5PS47G56F565 | CABLE BUTTING ACCESS
5PS00 | Installation | 5PS | INSTALLATION PASS | 5PS47G | ACCESORIOS | 5PS47G56F | 50 ACC. TUBO-INSTAL. | 5PS47G56F567 | ROUTING EXECUT ACC
5PS00 | Installation | 5PS | INSTALLATION PASS | 5PS47G | ACCESORIOS | 5PS47G56F | 50 ACC. TUBO-INSTAL. | 5PS47G56F567 | ROUTING EXECUT ACC
5PS00 | Installation | 5PS | INSTALLATION PASS | 5PS47G | ACCESORIOS | 5PS47G56F | 50 ACC. TUBO-INSTAL. | 5PS47G56F569 | POLYM ACC CABL MOUNT
5PS00 | Installation | 5PS | INSTALLATION PASS | 5PS47G | ACCESORIOS | 5PS47G56F | 50 ACC. TUBO-INSTAL. | 5PS47G56F569 | POLYM ACC CABL MOUNT
5PS00 | Installation | 5PS | INSTALLATION PASS | 5PS47G | ACCESORIOS | 5PS47G56F | 50 ACC. TUBO-INSTAL. | 5PS47G56F569 | POLYM ACC CABL MOUNT
5PS00 | Installation | 5PS | INSTALLATION PASS | 5PS47G | ACCESORIOS | 5PS47G56F | 50 ACC. TUBO-INSTAL. | 5PS47G56F569 | POLYM ACC CABL MOUNT
5PS00 | Installation | 5PS | INSTALLATION PASS | 5PS47G | ACCESORIOS | 5PS47G56F | 50 ACC. TUBO-INSTAL. | 5PS47G56F569 | POLYM ACC CABL MOUNT
5PS00 | Installation | 5PS | INSTALLATION PASS | 5PS47G | ACCESORIOS | 5PS47G56F | 50 ACC. TUBO-INSTAL. | 5PS47G56F569 | POLYM ACC CABL MOUNT
5PS00 | Installation | 5PS | INSTALLATION PASS | 5PS47G | ACCESORIOS | 5PS47G56F | 50 ACC. TUBO-INSTAL. | 5PS47G56F569 | POLYM ACC CABL MOUNT
5PS00 | Installation | 5PS | INSTALLATION PASS | 5PS47G | ACCESORIOS | 5PS47G56F | 50 ACC. TUBO-INSTAL. | 5PS47G56F569 | POLYM ACC CABL MOUNT
5PS00 | Installation | 5PS | INSTALLATION PASS | 5PS47G | ACCESORIOS | 5PS47G56F | 50 ACC. TUBO-INSTAL. | 5PS47G56F569 | POLYM ACC CABL MOUNT
5PS00 | Installation | 5PS | INSTALLATION PASS | 5PS47G | ACCESORIOS | 5PS47G56F | 50 ACC. TUBO-INSTAL. | 5PS47G56F571 | METAL ACC CABL MOUNT
5PS00 | Installation | 5PS | INSTALLATION PASS | 5PS47G | ACCESORIOS | 5PS47G56F | 50 ACC. TUBO-INSTAL. | 5PS47G56F571 | METAL ACC CABL MOUNT
5PS00 | Installation | 5PS | INSTALLATION PASS | 5PS47G | ACCESORIOS | 5PS47G56F | 50 ACC. TUBO-INSTAL. | 5PS47G56F571 | METAL ACC CABL MOUNT
5PS00 | Installation | 5PS | INSTALLATION PASS | 5PS47G | ACCESORIOS | 5PS47G56F | 50 ACC. TUBO-INSTAL. | 5PS47G56F571 | METAL ACC CABL MOUNT
5PS00 | Installation | 5PS | INSTALLATION PASS | 5PS47G | ACCESORIOS | 5PS47G56F | 50 ACC. TUBO-INSTAL. | 5PS47G56F573 | TOOLS
5PS00 | Installation | 5PS | INSTALLATION PASS | 5PS47G | ACCESORIOS | 5PS47G60F | ARQUETAS | 5PS47G60FA85 | *
5PS00 | Installation | 5PS | INSTALLATION PASS | 5PS47G | ACCESORIOS | 5PS47G60F | ARQUETAS | 5PS47G60FA85 | *
5PS00 | Installation | 5PS | INSTALLATION PASS | 5PS47G | ACCESORIOS | 5PS47G60F | ARQUETAS | 5PS47G60FA87 | *
5PS00 | Installation | 5PS | INSTALLATION PASS | 5PS47G | ACCESORIOS | 5PS47G60F | ARQUETAS | 5PS47G60FA87 | *
5PS00 | Installation | 5PS | INSTALLATION PASS | 5PS47G | ACCESORIOS | 5PS47G60F | ARQUETAS | 5PS47G60FA87 | *
5PS00 | Installation | 5PS | INSTALLATION PASS | 5PS47G | ACCESORIOS | 5PS47G60F | ARQUETAS | 5PS47G60FA87 | *
6LT00 | Lighting | 6LT | CAT. LIGHT | 6LT57G | INDUSTRIAL SPACES | 6LT57G53F | WATERPROOF | 6LT57G53F751 | SMART 3
6LT00 | Lighting | 6LT | CAT. LIGHT | 6LT57G | INDUSTRIAL SPACES | 6LT57G53F | WATERPROOF | 6LT57G53F751 | SMART 3
6LT00 | Lighting | 6LT | CAT. LIGHT | 6LT57G | INDUSTRIAL SPACES | 6LT57G53F | WATERPROOF | 6LT57G53F751 | SMART 3
6LT00 | Lighting | 6LT | CAT. LIGHT | 6LT57G | INDUSTRIAL SPACES | 6LT57G53F | WATERPROOF | 6LT57G53F751 | SMART 3
6LT00 | Lighting | 6LT | CAT. LIGHT | 6LT57G | INDUSTRIAL SPACES | 6LT57G53F | WATERPROOF | 6LT57G53F751 | SMART 3
6LT00 | Lighting | 6LT | CAT. LIGHT | 6LT57G | INDUSTRIAL SPACES | 6LT57G53F | WATERPROOF | 6LT57G53F769 | SMART 3 E
6LT00 | Lighting | 6LT | CAT. LIGHT | 6LT57G | INDUSTRIAL SPACES | 6LT57G53F | WATERPROOF | 6LT57G53F769 | SMART 3 E
6LT00 | Lighting | 6LT | CAT. LIGHT | 6LT57G | INDUSTRIAL SPACES | 6LT57G67F | HIGH BAY AND LOW BAY | 6LT57G67F741 | SMART 4
6LT00 | Lighting | 6LT | CAT. LIGHT | 6LT57G | INDUSTRIAL SPACES | 6LT57G67F | HIGH BAY AND LOW BAY | 6LT57G67F741 | SMART 4
6LT00 | Lighting | 6LT | CAT. LIGHT | 6LT57G | INDUSTRIAL SPACES | 6LT57G67F | HIGH BAY AND LOW BAY | 6LT57G67F741 | SMART 4
6LT00 | Lighting | 6LT | CAT. LIGHT | 6LT57G | INDUSTRIAL SPACES | 6LT57G67F | HIGH BAY AND LOW BAY | 6LT57G67F741 | SMART 4
6LT00 | Lighting | 6LT | CAT. LIGHT | 6LT57G | INDUSTRIAL SPACES | 6LT57G67F | HIGH BAY AND LOW BAY | 6LT57G67F741 | SMART 4
6LT00 | Lighting | 6LT | CAT. LIGHT | 6LT57G | INDUSTRIAL SPACES | 6LT57G67F | HIGH BAY AND LOW BAY | 6LT57G67F741 | SMART 4
6LT00 | Lighting | 6LT | CAT. LIGHT | 6LT57G | INDUSTRIAL SPACES | 6LT57G67F | HIGH BAY AND LOW BAY | 6LT57G67F741 | SMART 4
6LT00 | Lighting | 6LT | CAT. LIGHT | 6LT57G | INDUSTRIAL SPACES | 6LT57G67F | HIGH BAY AND LOW BAY | 6LT57G67F741 | SMART 4
6LT00 | Lighting | 6LT | CAT. LIGHT | 6LT57G | INDUSTRIAL SPACES | 6LT57G67F | HIGH BAY AND LOW BAY | 6LT57G67F741 | SMART 4
6LT00 | Lighting | 6LT | CAT. LIGHT | 6LT57G | INDUSTRIAL SPACES | 6LT57G67F | HIGH BAY AND LOW BAY | 6LT57G67F741 | SMART 4
6LT00 | Lighting | 6LT | CAT. LIGHT | 6LT57G | INDUSTRIAL SPACES | 6LT57G67F | HIGH BAY AND LOW BAY | 6LT57G67F741 | SMART 4
6LT00 | Lighting | 6LT | CAT. LIGHT | 6LT57G | INDUSTRIAL SPACES | 6LT57G67F | HIGH BAY AND LOW BAY | 6LT57G67F741 | SMART 4
6LT00 | Lighting | 6LT | CAT. LIGHT | 6LT57G | INDUSTRIAL SPACES | 6LT57G67F | HIGH BAY AND LOW BAY | 6LT57G67F741 | SMART 4
6LT00 | Lighting | 6LT | CAT. LIGHT | 6LT57G | INDUSTRIAL SPACES | 6LT57G67F | HIGH BAY AND LOW BAY | 6LT57G67F741 | SMART 4
6LT00 | Lighting | 6LT | CAT. LIGHT | 6LT57G | INDUSTRIAL SPACES | 6LT57G67F | HIGH BAY AND LOW BAY | 6LT57G67F741 | SMART 4
6LT00 | Lighting | 6LT | CAT. LIGHT | 6LT57G | INDUSTRIAL SPACES | 6LT57G67F | HIGH BAY AND LOW BAY | 6LT57G67F741 | SMART 4
6LT00 | Lighting | 6LT | CAT. LIGHT | 6LT57G | INDUSTRIAL SPACES | 6LT57G67F | HIGH BAY AND LOW BAY | 6LT57G67F741 | SMART 4
6LT00 | Lighting | 6LT | CAT. LIGHT | 6LT57G | INDUSTRIAL SPACES | 6LT57G67F | HIGH BAY AND LOW BAY | 6LT57G67F743 | SMART 4 - SPECIAL
6LT00 | Lighting | 6LT | CAT. LIGHT | 6LT57G | INDUSTRIAL SPACES | 6LT57G67F | HIGH BAY AND LOW BAY | 6LT57G67F743 | SMART 4 - SPECIAL
6LT00 | Lighting | 6LT | CAT. LIGHT | 6LT57G | INDUSTRIAL SPACES | 6LT57G67F | HIGH BAY AND LOW BAY | 6LT57G67F832 | ELIA HL
6LT00 | Lighting | 6LT | CAT. LIGHT | 6LT57G | INDUSTRIAL SPACES | 6LT57G67F | HIGH BAY AND LOW BAY | 6LT57G67F832 | ELIA HL
6LT00 | Lighting | 6LT | CAT. LIGHT | 6LT59G | WORK & COMM. SPACES | 6LT59G07F | SURFACE MOUNTED | 6LT59G07F734 | ELIA CL
6LT00 | Lighting | 6LT | CAT. LIGHT | 6LT59G | WORK & COMM. SPACES | 6LT59G07F | SURFACE MOUNTED | 6LT59G07F734 | ELIA CL
6LT00 | Lighting | 6LT | CAT. LIGHT | 6LT59G | WORK & COMM. SPACES | 6LT59G09F | CEILING RECESSED | 6LT59G09F739 | ELIA PL
6LT00 | Lighting | 6LT | CAT. LIGHT | 6LT59G | WORK & COMM. SPACES | 6LT59G09F | CEILING RECESSED | 6LT59G09F739 | ELIA PL
6LT00 | Lighting | 6LT | CAT. LIGHT | 6LT59G | WORK & COMM. SPACES | 6LT59G09F | CEILING RECESSED | 6LT59G09F739 | ELIA PL
6LT00 | Lighting | 6LT | CAT. LIGHT | 6LT59G | WORK & COMM. SPACES | 6LT59G09F | CEILING RECESSED | 6LT59G09F739 | ELIA PL
6LT00 | Lighting | 6LT | CAT. LIGHT | 6LT59G | WORK & COMM. SPACES | 6LT59G09F | CEILING RECESSED | 6LT59G09F745 | VISIO 16
6LT00 | Lighting | 6LT | CAT. LIGHT | 6LT59G | WORK & COMM. SPACES | 6LT59G09F | CEILING RECESSED | 6LT59G09F745 | VISIO 16
6LT00 | Lighting | 6LT | CAT. LIGHT | 6LT59G | WORK & COMM. SPACES | 6LT59G09F | CEILING RECESSED | 6LT59G09F745 | VISIO 16
6LT00 | Lighting | 6LT | CAT. LIGHT | 6LT59G | WORK & COMM. SPACES | 6LT59G09F | CEILING RECESSED | 6LT59G09F747 | ELIA PL BACKLIT
6LT00 | Lighting | 6LT | CAT. LIGHT | 6LT59G | WORK & COMM. SPACES | 6LT59G09F | CEILING RECESSED | 6LT59G09F747 | ELIA PL BACKLIT
6LT00 | Lighting | 6LT | CAT. LIGHT | 6LT59G | WORK & COMM. SPACES | 6LT59G09F | CEILING RECESSED | 6LT59G09F747 | ELIA PL BACKLIT
6LT00 | Lighting | 6LT | CAT. LIGHT | 6LT59G | WORK & COMM. SPACES | 6LT59G09F | CEILING RECESSED | 6LT59G09F749 | ELIA PL IP 65
6LT00 | Lighting | 6LT | CAT. LIGHT | 6LT59G | WORK & COMM. SPACES | 6LT59G09F | CEILING RECESSED | 6LT59G09F749 | ELIA PL IP 65
6LT00 | Lighting | 6LT | CAT. LIGHT | 6LT59G | WORK & COMM. SPACES | 6LT59G68F | DOWNLIGHT/SPOTLIGHTS | 6LT59G68F753 | ELIA AL
6LT00 | Lighting | 6LT | CAT. LIGHT | 6LT59G | WORK & COMM. SPACES | 6LT59G68F | DOWNLIGHT/SPOTLIGHTS | 6LT59G68F753 | ELIA AL
6LT00 | Lighting | 6LT | CAT. LIGHT | 6LT59G | WORK & COMM. SPACES | 6LT59G68F | DOWNLIGHT/SPOTLIGHTS | 6LT59G68F775 | ELIA DL
6LT00 | Lighting | 6LT | CAT. LIGHT | 6LT59G | WORK & COMM. SPACES | 6LT59G68F | DOWNLIGHT/SPOTLIGHTS | 6LT59G68F775 | ELIA DL
6LT00 | Lighting | 6LT | CAT. LIGHT | 6LT63G | SPORTS AND AREAS | 6LT63G72F | FLOODLIGHTS | 6LT63G72F718 | SMART PRO E
6LT00 | Lighting | 6LT | CAT. LIGHT | 6LT63G | SPORTS AND AREAS | 6LT63G72F | FLOODLIGHTS | 6LT63G72F718 | SMART PRO E
6LT00 | Lighting | 6LT | CAT. LIGHT | 6LT63G | SPORTS AND AREAS | 6LT63G72F | FLOODLIGHTS | 6LT63G72F718 | SMART PRO E
6LT00 | Lighting | 6LT | CAT. LIGHT | 6LT63G | SPORTS AND AREAS | 6LT63G72F | FLOODLIGHTS | 6LT63G72F718 | SMART PRO E
6LT00 | Lighting | 6LT | CAT. LIGHT | 6LT63G | SPORTS AND AREAS | 6LT63G72F | FLOODLIGHTS | 6LT63G72F718 | SMART PRO E
6LT00 | Lighting | 6LT | CAT. LIGHT | 6LT63G | SPORTS AND AREAS | 6LT63G72F | FLOODLIGHTS | 6LT63G72F771 | SMART PRO
6LT00 | Lighting | 6LT | CAT. LIGHT | 6LT63G | SPORTS AND AREAS | 6LT63G72F | FLOODLIGHTS | 6LT63G72F771 | SMART PRO
6LT00 | Lighting | 6LT | CAT. LIGHT | 6LT63G | SPORTS AND AREAS | 6LT63G72F | FLOODLIGHTS | 6LT63G72F771 | SMART PRO
6LT00 | Lighting | 6LT | CAT. LIGHT | 6LT63G | SPORTS AND AREAS | 6LT63G72F | FLOODLIGHTS | 6LT63G72F771 | SMART PRO
6LT00 | Lighting | 6LT | CAT. LIGHT | 6LT63G | SPORTS AND AREAS | 6LT63G72F | FLOODLIGHTS | 6LT63G72F771 | SMART PRO
6LT00 | Lighting | 6LT | CAT. LIGHT | 6LT63G | SPORTS AND AREAS | 6LT63G72F | FLOODLIGHTS | 6LT63G72F771 | SMART PRO
6LT00 | Lighting | 6LT | CAT. LIGHT | 6LT63G | SPORTS AND AREAS | 6LT63G72F | FLOODLIGHTS | 6LT63G72F771 | SMART PRO
6LT00 | Lighting | 6LT | CAT. LIGHT | 6LT63G | SPORTS AND AREAS | 6LT63G72F | FLOODLIGHTS | 6LT63G72F771 | SMART PRO
6LT00 | Lighting | 6LT | CAT. LIGHT | 6LT63G | SPORTS AND AREAS | 6LT63G72F | FLOODLIGHTS | 6LT63G72F797 | OTHER FLOODLIGHTS GW
6LT00 | Lighting | 6LT | CAT. LIGHT | 6LT63G | SPORTS AND AREAS | 6LT63G72F | FLOODLIGHTS | 6LT63G72F803 | NEW ELIA FL
6LT00 | Lighting | 6LT | CAT. LIGHT | 6LT63G | SPORTS AND AREAS | 6LT63G72F | FLOODLIGHTS | 6LT63G72F803 | NEW ELIA FL
6LT00 | Lighting | 6LT | CAT. LIGHT | 6LT63G | SPORTS AND AREAS | 6LT63G72F | FLOODLIGHTS | 6LT63G72F805 | ELIA FL MINI
6LT00 | Lighting | 6LT | CAT. LIGHT | 6LT63G | SPORTS AND AREAS | 6LT63G72F | FLOODLIGHTS | 6LT63G72F805 | ELIA FL MINI
6LT00 | Lighting | 6LT | CAT. LIGHT | 6LT65G | URBAN AND STREETS | 6LT65G68H | STREETLIGHTS | 6LT65G68H704 | ROAD 5
6LT00 | Lighting | 6LT | CAT. LIGHT | 6LT65G | URBAN AND STREETS | 6LT65G68H | STREETLIGHTS | 6LT65G68H704 | ROAD 5
6LT00 | Lighting | 6LT | CAT. LIGHT | 6LT65G | URBAN AND STREETS | 6LT65G68H | STREETLIGHTS | 6LT65G68H704 | ROAD 5
6LT00 | Lighting | 6LT | CAT. LIGHT | 6LT65G | URBAN AND STREETS | 6LT65G68H | STREETLIGHTS | 6LT65G68H704 | ROAD 5
6LT00 | Lighting | 6LT | CAT. LIGHT | 6LT65G | URBAN AND STREETS | 6LT65G68H | STREETLIGHTS | 6LT65G68H704 | ROAD 5
6LT00 | Lighting | 6LT | CAT. LIGHT | 6LT65G | URBAN AND STREETS | 6LT65G68H | STREETLIGHTS | 6LT65G68H704 | ROAD 5
6LT00 | Lighting | 6LT | CAT. LIGHT | 6LT65G | URBAN AND STREETS | 6LT65G68H | STREETLIGHTS | 6LT65G68H704 | ROAD 5
6LT00 | Lighting | 6LT | CAT. LIGHT | 6LT65G | URBAN AND STREETS | 6LT65G68H | STREETLIGHTS | 6LT65G68H704 | ROAD 5
6LT00 | Lighting | 6LT | CAT. LIGHT | 6LT65G | URBAN AND STREETS | 6LT65G68H | STREETLIGHTS | 6LT65G68H704 | ROAD 5
6LT00 | Lighting | 6LT | CAT. LIGHT | 6LT65G | URBAN AND STREETS | 6LT65G68H | STREETLIGHTS | 6LT65G68H704 | ROAD 5
6LT00 | Lighting | 6LT | CAT. LIGHT | 6LT65G | URBAN AND STREETS | 6LT65G68H | STREETLIGHTS | 6LT65G68H704 | ROAD 5
6LT00 | Lighting | 6LT | CAT. LIGHT | 6LT68G | HOUSEHOLD | 6LT68G77H | OTHER HOUSEOLD | 6LT68G77H768 | OTHER HOUSEOLD GW
6LT00 | Lighting | 6LT | CAT. LIGHT | 6LT68G | HOUSEHOLD | 6LT68G77H | OTHER HOUSEOLD | 6LT68G77H768 | OTHER HOUSEOLD GW
6LT00 | Lighting | 6LT | CAT. LIGHT | 6LT68G | HOUSEHOLD | 6LT68G77H | OTHER HOUSEOLD | 6LT68G77H768 | OTHER HOUSEOLD GW
6LT00 | Lighting | 6LT | CAT. LIGHT | 6LT75G | OTHER LIGHTING | 6LT75G75F | LIGHTING OLD | 6LT75G75F707 | STREET/URBAN OLD
6PL00 | Lighting | 6PL | PIL LIGHTING | 6PL57G | INDUSTRIAL SPACES | 6PL57G53F | WATERPROOF | 6PL57G53F909 | NORMA+
6PL00 | Lighting | 6PL | PIL LIGHTING | 6PL57G | INDUSTRIAL SPACES | 6PL57G53F | WATERPROOF | 6PL57G53F915 | ACRO
6PL00 | Lighting | 6PL | PIL LIGHTING | 6PL57G | INDUSTRIAL SPACES | 6PL57G53F | WATERPROOF | 6PL57G53F915 | ACRO
6PL00 | Lighting | 6PL | PIL LIGHTING | 6PL57G | INDUSTRIAL SPACES | 6PL57G53F | WATERPROOF | 6PL57G53F915 | ACRO
6PL00 | Lighting | 6PL | PIL LIGHTING | 6PL57G | INDUSTRIAL SPACES | 6PL57G67F | HIGH BAY AND LOW BAY | 6PL57G67F917 | LAMA+
6PL00 | Lighting | 6PL | PIL LIGHTING | 6PL57G | INDUSTRIAL SPACES | 6PL57G67F | HIGH BAY AND LOW BAY | 6PL57G67F917 | LAMA+
6PL00 | Lighting | 6PL | PIL LIGHTING | 6PL57G | INDUSTRIAL SPACES | 6PL57G67F | HIGH BAY AND LOW BAY | 6PL57G67F918 | LAMA+ GEN. 2
6PL00 | Lighting | 6PL | PIL LIGHTING | 6PL57G | INDUSTRIAL SPACES | 6PL57G67F | HIGH BAY AND LOW BAY | 6PL57G67F918 | LAMA+ GEN. 2
6PL00 | Lighting | 6PL | PIL LIGHTING | 6PL57G | INDUSTRIAL SPACES | 6PL57G67F | HIGH BAY AND LOW BAY | 6PL57G67F918 | LAMA+ GEN. 2
6PL00 | Lighting | 6PL | PIL LIGHTING | 6PL57G | INDUSTRIAL SPACES | 6PL57G67F | HIGH BAY AND LOW BAY | 6PL57G67F918 | LAMA+ GEN. 2
6PL00 | Lighting | 6PL | PIL LIGHTING | 6PL57G | INDUSTRIAL SPACES | 6PL57G67F | HIGH BAY AND LOW BAY | 6PL57G67F918 | LAMA+ GEN. 2
6PL00 | Lighting | 6PL | PIL LIGHTING | 6PL57G | INDUSTRIAL SPACES | 6PL57G67F | HIGH BAY AND LOW BAY | 6PL57G67F918 | LAMA+ GEN. 2
6PL00 | Lighting | 6PL | PIL LIGHTING | 6PL57G | INDUSTRIAL SPACES | 6PL57G67F | HIGH BAY AND LOW BAY | 6PL57G67F918 | LAMA+ GEN. 2
6PL00 | Lighting | 6PL | PIL LIGHTING | 6PL57G | INDUSTRIAL SPACES | 6PL57G67F | HIGH BAY AND LOW BAY | 6PL57G67F918 | LAMA+ GEN. 2
6PL00 | Lighting | 6PL | PIL LIGHTING | 6PL57G | INDUSTRIAL SPACES | 6PL57G67F | HIGH BAY AND LOW BAY | 6PL57G67F918 | LAMA+ GEN. 2
6PL00 | Lighting | 6PL | PIL LIGHTING | 6PL57G | INDUSTRIAL SPACES | 6PL57G67F | HIGH BAY AND LOW BAY | 6PL57G67F918 | LAMA+ GEN. 2
6PL00 | Lighting | 6PL | PIL LIGHTING | 6PL57G | INDUSTRIAL SPACES | 6PL57G67F | HIGH BAY AND LOW BAY | 6PL57G67F919 | A+
6PL00 | Lighting | 6PL | PIL LIGHTING | 6PL57G | INDUSTRIAL SPACES | 6PL57G67F | HIGH BAY AND LOW BAY | 6PL57G67F923 | GYM+
6PL00 | Lighting | 6PL | PIL LIGHTING | 6PL59G | WORK & COMM. SPACES | 6PL59G05F | SUSPENDED | 6PL59G05F960 | SL629/630 PL
6PL00 | Lighting | 6PL | PIL LIGHTING | 6PL59G | WORK & COMM. SPACES | 6PL59G05F | SUSPENDED | 6PL59G05F960 | SL629/630 PL
6PL00 | Lighting | 6PL | PIL LIGHTING | 6PL59G | WORK & COMM. SPACES | 6PL59G05F | SUSPENDED | 6PL59G05F960 | SL629/630 PL
6PL00 | Lighting | 6PL | PIL LIGHTING | 6PL59G | WORK & COMM. SPACES | 6PL59G05F | SUSPENDED | 6PL59G05F960 | SL629/630 PL
6PL00 | Lighting | 6PL | PIL LIGHTING | 6PL59G | WORK & COMM. SPACES | 6PL59G05F | SUSPENDED | 6PL59G05F960 | SL629/630 PL
6PL00 | Lighting | 6PL | PIL LIGHTING | 6PL59G | WORK & COMM. SPACES | 6PL59G05F | SUSPENDED | 6PL59G05F960 | SL629/630 PL
6PL00 | Lighting | 6PL | PIL LIGHTING | 6PL59G | WORK & COMM. SPACES | 6PL59G05F | SUSPENDED | 6PL59G05F960 | SL629/630 PL
6PL00 | Lighting | 6PL | PIL LIGHTING | 6PL59G | WORK & COMM. SPACES | 6PL59G05F | SUSPENDED | 6PL59G05F960 | SL629/630 PL
6PL00 | Lighting | 6PL | PIL LIGHTING | 6PL59G | WORK & COMM. SPACES | 6PL59G05F | SUSPENDED | 6PL59G05FB23 | FLEXILED PL
6PL00 | Lighting | 6PL | PIL LIGHTING | 6PL59G | WORK & COMM. SPACES | 6PL59G05F | SUSPENDED | 6PL59G05FB23 | FLEXILED PL
6PL00 | Lighting | 6PL | PIL LIGHTING | 6PL59G | WORK & COMM. SPACES | 6PL59G05F | SUSPENDED | 6PL59G05FC63 | FL ROUND+ PL
6PL00 | Lighting | 6PL | PIL LIGHTING | 6PL59G | WORK & COMM. SPACES | 6PL59G05F | SUSPENDED | 6PL59G05FC63 | FL ROUND+ PL
6PL00 | Lighting | 6PL | PIL LIGHTING | 6PL59G | WORK & COMM. SPACES | 6PL59G07F | SURFACE MOUNTED | 6PL59G07F964 | SL629 AB/SM
6PL00 | Lighting | 6PL | PIL LIGHTING | 6PL59G | WORK & COMM. SPACES | 6PL59G07F | SURFACE MOUNTED | 6PL59G07F964 | SL629 AB/SM
6PL00 | Lighting | 6PL | PIL LIGHTING | 6PL59G | WORK & COMM. SPACES | 6PL59G07F | SURFACE MOUNTED | 6PL59G07F964 | SL629 AB/SM
6PL00 | Lighting | 6PL | PIL LIGHTING | 6PL59G | WORK & COMM. SPACES | 6PL59G07F | SURFACE MOUNTED | 6PL59G07F964 | SL629 AB/SM
6PL00 | Lighting | 6PL | PIL LIGHTING | 6PL59G | WORK & COMM. SPACES | 6PL59G07F | SURFACE MOUNTED | 6PL59G07F965 | RONDA+
6PL00 | Lighting | 6PL | PIL LIGHTING | 6PL59G | WORK & COMM. SPACES | 6PL59G07F | SURFACE MOUNTED | 6PL59G07FA13 | FL ROUND+ AB/SM
6PL00 | Lighting | 6PL | PIL LIGHTING | 6PL59G | WORK & COMM. SPACES | 6PL59G07F | SURFACE MOUNTED | 6PL59G07FA13 | FL ROUND+ AB/SM
6PL00 | Lighting | 6PL | PIL LIGHTING | 6PL59G | WORK & COMM. SPACES | 6PL59G07F | SURFACE MOUNTED | 6PL59G07FB31 | WL
6PL00 | Lighting | 6PL | PIL LIGHTING | 6PL59G | WORK & COMM. SPACES | 6PL59G07F | SURFACE MOUNTED | 6PL59G07FB31 | WL
6PL00 | Lighting | 6PL | PIL LIGHTING | 6PL59G | WORK & COMM. SPACES | 6PL59G07F | SURFACE MOUNTED | 6PL59G07FB31 | WL
6PL00 | Lighting | 6PL | PIL LIGHTING | 6PL59G | WORK & COMM. SPACES | 6PL59G07F | SURFACE MOUNTED | 6PL59G07FC65 | FLEXILED SM
6PL00 | Lighting | 6PL | PIL LIGHTING | 6PL59G | WORK & COMM. SPACES | 6PL59G07F | SURFACE MOUNTED | 6PL59G07FC65 | FLEXILED SM
6PL00 | Lighting | 6PL | PIL LIGHTING | 6PL59G | WORK & COMM. SPACES | 6PL59G09F | CEILING RECESSED | 6PL59G09F945 | ELA
6PL00 | Lighting | 6PL | PIL LIGHTING | 6PL59G | WORK & COMM. SPACES | 6PL59G09F | CEILING RECESSED | 6PL59G09F969 | PLATO
6PL00 | Lighting | 6PL | PIL LIGHTING | 6PL59G | WORK & COMM. SPACES | 6PL59G09F | CEILING RECESSED | 6PL59G09F969 | PLATO
6PL00 | Lighting | 6PL | PIL LIGHTING | 6PL59G | WORK & COMM. SPACES | 6PL59G09F | CEILING RECESSED | 6PL59G09F969 | PLATO
6PL00 | Lighting | 6PL | PIL LIGHTING | 6PL59G | WORK & COMM. SPACES | 6PL59G09F | CEILING RECESSED | 6PL59G09F969 | PLATO
6PL00 | Lighting | 6PL | PIL LIGHTING | 6PL59G | WORK & COMM. SPACES | 6PL59G09F | CEILING RECESSED | 6PL59G09F971 | AMIGO
6PL00 | Lighting | 6PL | PIL LIGHTING | 6PL59G | WORK & COMM. SPACES | 6PL59G09F | CEILING RECESSED | 6PL59G09F971 | AMIGO
6PL00 | Lighting | 6PL | PIL LIGHTING | 6PL59G | WORK & COMM. SPACES | 6PL59G09F | CEILING RECESSED | 6PL59G09FA15 | FL ROUND+ EB/RE
6PL00 | Lighting | 6PL | PIL LIGHTING | 6PL59G | WORK & COMM. SPACES | 6PL59G09F | CEILING RECESSED | 6PL59G09FA15 | FL ROUND+ EB/RE
6PL00 | Lighting | 6PL | PIL LIGHTING | 6PL59G | WORK & COMM. SPACES | 6PL59G09F | CEILING RECESSED | 6PL59G09FA93 | FLEXILED RE/IL
6PL00 | Lighting | 6PL | PIL LIGHTING | 6PL59G | WORK & COMM. SPACES | 6PL59G09F | CEILING RECESSED | 6PL59G09FA93 | FLEXILED RE/IL
6PL00 | Lighting | 6PL | PIL LIGHTING | 6PL59G | WORK & COMM. SPACES | 6PL59G68F | DOWNLIGHT/SPOTLIGHTS | 6PL59G68F940 | DL SB
6PL00 | Lighting | 6PL | PIL LIGHTING | 6PL59G | WORK & COMM. SPACES | 6PL59G68F | DOWNLIGHT/SPOTLIGHTS | 6PL59G68F940 | DL SB
6PL00 | Lighting | 6PL | PIL LIGHTING | 6PL59G | WORK & COMM. SPACES | 6PL59G68F | DOWNLIGHT/SPOTLIGHTS | 6PL59G68F940 | DL SB
6PL00 | Lighting | 6PL | PIL LIGHTING | 6PL59G | WORK & COMM. SPACES | 6PL59G68F | DOWNLIGHT/SPOTLIGHTS | 6PL59G68F940 | DL SB
6PL00 | Lighting | 6PL | PIL LIGHTING | 6PL59G | WORK & COMM. SPACES | 6PL59G68F | DOWNLIGHT/SPOTLIGHTS | 6PL59G68F940 | DL SB
6PL00 | Lighting | 6PL | PIL LIGHTING | 6PL59G | WORK & COMM. SPACES | 6PL59G68F | DOWNLIGHT/SPOTLIGHTS | 6PL59G68F940 | DL SB
6PL00 | Lighting | 6PL | PIL LIGHTING | 6PL59G | WORK & COMM. SPACES | 6PL59G68F | DOWNLIGHT/SPOTLIGHTS | 6PL59G68F940 | DL SB
6PL00 | Lighting | 6PL | PIL LIGHTING | 6PL59G | WORK & COMM. SPACES | 6PL59G68F | DOWNLIGHT/SPOTLIGHTS | 6PL59G68F940 | DL SB
6PL00 | Lighting | 6PL | PIL LIGHTING | 6PL59G | WORK & COMM. SPACES | 6PL59G68F | DOWNLIGHT/SPOTLIGHTS | 6PL59G68F941 | MANGO+
6PL00 | Lighting | 6PL | PIL LIGHTING | 6PL59G | WORK & COMM. SPACES | 6PL59G68F | DOWNLIGHT/SPOTLIGHTS | 6PL59G68F941 | MANGO+
6PL00 | Lighting | 6PL | PIL LIGHTING | 6PL59G | WORK & COMM. SPACES | 6PL59G68F | DOWNLIGHT/SPOTLIGHTS | 6PL59G68F947 | EB
6PL00 | Lighting | 6PL | PIL LIGHTING | 6PL59G | WORK & COMM. SPACES | 6PL59G68F | DOWNLIGHT/SPOTLIGHTS | 6PL59G68F947 | EB
6PL00 | Lighting | 6PL | PIL LIGHTING | 6PL59G | WORK & COMM. SPACES | 6PL59G68F | DOWNLIGHT/SPOTLIGHTS | 6PL59G68F947 | EB
6PL00 | Lighting | 6PL | PIL LIGHTING | 6PL59G | WORK & COMM. SPACES | 6PL59G68F | DOWNLIGHT/SPOTLIGHTS | 6PL59G68F947 | EB
6PL00 | Lighting | 6PL | PIL LIGHTING | 6PL59G | WORK & COMM. SPACES | 6PL59G68F | DOWNLIGHT/SPOTLIGHTS | 6PL59G68F947 | EB
6PL00 | Lighting | 6PL | PIL LIGHTING | 6PL59G | WORK & COMM. SPACES | 6PL59G68F | DOWNLIGHT/SPOTLIGHTS | 6PL59G68F947 | EB
6PL00 | Lighting | 6PL | PIL LIGHTING | 6PL59G | WORK & COMM. SPACES | 6PL59G68F | DOWNLIGHT/SPOTLIGHTS | 6PL59G68F947 | EB
6PL00 | Lighting | 6PL | PIL LIGHTING | 6PL59G | WORK & COMM. SPACES | 6PL59G68F | DOWNLIGHT/SPOTLIGHTS | 6PL59G68F947 | EB
6PL00 | Lighting | 6PL | PIL LIGHTING | 6PL59G | WORK & COMM. SPACES | 6PL59G68F | DOWNLIGHT/SPOTLIGHTS | 6PL59G68F947 | EB
6PL00 | Lighting | 6PL | PIL LIGHTING | 6PL59G | WORK & COMM. SPACES | 6PL59G68F | DOWNLIGHT/SPOTLIGHTS | 6PL59G68F947 | EB
6PL00 | Lighting | 6PL | PIL LIGHTING | 6PL59G | WORK & COMM. SPACES | 6PL59G68F | DOWNLIGHT/SPOTLIGHTS | 6PL59G68F948 | EB+
6PL00 | Lighting | 6PL | PIL LIGHTING | 6PL59G | WORK & COMM. SPACES | 6PL59G68F | DOWNLIGHT/SPOTLIGHTS | 6PL59G68F948 | EB+
6PL00 | Lighting | 6PL | PIL LIGHTING | 6PL59G | WORK & COMM. SPACES | 6PL59G68F | DOWNLIGHT/SPOTLIGHTS | 6PL59G68F948 | EB+
6PL00 | Lighting | 6PL | PIL LIGHTING | 6PL59G | WORK & COMM. SPACES | 6PL59G68F | DOWNLIGHT/SPOTLIGHTS | 6PL59G68F948 | EB+
6PL00 | Lighting | 6PL | PIL LIGHTING | 6PL59G | WORK & COMM. SPACES | 6PL59G68F | DOWNLIGHT/SPOTLIGHTS | 6PL59G68F948 | EB+
6PL00 | Lighting | 6PL | PIL LIGHTING | 6PL59G | WORK & COMM. SPACES | 6PL59G68F | DOWNLIGHT/SPOTLIGHTS | 6PL59G68F948 | EB+
6PL00 | Lighting | 6PL | PIL LIGHTING | 6PL59G | WORK & COMM. SPACES | 6PL59G68F | DOWNLIGHT/SPOTLIGHTS | 6PL59G68F948 | EB+
6PL00 | Lighting | 6PL | PIL LIGHTING | 6PL59G | WORK & COMM. SPACES | 6PL59G68F | DOWNLIGHT/SPOTLIGHTS | 6PL59G68F948 | EB+
6PL00 | Lighting | 6PL | PIL LIGHTING | 6PL59G | WORK & COMM. SPACES | 6PL59G68F | DOWNLIGHT/SPOTLIGHTS | 6PL59G68F948 | EB+
6PL00 | Lighting | 6PL | PIL LIGHTING | 6PL59G | WORK & COMM. SPACES | 6PL59G68F | DOWNLIGHT/SPOTLIGHTS | 6PL59G68F948 | EB+
6PL00 | Lighting | 6PL | PIL LIGHTING | 6PL59G | WORK & COMM. SPACES | 6PL59G69F | TRUNKING SYSTEMS | 6PL59G69F921 | TRY
6PL00 | Lighting | 6PL | PIL LIGHTING | 6PL59G | WORK & COMM. SPACES | 6PL59G69F | TRUNKING SYSTEMS | 6PL59G69F921 | TRY
6PL00 | Lighting | 6PL | PIL LIGHTING | 6PL59G | WORK & COMM. SPACES | 6PL59G74F | TRACK LIGHTS | 6PL59G74F951 | AS
6PL00 | Lighting | 6PL | PIL LIGHTING | 6PL59G | WORK & COMM. SPACES | 6PL59G74F | TRACK LIGHTS | 6PL59G74F951 | AS
6PL00 | Lighting | 6PL | PIL LIGHTING | 6PL59G | WORK & COMM. SPACES | 6PL59G74F | TRACK LIGHTS | 6PL59G74F951 | AS
6PL00 | Lighting | 6PL | PIL LIGHTING | 6PL59G | WORK & COMM. SPACES | 6PL59G74F | TRACK LIGHTS | 6PL59G74F951 | AS
6PL00 | Lighting | 6PL | PIL LIGHTING | 6PL59G | WORK & COMM. SPACES | 6PL59G74F | TRACK LIGHTS | 6PL59G74F951 | AS
6PL00 | Lighting | 6PL | PIL LIGHTING | 6PL59G | WORK & COMM. SPACES | 6PL59G74F | TRACK LIGHTS | 6PL59G74F951 | AS
6PL00 | Lighting | 6PL | PIL LIGHTING | 6PL59G | WORK & COMM. SPACES | 6PL59G92F | OTH WORK&COMM SPACES | 6PL59G92F877 | OTH WORK&COMM SP PIL
6PL00 | Lighting | 6PL | PIL LIGHTING | 6PL63G | SPORTS AND AREAS | 6PL63G72F | FLOODLIGHTS | 6PL63G72F795 | WIN PRO L
6PL00 | Lighting | 6PL | PIL LIGHTING | 6PL63G | SPORTS AND AREAS | 6PL63G72F | FLOODLIGHTS | 6PL63G72F795 | WIN PRO L
6PL00 | Lighting | 6PL | PIL LIGHTING | 6PL63G | SPORTS AND AREAS | 6PL63G72F | FLOODLIGHTS | 6PL63G72F795 | WIN PRO L
6PL00 | Lighting | 6PL | PIL LIGHTING | 6PL63G | SPORTS AND AREAS | 6PL63G72F | FLOODLIGHTS | 6PL63G72F977 | WIN PRO
6PL00 | Lighting | 6PL | PIL LIGHTING | 6PL63G | SPORTS AND AREAS | 6PL63G72F | FLOODLIGHTS | 6PL63G72F977 | WIN PRO
6PL00 | Lighting | 6PL | PIL LIGHTING | 6PL63G | SPORTS AND AREAS | 6PL63G72F | FLOODLIGHTS | 6PL63G72F977 | WIN PRO
6PL00 | Lighting | 6PL | PIL LIGHTING | 6PL63G | SPORTS AND AREAS | 6PL63G72F | FLOODLIGHTS | 6PL63G72F977 | WIN PRO
6PL00 | Lighting | 6PL | PIL LIGHTING | 6PL63G | SPORTS AND AREAS | 6PL63G72F | FLOODLIGHTS | 6PL63G72F977 | WIN PRO
6PL00 | Lighting | 6PL | PIL LIGHTING | 6PL63G | SPORTS AND AREAS | 6PL63G72F | FLOODLIGHTS | 6PL63G72F979 | SPIDER+
6PL00 | Lighting | 6PL | PIL LIGHTING | 6PL63G | SPORTS AND AREAS | 6PL63G72F | FLOODLIGHTS | 6PL63G72F979 | SPIDER+
6PL00 | Lighting | 6PL | PIL LIGHTING | 6PL63G | SPORTS AND AREAS | 6PL63G72F | FLOODLIGHTS | 6PL63G72F979 | SPIDER+
6PL00 | Lighting | 6PL | PIL LIGHTING | 6PL63G | SPORTS AND AREAS | 6PL63G72F | FLOODLIGHTS | 6PL63G72F979 | SPIDER+
6PL00 | Lighting | 6PL | PIL LIGHTING | 6PL63G | SPORTS AND AREAS | 6PL63G72F | FLOODLIGHTS | 6PL63G72F981 | GUELL
6PL00 | Lighting | 6PL | PIL LIGHTING | 6PL63G | SPORTS AND AREAS | 6PL63G72F | FLOODLIGHTS | 6PL63G72F981 | GUELL
6PL00 | Lighting | 6PL | PIL LIGHTING | 6PL63G | SPORTS AND AREAS | 6PL63G72F | FLOODLIGHTS | 6PL63G72F981 | GUELL
6PL00 | Lighting | 6PL | PIL LIGHTING | 6PL63G | SPORTS AND AREAS | 6PL63G72F | FLOODLIGHTS | 6PL63G72F981 | GUELL
6PL00 | Lighting | 6PL | PIL LIGHTING | 6PL63G | SPORTS AND AREAS | 6PL63G72F | FLOODLIGHTS | 6PL63G72F981 | GUELL
6PL00 | Lighting | 6PL | PIL LIGHTING | 6PL63G | SPORTS AND AREAS | 6PL63G72F | FLOODLIGHTS | 6PL63G72F981 | GUELL
6PL00 | Lighting | 6PL | PIL LIGHTING | 6PL63G | SPORTS AND AREAS | 6PL63G72F | FLOODLIGHTS | 6PL63G72F981 | GUELL
6PL00 | Lighting | 6PL | PIL LIGHTING | 6PL63G | SPORTS AND AREAS | 6PL63G72F | FLOODLIGHTS | 6PL63G72F981 | GUELL
6PL00 | Lighting | 6PL | PIL LIGHTING | 6PL63G | SPORTS AND AREAS | 6PL63G72F | FLOODLIGHTS | 6PL63G72F985 | LASER+
6PL00 | Lighting | 6PL | PIL LIGHTING | 6PL63G | SPORTS AND AREAS | 6PL63G72F | FLOODLIGHTS | 6PL63G72F985 | LASER+
6PL00 | Lighting | 6PL | PIL LIGHTING | 6PL63G | SPORTS AND AREAS | 6PL63G72F | FLOODLIGHTS | 6PL63G72F985 | LASER+
6PL00 | Lighting | 6PL | PIL LIGHTING | 6PL65G | URBAN AND STREETS | 6PL65G02H | URBAN LIGHTS | 6PL65G02H995 | SPILLO
6PL00 | Lighting | 6PL | PIL LIGHTING | 6PL65G | URBAN AND STREETS | 6PL65G02H | URBAN LIGHTS | 6PL65G02H995 | SPILLO
6PL00 | Lighting | 6PL | PIL LIGHTING | 6PL65G | URBAN AND STREETS | 6PL65G02H | URBAN LIGHTS | 6PL65G02H997 | HEDO+
6PL00 | Lighting | 6PL | PIL LIGHTING | 6PL65G | URBAN AND STREETS | 6PL65G02H | URBAN LIGHTS | 6PL65G02H997 | HEDO+
6PL00 | Lighting | 6PL | PIL LIGHTING | 6PL65G | URBAN AND STREETS | 6PL65G02H | URBAN LIGHTS | 6PL65G02H997 | HEDO+
6PL00 | Lighting | 6PL | PIL LIGHTING | 6PL65G | URBAN AND STREETS | 6PL65G68H | STREETLIGHTS | 6PL65G68H875 | OTHER STREET PIL
6PL00 | Lighting | 6PL | PIL LIGHTING | 6PL65G | URBAN AND STREETS | 6PL65G68H | STREETLIGHTS | 6PL65G68HB09 | KYRO+
6PL00 | Lighting | 6PL | PIL LIGHTING | 6PL65G | URBAN AND STREETS | 6PL65G68H | STREETLIGHTS | 6PL65G68HB09 | KYRO+
6PL00 | Lighting | 6PL | PIL LIGHTING | 6PL65G | URBAN AND STREETS | 6PL65G68H | STREETLIGHTS | 6PL65G68HB10 | LYRA+
6PL00 | Lighting | 6PL | PIL LIGHTING | 6PL65G | URBAN AND STREETS | 6PL65G68H | STREETLIGHTS | 6PL65G68HB10 | LYRA+
6PL00 | Lighting | 6PL | PIL LIGHTING | 6PL65G | URBAN AND STREETS | 6PL65G91F | BOLLARDS AND COLUMNS | 6PL65G91F991 | AMON
6PL00 | Lighting | 6PL | PIL LIGHTING | 6PL65G | URBAN AND STREETS | 6PL65G91F | BOLLARDS AND COLUMNS | 6PL65G91F991 | AMON
6PL00 | Lighting | 6PL | PIL LIGHTING | 6PL65G | URBAN AND STREETS | 6PL65G91F | BOLLARDS AND COLUMNS | 6PL65G91FB99 | KHA
6PL00 | Lighting | 6PL | PIL LIGHTING | 6PL65G | URBAN AND STREETS | 6PL65G91F | BOLLARDS AND COLUMNS | 6PL65G91FB99 | KHA
6PL00 | Lighting | 6PL | PIL LIGHTING | 6PL65G | URBAN AND STREETS | 6PL65G91F | BOLLARDS AND COLUMNS | 6PL65G91FB99 | KHA
6PL00 | Lighting | 6PL | PIL LIGHTING | 6PL65G | URBAN AND STREETS | 6PL65G91F | BOLLARDS AND COLUMNS | 6PL65G91FB99 | KHA
6PL00 | Lighting | 6PL | PIL LIGHTING | 6PL65G | URBAN AND STREETS | 6PL65G91F | BOLLARDS AND COLUMNS | 6PL65G91FB99 | KHA
6PL00 | Lighting | 6PL | PIL LIGHTING | 6PL65G | URBAN AND STREETS | 6PL65G91F | BOLLARDS AND COLUMNS | 6PL65G91FC01 | KHA TECH/CITY
6PL00 | Lighting | 6PL | PIL LIGHTING | 6PL65G | URBAN AND STREETS | 6PL65G91F | BOLLARDS AND COLUMNS | 6PL65G91FC01 | KHA TECH/CITY
6PL00 | Lighting | 6PL | PIL LIGHTING | 6PL68G | HOUSEHOLD | 6PL68G35F | EXTERIOR WALLS | 6PL68G35FB49 | QUASAR
6PL00 | Lighting | 6PL | PIL LIGHTING | 6PL68G | HOUSEHOLD | 6PL68G35F | EXTERIOR WALLS | 6PL68G35FB49 | QUASAR
6PL00 | Lighting | 6PL | PIL LIGHTING | 6PL68G | HOUSEHOLD | 6PL68G35F | EXTERIOR WALLS | 6PL68G35FB49 | QUASAR
6PL00 | Lighting | 6PL | PIL LIGHTING | 6PL68G | HOUSEHOLD | 6PL68G35F | EXTERIOR WALLS | 6PL68G35FB49 | QUASAR
6PL00 | Lighting | 6PL | PIL LIGHTING | 6PL68G | HOUSEHOLD | 6PL68G35F | EXTERIOR WALLS | 6PL68G35FB53 | SHIELD+
6PL00 | Lighting | 6PL | PIL LIGHTING | 6PL68G | HOUSEHOLD | 6PL68G35F | EXTERIOR WALLS | 6PL68G35FB53 | SHIELD+
6PL00 | Lighting | 6PL | PIL LIGHTING | 6PL68G | HOUSEHOLD | 6PL68G35F | EXTERIOR WALLS | 6PL68G35FB55 | AMON WALL
6PL00 | Lighting | 6PL | PIL LIGHTING | 6PL68G | HOUSEHOLD | 6PL68G35F | EXTERIOR WALLS | 6PL68G35FB57 | ORION
6PL00 | Lighting | 6PL | PIL LIGHTING | 6PL68G | HOUSEHOLD | 6PL68G35F | EXTERIOR WALLS | 6PL68G35FB57 | ORION
6PL00 | Lighting | 6PL | PIL LIGHTING | 6PL68G | HOUSEHOLD | 6PL68G35F | EXTERIOR WALLS | 6PL68G35FB59 | POLO+
6PL00 | Lighting | 6PL | PIL LIGHTING | 6PL68G | HOUSEHOLD | 6PL68G35F | EXTERIOR WALLS | 6PL68G35FB59 | POLO+
6PL00 | Lighting | 6PL | PIL LIGHTING | 6PL68G | HOUSEHOLD | 6PL68G36F | BULKHEADS | 6PL68G36FB15 | EKO/EKO+
6PL00 | Lighting | 6PL | PIL LIGHTING | 6PL68G | HOUSEHOLD | 6PL68G36F | BULKHEADS | 6PL68G36FB15 | EKO/EKO+
6PL00 | Lighting | 6PL | PIL LIGHTING | 6PL68G | HOUSEHOLD | 6PL68G36F | BULKHEADS | 6PL68G36FB15 | EKO/EKO+
6PL00 | Lighting | 6PL | PIL LIGHTING | 6PL68G | HOUSEHOLD | 6PL68G36F | BULKHEADS | 6PL68G36FB15 | EKO/EKO+
6PL00 | Lighting | 6PL | PIL LIGHTING | 6PL68G | HOUSEHOLD | 6PL68G36F | BULKHEADS | 6PL68G36FB15 | EKO/EKO+
6PL00 | Lighting | 6PL | PIL LIGHTING | 6PL68G | HOUSEHOLD | 6PL68G36F | BULKHEADS | 6PL68G36FB15 | EKO/EKO+
6PL00 | Lighting | 6PL | PIL LIGHTING | 6PL68G | HOUSEHOLD | 6PL68G36F | BULKHEADS | 6PL68G36FB15 | EKO/EKO+
6PL00 | Lighting | 6PL | PIL LIGHTING | 6PL68G | HOUSEHOLD | 6PL68G36F | BULKHEADS | 6PL68G36FB15 | EKO/EKO+
6PL00 | Lighting | 6PL | PIL LIGHTING | 6PL68G | HOUSEHOLD | 6PL68G36F | BULKHEADS | 6PL68G36FB15 | EKO/EKO+
6PL00 | Lighting | 6PL | PIL LIGHTING | 6PL68G | HOUSEHOLD | 6PL68G36F | BULKHEADS | 6PL68G36FB17 | LANTERNA
6PL00 | Lighting | 6PL | PIL LIGHTING | 6PL68G | HOUSEHOLD | 6PL68G36F | BULKHEADS | 6PL68G36FB17 | LANTERNA
6PL00 | Lighting | 6PL | PIL LIGHTING | 6PL68G | HOUSEHOLD | 6PL68G36F | BULKHEADS | 6PL68G36FB19 | NIKKO
6PL00 | Lighting | 6PL | PIL LIGHTING | 6PL68G | HOUSEHOLD | 6PL68G36F | BULKHEADS | 6PL68G36FB19 | NIKKO
6PL00 | Lighting | 6PL | PIL LIGHTING | 6PL68G | HOUSEHOLD | 6PL68G36F | BULKHEADS | 6PL68G36FB19 | NIKKO
6PL00 | Lighting | 6PL | PIL LIGHTING | 6PL68G | HOUSEHOLD | 6PL68G36F | BULKHEADS | 6PL68G36FB19 | NIKKO
6PL00 | Lighting | 6PL | PIL LIGHTING | 6PL68G | HOUSEHOLD | 6PL68G36F | BULKHEADS | 6PL68G36FB19 | NIKKO
6PL00 | Lighting | 6PL | PIL LIGHTING | 6PL68G | HOUSEHOLD | 6PL68G36F | BULKHEADS | 6PL68G36FB19 | NIKKO
6PL00 | Lighting | 6PL | PIL LIGHTING | 6PL68G | HOUSEHOLD | 6PL68G36F | BULKHEADS | 6PL68G36FB19 | NIKKO
6PL00 | Lighting | 6PL | PIL LIGHTING | 6PL68G | HOUSEHOLD | 6PL68G36F | BULKHEADS | 6PL68G36FB21 | DROP
6PL00 | Lighting | 6PL | PIL LIGHTING | 6PL68G | HOUSEHOLD | 6PL68G36F | BULKHEADS | 6PL68G36FB21 | DROP
6PL00 | Lighting | 6PL | PIL LIGHTING | 6PL68G | HOUSEHOLD | 6PL68G36F | BULKHEADS | 6PL68G36FB21 | DROP
6PL00 | Lighting | 6PL | PIL LIGHTING | 6PL68G | HOUSEHOLD | 6PL68G36F | BULKHEADS | 6PL68G36FB21 | DROP
6PL00 | Lighting | 6PL | PIL LIGHTING | 6PL68G | HOUSEHOLD | 6PL68G36F | BULKHEADS | 6PL68G36FB21 | DROP
6PL00 | Lighting | 6PL | PIL LIGHTING | 6PL68G | HOUSEHOLD | 6PL68G36F | BULKHEADS | 6PL68G36FB21 | DROP
6PL00 | Lighting | 6PL | PIL LIGHTING | 6PL68G | HOUSEHOLD | 6PL68G36F | BULKHEADS | 6PL68G36FB25 | CHIP
6PL00 | Lighting | 6PL | PIL LIGHTING | 6PL68G | HOUSEHOLD | 6PL68G36F | BULKHEADS | 6PL68G36FB25 | CHIP
6PL00 | Lighting | 6PL | PIL LIGHTING | 6PL68G | HOUSEHOLD | 6PL68G36F | BULKHEADS | 6PL68G36FB25 | CHIP
6PL00 | Lighting | 6PL | PIL LIGHTING | 6PL68G | HOUSEHOLD | 6PL68G36F | BULKHEADS | 6PL68G36FB25 | CHIP
6PL00 | Lighting | 6PL | PIL LIGHTING | 6PL68G | HOUSEHOLD | 6PL68G36F | BULKHEADS | 6PL68G36FB25 | CHIP
6PL00 | Lighting | 6PL | PIL LIGHTING | 6PL68G | HOUSEHOLD | 6PL68G36F | BULKHEADS | 6PL68G36FB25 | CHIP
6PL00 | Lighting | 6PL | PIL LIGHTING | 6PL68G | HOUSEHOLD | 6PL68G36F | BULKHEADS | 6PL68G36FB25 | CHIP
6PL00 | Lighting | 6PL | PIL LIGHTING | 6PL68G | HOUSEHOLD | 6PL68G36F | BULKHEADS | 6PL68G36FB25 | CHIP
6PL00 | Lighting | 6PL | PIL LIGHTING | 6PL68G | HOUSEHOLD | 6PL68G36F | BULKHEADS | 6PL68G36FB25 | CHIP
6PL00 | Lighting | 6PL | PIL LIGHTING | 6PL68G | HOUSEHOLD | 6PL68G36F | BULKHEADS | 6PL68G36FB27 | SUPERDELTA
6PL00 | Lighting | 6PL | PIL LIGHTING | 6PL68G | HOUSEHOLD | 6PL68G36F | BULKHEADS | 6PL68G36FB27 | SUPERDELTA
6PL00 | Lighting | 6PL | PIL LIGHTING | 6PL68G | HOUSEHOLD | 6PL68G36F | BULKHEADS | 6PL68G36FB27 | SUPERDELTA
6PL00 | Lighting | 6PL | PIL LIGHTING | 6PL68G | HOUSEHOLD | 6PL68G36F | BULKHEADS | 6PL68G36FB29 | POLO
6PL00 | Lighting | 6PL | PIL LIGHTING | 6PL68G | HOUSEHOLD | 6PL68G36F | BULKHEADS | 6PL68G36FB33 | MULTI+
6PL00 | Lighting | 6PL | PIL LIGHTING | 6PL68G | HOUSEHOLD | 6PL68G36F | BULKHEADS | 6PL68G36FB33 | MULTI+
6PL00 | Lighting | 6PL | PIL LIGHTING | 6PL68G | HOUSEHOLD | 6PL68G36F | BULKHEADS | 6PL68G36FB33 | MULTI+
6PL00 | Lighting | 6PL | PIL LIGHTING | 6PL68G | HOUSEHOLD | 6PL68G36F | BULKHEADS | 6PL68G36FB35 | CLY
6PL00 | Lighting | 6PL | PIL LIGHTING | 6PL68G | HOUSEHOLD | 6PL68G38F | EXTERIOR CEILINGS | 6PL68G38FB43 | QUASAR CEILING
6PL00 | Lighting | 6PL | PIL LIGHTING | 6PL68G | HOUSEHOLD | 6PL68G38F | EXTERIOR CEILINGS | 6PL68G38FB43 | QUASAR CEILING
6PL00 | Lighting | 6PL | PIL LIGHTING | 6PL68G | HOUSEHOLD | 6PL68G77F | GARDEN POSTS | 6PL68G77FB39 | PADO
6PL00 | Lighting | 6PL | PIL LIGHTING | 6PL68G | HOUSEHOLD | 6PL68G77F | GARDEN POSTS | 6PL68G77FB97 | ORION POST
6PL00 | Lighting | 6PL | PIL LIGHTING | 6PL68G | HOUSEHOLD | 6PL68G77F | GARDEN POSTS | 6PL68G77FC29 | Q-LIGHT
6PL00 | Lighting | 6PL | PIL LIGHTING | 6PL68G | HOUSEHOLD | 6PL68G77F | GARDEN POSTS | 6PL68G77FC39 | INSERT+ POST
6PL00 | Lighting | 6PL | PIL LIGHTING | 6PL68G | HOUSEHOLD | 6PL68G77F | GARDEN POSTS | 6PL68G77FC39 | INSERT+ POST
6PL00 | Lighting | 6PL | PIL LIGHTING | 6PL68G | HOUSEHOLD | 6PL68G77F | GARDEN POSTS | 6PL68G77FC39 | INSERT+ POST
6PL00 | Lighting | 6PL | PIL LIGHTING | 6PL68G | HOUSEHOLD | 6PL68G83F | STEPLIGHTS | 6PL68G83FB77 | CRICKET+ WALL
6PL00 | Lighting | 6PL | PIL LIGHTING | 6PL68G | HOUSEHOLD | 6PL68G83F | STEPLIGHTS | 6PL68G83FB79 | INSERT+
6PL00 | Lighting | 6PL | PIL LIGHTING | 6PL68G | HOUSEHOLD | 6PL68G83F | STEPLIGHTS | 6PL68G83FB79 | INSERT+
6PL00 | Lighting | 6PL | PIL LIGHTING | 6PL68G | HOUSEHOLD | 6PL68G83F | STEPLIGHTS | 6PL68G83FB79 | INSERT+
6PL00 | Lighting | 6PL | PIL LIGHTING | 6PL68G | HOUSEHOLD | 6PL68G83F | STEPLIGHTS | 6PL68G83FB79 | INSERT+
6PL00 | Lighting | 6PL | PIL LIGHTING | 6PL68G | HOUSEHOLD | 6PL68G83F | STEPLIGHTS | 6PL68G83FB79 | INSERT+
6PL00 | Lighting | 6PL | PIL LIGHTING | 6PL68G | HOUSEHOLD | 6PL68G83F | STEPLIGHTS | 6PL68G83FB79 | INSERT+
6PL00 | Lighting | 6PL | PIL LIGHTING | 6PL68G | HOUSEHOLD | 6PL68G83F | STEPLIGHTS | 6PL68G83FB79 | INSERT+
6PL00 | Lighting | 6PL | PIL LIGHTING | 6PL68G | HOUSEHOLD | 6PL68G83F | STEPLIGHTS | 6PL68G83FB79 | INSERT+
6PL00 | Lighting | 6PL | PIL LIGHTING | 6PL68G | HOUSEHOLD | 6PL68G83F | STEPLIGHTS | 6PL68G83FB79 | INSERT+
6PL00 | Lighting | 6PL | PIL LIGHTING | 6PL68G | HOUSEHOLD | 6PL68G83F | STEPLIGHTS | 6PL68G83FB79 | INSERT+
6PL00 | Lighting | 6PL | PIL LIGHTING | 6PL68G | HOUSEHOLD | 6PL68G83F | STEPLIGHTS | 6PL68G83FB79 | INSERT+
6PL00 | Lighting | 6PL | PIL LIGHTING | 6PL68G | HOUSEHOLD | 6PL68G83F | STEPLIGHTS | 6PL68G83FB79 | INSERT+
6PL00 | Lighting | 6PL | PIL LIGHTING | 6PL68G | HOUSEHOLD | 6PL68G83F | STEPLIGHTS | 6PL68G83FB79 | INSERT+
6PL00 | Lighting | 6PL | PIL LIGHTING | 6PL70G | FACADE | 6PL70G59F | PROJECTORS | 6PL70G59FB61 | TYK+
6PL00 | Lighting | 6PL | PIL LIGHTING | 6PL70G | FACADE | 6PL70G59F | PROJECTORS | 6PL70G59FB61 | TYK+
6PL00 | Lighting | 6PL | PIL LIGHTING | 6PL70G | FACADE | 6PL70G59F | PROJECTORS | 6PL70G59FB61 | TYK+
6PL00 | Lighting | 6PL | PIL LIGHTING | 6PL70G | FACADE | 6PL70G59F | PROJECTORS | 6PL70G59FB63 | FOCUS+
6PL00 | Lighting | 6PL | PIL LIGHTING | 6PL70G | FACADE | 6PL70G59F | PROJECTORS | 6PL70G59FB63 | FOCUS+
6PL00 | Lighting | 6PL | PIL LIGHTING | 6PL70G | FACADE | 6PL70G59F | PROJECTORS | 6PL70G59FB63 | FOCUS+
6PL00 | Lighting | 6PL | PIL LIGHTING | 6PL70G | FACADE | 6PL70G59F | PROJECTORS | 6PL70G59FB63 | FOCUS+
6PL00 | Lighting | 6PL | PIL LIGHTING | 6PL70G | FACADE | 6PL70G59F | PROJECTORS | 6PL70G59FB63 | FOCUS+
6PL00 | Lighting | 6PL | PIL LIGHTING | 6PL70G | FACADE | 6PL70G59F | PROJECTORS | 6PL70G59FB67 | NOTTURNO
6PL00 | Lighting | 6PL | PIL LIGHTING | 6PL70G | FACADE | 6PL70G89F | INGROUNDS | 6PL70G89FB75 | TRACCIA
6PL00 | Lighting | 6PL | PIL LIGHTING | 6PL70G | FACADE | 6PL70G89F | INGROUNDS | 6PL70G89FB75 | TRACCIA
6PL00 | Lighting | 6PL | PIL LIGHTING | 6PL70G | FACADE | 6PL70G89F | INGROUNDS | 6PL70G89FB75 | TRACCIA
6PL00 | Lighting | 6PL | PIL LIGHTING | 6PL70G | FACADE | 6PL70G89F | INGROUNDS | 6PL70G89FB75 | TRACCIA
6PL00 | Lighting | 6PL | PIL LIGHTING | 6PL70G | FACADE | 6PL70G89F | INGROUNDS | 6PL70G89FB91 | CRICKET+
6PL00 | Lighting | 6PL | PIL LIGHTING | 6PL70G | FACADE | 6PL70G89F | INGROUNDS | 6PL70G89FB91 | CRICKET+
6PL00 | Lighting | 6PL | PIL LIGHTING | 6PL73G | LMS | 6PL73G71F | CONTROL SYSTEM (OLD) | 6PL73G71F725 | CONTROL SYSTEM PIL
1DM01 | Building | 1DM | BUILDING | 1DM04G | SYS PURA SERIE CIVIL | 1DM04G12F | BASIC SYSTEM PURA | 1DM04G12F175 | PURA SPEC.PLATES/ACC
1DM01 | Building | 1DM | BUILDING | 1DM04G | SYS PURA SERIE CIVIL | 1DM04G12F | BASIC SYSTEM PURA | 1DM04G12F170 | PURA GLOS.WHITE DEV
1DM01 | Building | 1DM | BUILDING | 1DM04G | SYS PURA SERIE CIVIL | 1DM04G12F | BASIC SYSTEM PURA | 1DM04G12F170 | PURA GLOS.WHITE DEV
1DM01 | Building | 1DM | BUILDING | 1DM04G | SYS PURA SERIE CIVIL | 1DM04G12F | BASIC SYSTEM PURA | 1DM04G12F170 | PURA GLOS.WHITE DEV
1DM01 | Building | 1DM | BUILDING | 1DM04G | SYS PURA SERIE CIVIL | 1DM04G12F | BASIC SYSTEM PURA | 1DM04G12F170 | PURA GLOS.WHITE DEV
1DM01 | Building | 1DM | BUILDING | 1DM04G | SYS PURA SERIE CIVIL | 1DM04G12F | BASIC SYSTEM PURA | 1DM04G12F170 | PURA GLOS.WHITE DEV
1DM01 | Building | 1DM | BUILDING | 1DM04G | SYS PURA SERIE CIVIL | 1DM04G12F | BASIC SYSTEM PURA | 1DM04G12F174 | PURA PLATES
1DM01 | Building | 1DM | BUILDING | 1DM04G | SYS PURA SERIE CIVIL | 1DM04G12F | BASIC SYSTEM PURA | 1DM04G12F174 | PURA PLATES
1DM01 | Building | 1DM | BUILDING | 1DM04G | SYS PURA SERIE CIVIL | 1DM04G12F | BASIC SYSTEM PURA | 1DM04G12F174 | PURA PLATES
1DM01 | Building | 1DM | BUILDING | 1DM04G | SYS PURA SERIE CIVIL | 1DM04G12F | BASIC SYSTEM PURA | 1DM04G12F174 | PURA PLATES
1DM01 | Building | 1DM | BUILDING | 1DM04G | SYS PURA SERIE CIVIL | 1DM04G12F | BASIC SYSTEM PURA | 1DM04G12F174 | PURA PLATES
1DM01 | Building | 1DM | BUILDING | 1DM04G | SYS PURA SERIE CIVIL | 1DM04G12F | BASIC SYSTEM PURA | 1DM04G12F174 | PURA PLATES
1DM01 | Building | 1DM | BUILDING | 1DM04G | SYS PURA SERIE CIVIL | 1DM04G12F | BASIC SYSTEM PURA | 1DM04G12F174 | PURA PLATES
1DM01 | Building | 1DM | BUILDING | 1DM04G | SYS PURA SERIE CIVIL | 1DM04G12F | BASIC SYSTEM PURA | 1DM04G12F174 | PURA PLATES
1DM01 | Building | 1DM | BUILDING | 1DM04G | SYS PURA SERIE CIVIL | 1DM04G12F | BASIC SYSTEM PURA | 1DM04G12F174 | PURA PLATES
1DM01 | Building | 1DM | BUILDING | 1DM04G | SYS PURA SERIE CIVIL | 1DM04G12F | BASIC SYSTEM PURA | 1DM04G12F175 | PURA SPEC.PLATES/ACC
1DM01 | Building | 1DM | BUILDING | 1DM04G | SYS PURA SERIE CIVIL | 1DM04G12F | BASIC SYSTEM PURA | 1DM04G12F175 | PURA SPEC.PLATES/ACC