## Base
Refª | Referência texto | Descrição do material | PVP julho 2020
1007 | 01007 | CONJ.10 SINOT. NEGRO FLECHA IN | 38.41
1008 | 01008 | 5 SIMB ADS TRANSFO PRETO | 89.91
1017 | 01017 | PLACA SUP.IP30 SIST.G | 118.9
1018 | 01018 | ACESS. IP30 SIST G | 20.67
1025 | 01025 | 2 PILARES SIMPLES QUADRO G IP55 | 77.82
1028 | 01028 | ASSOCIACAO ARM.33M IP30 SIST.G | 179.85
1029 | 01029 | ASSOCIACAO ARM.30M IP30 SIST.G | 179.26
1030 | 01030 | ASSOCIACAO ARM.27M IP30 SIST.G | 178.83
1032 | 01032 | CONJ. FECHAD+ACES.PORTA G IP30 27M | 35.77
1033 | 01033 | LATERAL QUADRO 33M | 171.86
1034 | 01034 | PAINEL LATERAL G IP30, 30MOD | 166.21
1035 | 01035 | PAINEL LATERAL G IP30, 27MOD | 152.22
1036 | 01036 | ACESS. EXT.ARM.IP30 SIST.G | 32.26
1039 | 01039 | PLACA SUP.EXT. L300 IP30 SIST.G | 111.32
1040 | 01040 | PAINEL LATERAL G IP30, 6MOD | 47.15
1041 | 01041 | PAINEL LATERAL G IP30,9 MOD | 55.28
1042 | 01042 | PAINEL LATERAL G IP30, 12MOD | 65.26
1043 | 01043 | PAINEL LATERAL G IP30, 15MOD | 80.48
1044 | 01044 | PAINEL LATERAL G IP30, 18MOD | 100.4
1045 | 01045 | PAINEL LATERAL G IP30,21 MOD | 109.12
1046 | 01046 | PAINEL LATERAL G IP30, 24MOD | 115.58
1047 | 01047 | PAINEL LATERAL G 36M | 182.7
1051 | 01051 | **NOVAS LATERAIS BASE, OPACAS | 39.19
1052 | 01052 | FRONTAL NOVA BASE LARGURA 600 MM | 73
1053 | 01053 | FRONTAL NOVA BASE LARGURA 300MM | 58.64
1093 | 01093 | CONJUNTO DE 20 PUXADORES, ESPELHO | 15.66
1094 | 01094 | Lt 20fechos espelhos Prisma Plus | 49.91
1100 | 01100 | ACESS.PAINEL LATERAL SIST.P | 32
1101 | 01101 | ACESS.PORTA-FUNDO IP55 SIST.P | 45.38
1102 | 01102 | ACESS.PAINEL LATERAL IP55 SIST.P | 43.6
1103 | 01103 | ACESS.TECTO IP55 SIST.P | 17.05
1104 | 01104 | ACESS. PRISMA SIST.P | 22.72
1105 | 01105 | ACESS.FECHO SIST.P | 21.09
1106 | 01106 | ACESS.PAINEL FUNDO SIST.P | 19.92
1107 | 01107 | MOLDURA FIXA SUP. ESPELHO SIST.P | 4.67
1109 | 01109 | 12 TOPES PARA SOPORTE INFERIOR LINERGY | 26.26
1110 | 01110 | PORTA OPACA P, L=150mm | 161.9
1112 | 01112 | ACESS.TECTO SIST.P | 13.15
1120 | 01120 | Travessa inferior Prisma Plus P L650mm | 94.54
1121 | 01121 | Travessa inf. Prisma Plus P L150+650mm | 112.34
1123 | 01123 | ACESS P/ PORT SUP ESPELH PRISMA P | 13.64
1130 | 01130 | LINERGY EVOL.KIT ACESS. BARRAMENTO | 130.17
1201 | 01201 | 2 OBTURADORES IPXXB POWERCLIP | 3.33
1202 | 01202 | 4 TAMPAS PROT. MULTICLIP 200A | 9.85
1210 | 01210 | ACES. POWERCLIP 160 A 400A | 8.5
1211 | 01211 | ACESSORIOS POWERCLIP 630A | 24.8
1215 | 1215 | JG 5 OBTUR. P/ PASSA CABOS 70X40 | Sob Consulta
1218 | 01218 | Punho Prisma G IP30 - Retrofit (Novo) | 43.2
1219 | 01219 | POIGNEE ROTATIVE + TRINGLE POUR PRISMA | 43.44
1220 | 01220 | FECHADURA PRISMA PLUS G | 39.48
1247 | 01247 | KIT RECAMBIO SIST. G IP55 MURALES | 71.89
1248 | 01248 | KIT RECAMBIO PUERTA SISTEMA G IP55 | 71.9
1249 | 01249 | Peca substituicao G IP55 sistema fecho | 48.84
1251 | 01251 | 2 suportes espelhos frontal, 9 modulos | 99.76
1253 | 01253 | 2 suportes espelhos frontal 15 mod. | 125.55
1256 | 01256 | 2 suportes espelhos frontal, 24 modulos | 164.93
1257 | 01257 | 2 Listones soporte de tapas - 27 modulos | 165.96
1259 | 01259 | 2 suportes espelhos frontal 33 modulos | 199.01
1265 | 01265 | PACK DECENTERED PLATE 4,5M AFS | 38.39
2033 | 02033 | 4TH POLE UPSTREAM CLAMP+CONNECT | 79.29
3001 | 03001 | Platina aparelhagem modular | 15.54
3002 | 03002 | PLATINA APARELHAGEM MODULAR REGULAVEL | 27.9
3003 | 03003 | PLATINA APARELHAGEM MODULAR REBAIXADA | 21.71
3004 | 03004 | PLATINA APARELHAGEM MODULAR AO FUNDO | 10.41
3005 | 03005 | SUPORTE CALHA DIN 45° | 9.73
3006 | 03006 | Platina aparelhagem modular, L850mm | 22.99
3007 | 03007 | Platina aparelhagem modular regulavel, L | 29.46
3008 | 03008 | PLATINA APARELHAGEM MODULAR RECUADA NSA | 10.96
3009 | 03009 | Conjunto AP. Modular Clase II | 20.15
3010 | 03010 | PLATINA APARELHAGEM MODULAR L250MM | 12.72
3011 | 03011 | PLATINA APARELHAGEM MODULAR REGULAVEL L2 | 27.62
3018 | 03018 | NSXm DEVICE RAIL IN PACK 160 | 41.97
3020 | 03020 | M.PLATE NSXm/VIGI/SDx HZ. TOGGLE W600 | 59.79
3021 | 03021 | M.PLATE NSXm/VIGI/SDx HZ ROT.HANDLE W600 | 66.79
3030 | 03030 | PLATINA NSX-INS250 HOR. FIXO-MANiPULO | 28.47
3031 | 03031 | PLATINA NSX250 HOR. FIXO-MANiPULO | 39.68
3032 | 03032 | PLATINA NSX250 HORIZ.FIXO-TEL.BASE | 41.27
3033 | 03033 | PLATINA NSX250 VIGI HORIZ.FIXO-MANiPULO | 31.78
3040 | 03040 | PLATINA NSX250 VERT.FIXO-MANiPULO | 39.44
3041 | 03041 | PLATINA NS2X50 VERT.FIXO/COM.ROT. | 42.96
3043 | 03043 | PLATINA INVERSOR NSX-INS250 COM.ROT. | 63.83
3050 | 03050 | PLATINA NSX-INS250V.FIXO-MANiPULO L250MM | 37.88
3051 | 03051 | PLATINA NSX250 V.FIXO-COM.ROT.L250MM | 41.76
3070 | 03070 | PLATINA NSX630 HORIZ. FIXO-MANiPULO | 50.85
3073 | 03073 | PLATINA NSX-INS630 VERT.FIXO-MANiPULO | 57.97
3074 | 03074 | PLATINA NSX630 VERT FIXO-COM.ROT. | 63.75
3080 | 03080 | PLATINA NSX-INS630 VERT.FIXO-MANiPULO L2 | 48.76
3081 | 03081 | PLATINA NSX630 V.FIXO-COM.ROT.L250MM | 53.9
3102 | 03102 | PLATINA EZC100 VERT. -G- | 36.26
3104 | 03104 | PLATINA EZC250 VERT./HZ -G- | 59.31
3113 | 03113 | PLATINA INF 32-40 | 43.14
3114 | 03114 | PLATINA INF63-160 | 46.3
3125 | 03125 | PLAT.ISFT 250 V.L250 | 63.94
3140 | 03140 | LOTE MONTAGEM DB90 | 192.65
3143 | 03143 | PLATINA NS250, SUP ISOLANTES | 35.97
3144 | 03144 | PLATINA NS250, SUP ISOLANTES-L250 | 39.47
3146 | 03146 | PLAT. TARIF NSX400-630 | 56.39
3147 | 03147 | PLATINA NS400, SUP ISOLANTES-L250 | 49.95
3152 | 03152 | PLATINA CONTAGEM 2 CONTADOR | 61.77
3155 | 03155 | ESPELHO DE CONTAGEM | 115.38
3156 | 03156 | PLATINA 1 CONTADOR L250 | 59.97
3158 | 03158 | BLOCO LIGACAO CONTADOR | 131.63
3164 | 03164 | 20 PORCAS CLIP FIXACAO CALHA DIN M4 | 15.59
3165 | 03165 | 20 PORCAS CLIP FIXACAO CALHA DIN M5 | 15.59
3166 | 03166 | 20 PORCAS CLIP FIXACAO CALHA DIN M6 | 15.59
3168 | 03168 | PLATINA TEGO POWER | Descontinuado
3170 | 03170 | PLATINA PERFURADA 4M D, QUAD-ARM. | 78.51
3171 | 03171 | PLATINA PERFURADA REBAIXADA 4MaD,QUAD-A | 70.68
3172 | 03172 | PLATINA PERFURADA REBAIXADA 6MaD,QUAD-A | 105.98
3173 | 03173 | PLATINA PERFURADA REBAIXADA 9MaD,QUAD-A | 204.1
3175 | 03175 | PLATINA PERFURADA 4M D. L250MM | 86.4
3176 | 03176 | PLATINA PERFURADA REBAIXADA 4MD. L250M | 98.08
3177 | 03177 | PLATINA PERFURADA REBAIXADA 6MD. L250M | 147.11
3178 | 03178 | PLATINA PERFURADA REBAIXADA 9MD. L250M | 202.89
3180 | 03180 | 20 PORCAS CLIP P-PLATINA PERFURADA M4 | 8.91
3181 | 03181 | 20 PORCAS CLIP PARA PLATINA PERFURADA M5 | 8.91
3182 | 03182 | 20 PORCAS CLIP PARA PLATINA PERFURADA M6 | 8.91
3183 | 03183 | 20 PARAFUSOS AUTOROSCANTES M5 | 8.81
3185 | 03185 | 4 ESPACADORES HEXA A=9MM M5 | 9.02
3186 | 03186 | 4 ESPACADORES HEXA A=23MM M5 | 9.65
3187 | 03187 | 4 ESPACADORES HEXA A=55MM M5 | 10.52
3194 | 03194 | 20 PORCAS GAIOLA M6 | 15.53
3195 | 03195 | 4 ESPACADORES HEXA A=9MM M6 | 8.88
3196 | 03196 | 4 ESPACADORES HEXA A=23MM M6 | 9.73
3197 | 03197 | 4 ESPACADORES HEXA A=55MM M6 | 10.34
3198 | 03198 | 4 ESPACADORES HEXA A=25MM M6 | 9.65
3199 | 03199 | 4 ESPACADORES HEXA A=40+10MM M8 | 14.91
3202 | 03202 | ESPELHO AP. MODULAR 2MOD. | 25.24
3203 | 03203 | ESPELHO AP. MODULAR 3MOD. | 24.19
3204 | 03204 | ESPELHO AP. MODULAR 4MOD. | 28.9
3205 | 03205 | ESPELHO AP. MODULAR 5MOD. | 33.61
3213 | 03213 | ESPELHO AP. MODULAR 3MOD. L250MM | 26.91
3214 | 03214 | ESPELHO AP. MODULAR 4MOD. L250MM | 31.82
3216 | 03216 | Espelho aparelhagem modular, 3M, L850mm | 44.55
3217 | 03217 | Espelho aparelhagem modular, 4M, L850mm | 51.75
3218 | 03218 | Espelho aparelhagem modular, 5M, L850mm | 60.66
3220 | 03220 | OBTURADOR EM BANDA, C=1000MM | 8.14
3221 | 03221 | 4 OBTURADORES FRACC C90MM | 6.65
3222 | 03222 | 4 OBTURADORES FRACC., C90MM | 5.73
3225 | 03225 | FRONT PLATE NSXm VERT. ROTATIVE W400 5M | 28.2
3226 | 03226 | FR.PLATE NSXm/VIGI -3P VERT.ROT.W650 5M | 28.29
3227 | 03227 | FR.PLATE NSXm/VIGI -4P VERT.ROT.W650 5M | 28.29
3230 | 03230 | ESPELHO NS250 HORIZ.FIXO-MANiPULO | 27.93
3231 | 03231 | ESPELHO INS250 HORIZ. | 33.05
3232 | 03232 | ESPELHO NR-NSX250 HORIZ.FIXO-COM.ROT. | 28.2
3234 | 03234 | ESPELHO NSX250 HZ. FIXO-TEL | 29.11
3235 | 03235 | ESPELHO INV.INS250 COM.ROT. | 60.53
3238 | 03238 | ESPELHO CVS250 VIGI HORIZ.FIXO-MAN. | 28.63
3239 | 03239 | PLAST.INS250 HZ L850 | 80.96
3241 | 03241 | ESPELHO 3-4 NSX250 VIGI V. MAN | 38.03
3243 | 03243 | ESPELHO 3-4 NSX250 VERT. | 33.39
3244 | 03244 | ESPELHO 3-4 NSX250VIGI V.ROT-TEL | 48.11
3245 | 03245 | ESPELHO INV. NSX250 V.ROT | 60.53
3247 | 03247 | ESPELHO INV.MONOBLOCO INS250 | 47.27
3248 | 03248 | ESPELHO INS250 VERT | 32.13
3249 | 03249 | OBTURADOR NS-INS 250 VERT | 6.99
3250 | 03250 | ESPELHO NS250 VERT.FIXO-MANiPULO L250MM | 38.16
3251 | 03251 | ESPELHO INS250 VERT.FIXO-MANiPULO L250MM | 36.89
3252 | 03252 | ESPELHO CVS250 VIGI FIXO-MAN. L250MM | 39.7
3253 | 03253 | ESPELHO NSX-NR250 V.FIXO-MAN.L250 | 39.6
3256 | 03256 | PLAST.NS250 HZ.FIXE/MAN.L750 | 86.9
3257 | 03257 | ESP CVS250 VIGI HZ L850 | 53.77
3270 | 03270 | ESPELHO NS630 HORIZ. FIXO-MANiPULO | 37.67
3271 | 03271 | ESPELHO INS630 HORIZ. | 38.16
3273 | 03273 | ESPELHO CVS630 VERTICAL MAN. L600MM | 40.15
3274 | 03274 | ESPELHO INS630 VERT | 47.96
3275 | 03275 | ESPELHO NSX630 VERTICAL | 48.41
3276 | 03276 | ESPELHO CVS630 VIGI VERTICAL FIXO MAN. | 46.8
3280 | 03280 | ESPELHO CVS630 VERT.FIXO-MAN. L250mm | 50.39
3281 | 03281 | ESPELHO INS630 VERT.FIXO-MANiPULO L250MM | 52.27
3282 | 03282 | ESPELHO CVS630 VIGI FIXO-MAN. L250MM | 53.54
3283 | 03283 | ESPELHO NSX630 V.ROT-TEL.L250 | 54.9
3286 | 03286 | ESP CVS630 HZ FIX M L850 | Sob Consulta
3287 | 03287 | ESP INS630 HZ L850 6M | Sob Consulta
3289 | 03289 | ESP NSX630 HZ MAN L850 6M | Sob Consulta
3290 | 03290 | ESPELHO NSX250 HORIZ.MANIPULO-BASE | 31.25
3292 | 03292 | ESPELHO NSX250 VIGI HZ.FIXO-COM.ROT. | 28.77
3293 | 03293 | ESPELHO NSX250 VIGI VERT.FIXO-MANIP L25 | 41.05
3294 | 03294 | Espelho NSX250 horizontal, fixo, manipul | 50.88
3295 | 03295 | Espelho NSX250 Vigi, horizontal, fixo, m | 53.24
3296 | 03296 | ESPELHO NSX630 HORIZ. FIXO-MANIPULO | 38.54
3297 | 03297 | ESPELHO NSX630 VIGI VERTICAL MANIPULO | 45.95
3298 | 03298 | ESPELHO NSX630 VERT.FIXO-MANIPULO L250MM | 50.51
3299 | 03299 | ESPELHO NSX630 VIGI FIXO-MANIPULO L250MM | 54.08
3301 | 03301 | E NSX/CVS250 HZ ROT L850 | Sob Consulta
3303 | 03303 | ESPELHO EZC100 VERT. | 33.69
3304 | 03304 | ESPELHO EZC250 HZ. | 29.38
3305 | 03305 | ESPELHO EZC250 VERT. | 34.03
3312 | 03312 | ESPELHO INF 32-40 3P HZ. | Descontinuado
3313 | 03313 | ESP. INF 32-40 3P HZ-4P | Descontinuado
3314 | 03314 | ESPELHO INF 63 4P HZ-3P | 36.15
3315 | 03315 | ESPELHO INF63 4P-INF160 V | 38.15
3320 | 03320 | ESPELHO ISFT 100 V. | 32.89
3321 | 03321 | ESPELHO ISFT 160 V. | 36.28
3322 | 03322 | ESPELHO ISFT 250 V. | 47.74
3323 | 03323 | ESPELHO ISFT 400 V. | 47.85
3324 | 03324 | ESPELHO ISFT 630 V. | 49.82
3329 | 03329 | PLAST.ISFT 250 V.L250 | 79.49
3330 | 03330 | FR. PLATE NSXm/VIGI/SDx HZ.TOG. W600 3M | 27.92
3331 | 03331 | FR. PLATE NSXm/VIGI/SDx HZ.ROT.W600 3M | 27.92
3332 | 03332 | FR.PL.NSXm/VIGI/SDx HZ.TOG.+1CUT W850 3M | 43.96
3333 | 03333 | FR.PL.NSXm HZ.ROT.+1 PRE CUT-OUT W850 3M | 44.75
3342 | 03342 | ESPELHO TRANSPARENTE 4MOD | 76.37
3343 | 03343 | ESPELHO TRANSPARENTE 6MOD. | 93.81
3344 | 03344 | ESPELHO TRANSPARENTE 9MOD. | 134.02
3345 | 03345 | ESPELHO TRANSPARENTE 12MOD. | 165.95
3352 | 03352 | ESPELHO TRANSPARENTE L250MM 4MOD. | 77.9
3353 | 03353 | ESPELHO TRANSPARENTE L250MM 6MOD. | 102.19
3354 | 03354 | ESPELH TRANSP L250MM 9MOD | 143.86
3363 | 03363 | ESP TRANSPARENTE 6M L850 | Sob Consulta
3364 | 03364 | ESP TRANSPARENTE 9M L850 | Sob Consulta
3401 | 03401 | PLATINA APARELHAGEM MODULAR | 20.88
3402 | 03402 | PLATINA APARELHAGEM MODULAR REGULAVEL | 37.57
3404 | 03404 | PLATINA AP.MOD.REGULAVEL L400 | 35.16
3405 | 03405 | MOUNT.PL NSXm TOGGLE/ROT-3P/4P VERT.W400 | 123.28
3406 | 03406 | Placa soporte P Nsxm Vigi 160 | 127.78
3409 | 03409 | MOUNT.PL NSXm TOGGLE/ROT-3P/4P HORZ.W650 | 134.78
3410 | 03410 | MOUNT.PL NSXm TOGGLE/ROT-3P/4P VERT.W650 | 128.41
3411 | 03411 | PLATINA NS250 HZ.FIXO-MAN.3P | 87.62
3412 | 03412 | PLATINA NS-INS250 HZ.FIXO-MAN.4P | 103.07
3413 | 03413 | PLATINA NS250 HZ.FIXO-EXT. BASE 3P | 110.42
3414 | 03414 | PLATINA NS250 HZ.FIXE-EXT. BASE 4P | 126.21
3415 | 03415 | PLATINA NS250 EXT. BASE 3P-4P HZ. | 131.35
3417 | 03417 | PLATINA INV.NS250 HZ.TEL. | 199.74
3420 | 03420 | PLATINA 3-4 NS-INS250 V.FIXO-MAN | 123.72
3421 | 03421 | PLATINA 3-4 NS250 V.EXT. BASE | 158.43
3422 | 03422 | PLATINA 3-4 NS250 V.FIXO | 128.41
3423 | 03423 | PLATINA 3-4 NSX250 V.EXT. B. POLYPACT | 158.43
3428 | 03428 | PLATINA INV.NS-INS 250 V.COM.ROT. | 237.42
3451 | 03451 | PLATINA NS630 HZ.FIXO-MAN.3P | 102.97
3452 | 03452 | PLATINA NS-INS630 HZ.FIXO-MAN.4P | 121.13
3453 | 03453 | PLATINA NS630 HZ.3P | 126.58
3454 | 03454 | PLATINA NS630 HZ.4P | 148.89
3457 | 03457 | PLATINA INV.NS630 HZ.TEL. | 234.7
3458 | 03458 | PLATINA INV.NS-INS 630 HZ.COM.ROT. | 238.21
3460 | 03460 | PLATINA 2 NSX TELEC- 1INS 630 V. | 149.62
3461 | 03461 | PLATINA 2 NS - 1INS 630 V. | 156.6
3462 | 03462 | PLATINA NS630 EXT. BASE 3P-4P HZ | 155.83
3480 | 03480 | PLATINA NS1600 HZ.FIXO-COM.ROT.4P | 141.04
3482 | 03482 | PLATINA NS1600 V.FIXO | 126.95
3483 | 03483 | PLATINA NS1600-NT V.EXT. BASE | 183.58
3484 | 03484 | PLATINA NT V.FIXO | 187.33
3487 | 03487 | PLATINA INS-NSX630 INS-NS1600 V.L400 | 114.3
3488 | 03488 | PLATINA NS1600 EXTR. NT V.3P L400 | 181.33
3489 | 03489 | PLATINA NT V.FIXO 3P L400 | 150.59
3491 | 03491 | PLATINA INV.NS1600 HZ.COM.ROT. | 273.26
3500 | 03500 | PLATINA NW | 237.95
3501 | 03501 | PLATINA NS3200-INS2500 | 202.58
3502 | 03502 | PLATINA EZC100 VERT. -P- | 120.4
3504 | 03504 | PLATINA EZC250 VERT./HZ -P- | 121.01
3506 | 03506 | CAIXA DE TI'S | 330.83
3508 | 03508 | PLATINA CONTAGEM 2 CONTADORES | 231
3534 | 03534 | PLATINA INF250 HORIZONTAL | 97.17
3535 | 03535 | PLATINA INF400 HORIZONTAL | Descontinuado
3536 | 03536 | PLATINA INF630-800 HZ | Descontinuado
3537 | 03537 | PLAT INF250-800 VERTICAL | Descontinuado
3540 | 03540 | PLATINA INF32-40 | 105.06
3541 | 03541 | PLATINA INF63-160 | 116.81
3554 | 03554 | PLATINA ISFT 100 | 77.51
3555 | 03555 | PLATINA BARR ISFT 160 | 287.98
3556 | 03556 | PLATINA ISFT 160 | 81.24
3557 | 03557 | PLATINA ISFT 630 | 83.79
3561 | 03561 | SUPORTE CANALIS | 292.95
3569 | 03569 | PLATINA PLENA 36MOD, H=1800mm L660 | 404.17
3570 | 03570 | PLATINA PLENA 36MOD, H=18000 mm | 364.95
3571 | 03571 | PLATINA PERFURADA 4M D. | 104.35
3572 | 03572 | PLATINA PERFURADA 6M D. | 156.51
3574 | 03574 | PLATINA PERFURADA 12M D. | 312.93
3576 | 03576 | PLATINA TEGO POWER | Sob Consulta
3580 | 03580 | 4 SUPORTES ANGULARES + PARAFUSOS | 35.83
3581 | 03581 | 2 ESQUADRIAS UNIVERSAIS | 16.64
3582 | 03582 | 6 ESQUADRIAS INSERÇÃO PRISMA PLUS P | 8.48
3583 | 03583 | 6 ESQUADRIAS UNIVERSAIS | 23.91
3584 | 03584 | LOTE 2 TRAVESSAS L400, P400 | 61.47
3586 | 03586 | LOTE 2 TRAVESSAS L200, P600 | 39.58
3587 | 03587 | LOTE 2 LONGARINAS L650 | 113.87
3590 | 03590 | PLATINA AP. MODULAR, NO FUNDO L650 | 31.04
3593 | 03593 | CONJ 2 ESQUADRIAS DESLIZANTES | 58.6
3595 | 03595 | ADAPTADOR SISTEMA G L500 | 56.64
3596 | 03596 | ADAPTADOR SISTEMA G L250 | 56.53
3604 | 03604 | ESPELHO CVS250 HZ. COM. ROT.3P | 33.24
3606 | 03606 | ESPELHO CVS250 HZ. COM. ROT.4P | 36.06
3611 | 03611 | ESPELHO CVS250 HZ.MAN.3P | 35.24
3612 | 03612 | ESPELHO CVS250 HZ. MAN.4P | 35.71
3616 | 03616 | ESPELHO INV. NSX250 HZ. TEL | 66.63
3617 | 03617 | ESPELHO INS250 HZ. | 34.41
3618 | 03618 | ESPELHO NSX250 HZ. EXT. BASE | 43.61
3620 | 03620 | ESPELHO 3-4 INS250 V. | 44.24
3643 | 03643 | ESPELHO NSX630 HZ. COM. ROT.3P | 34.65
3644 | 03644 | ESPELHO NSX630 HZ. COM. ROT.4P | 38.3
3651 | 03651 | ESPELHO CVS630 HZ.MAN.3P | 33.85
3652 | 03652 | ESPELHO CVS630 HZ.MAN.4P | 37.42
3656 | 03656 | ESPELHO INV. NSX630 HZ.TEL | 72.15
3657 | 03657 | ESPELHO NSX630 HZ. EXT. BASE | 46.51
3658 | 03658 | ESPELHO INS630 HZ. | 37.71
3659 | 03659 | ESPELHO INV.NSX-INS 630 HZ.ROT | 74.29
3661 | 03661 | ESPELHO INV.MONOBLOCO INS630 HZ. | 66.53
3663 | 03663 | ESPELHO 2 NSX630 VERTICAL | 48.17
3666 | 03666 | ESPELHO 2 NSX630 VIGI VERTICAL | 62.78
3671 | 03671 | ESPELHO UA-BA | 41.22
3687 | 03687 | ESPELHO NS1600 H.FIXO-MAN-COM ROT 4P | 79.98
3690 | 03690 | ESPELHO NS1600 V.FIXO | 66.26
3691 | 03691 | ESPELHO NS1600-NT V. EXT. | 82.63
3692 | 03692 | ESPELHO NT V.FIXO | 69.64
3695 | 03695 | ESPELHO INV.NS1600 HZ.COM. ROT. | 181.44
3697 | 03697 | ESPELHO NS1600 V.FIXO 3-4P L400 | 121.26
3698 | 03698 | ESPELHO NT V.FIXO 3P L400 | 136.83
3699 | 03699 | ESPELHO NS1600-NT V.CHAS.3P L400 | 138.58
3701 | 03701 | ESPELHO NS1600-NT TELECOMANDO | 105.73
3710 | 03710 | ESPELHO NW EXT | 128.25
3711 | 03711 | ESPELHO NW FIXO | 100.15
3713 | 03713 | ESPELHO INS1600 3P | 75.9
3714 | 03714 | ESPELHO INS1600 4P | 86.85
3715 | 03715 | ESPELHO INS2500 3P-4P | 149.57
3716 | 03716 | ESPELHO NS3200 | 95.48
3722 | 03722 | ESPELHO BASCULANTE 13M L400 | 190.17
3723 | 03723 | **ESPELHO BASCULANTE IHQ 13M L400 | 253.41
3727 | 03727 | ESPELHO INF250 HZ. | 33.56
3728 | 03728 | ESPELHO INF 250-800 V. | Descontinuado
3729 | 03729 | ESPELHO INF400 HZ. | Descontinuado
3730 | 03730 | ESPELHO INF630-800 HZ. | Descontinuado
3801 | 03801 | ESPELHO OPACO 1MOD. | 14.72
3802 | 03802 | ESPELHO OPACO 2MOD. | 19.13
3803 | 03803 | ESPELHO OPACO 3MOD. | 23.77
3804 | 03804 | ESPELHO OPACO 4MOD. | 28.34
3805 | 03805 | ESPELHO OPACO 5MOD. | 32.91
3806 | 03806 | ESPELHO OPACO 6MOD. | 37.53
3807 | 03807 | ESPELHO OPACO 9MOD. | 51.36
3808 | 03808 | ESPELHO OPACO 12MOD. | 65.15
3811 | 03811 | ESPELHO OPACO 1MOD. L250MM | 13.04
3812 | 03812 | ESPELHO OPACO 2MOD. L250MM | 16.67
3813 | 03813 | ESPELHO OPACO 3MOD. L250MM | 19.25
3814 | 03814 | ESPELHO OPACO 4MOD. L250MM | 22.69
3815 | 03815 | ESPELHO OPACO 5MOD. L250MM | 26.37
3816 | 03816 | ESPELHO OPACO 6MOD. L250MM | 30.02
3817 | 03817 | ESPELHO OPACO 9MOD. L250MM | 41.09
3851 | 03851 | Espelho opaco, 1M, L850mm | 30.01
3853 | 03853 | Espelho opaco, 3M, L850mm | 40.31
3854 | 03854 | Espelho opaco, 4M, L850mm | 46.59
3856 | 03856 | Espelho opaco, 6M, L850mm | 61.35
3859 | 03859 | ESPELHO OPACO 9M L850 | Sob Consulta
3890 | 03890 | ESPELHO SUPORTE VENTILADOR | 54.85
3891 | 03891 | ESPELHO VENTILACAO IP30 1MOD | 26.08
3895 | 03895 | ESPELHO VENTILACAO IP30 3MOD | 39.42
3900 | 03900 | PLATINA MEDIDA 72X72 OPACA | 17.21
3901 | 03901 | PLATINA MEDIDA 96X96 OPACA | 14.47
3902 | 03902 | PLATINA MEDIDA 72X72 RECORTADA | 20.3
3903 | 03903 | PLATINA MEDIDA 96X96 RECORTADA | 16.84
3904 | 03904 | ESPELHO MEDIDA 5 AP. 72X72, 4 AP. 96X96 | 41.05
3907 | 03907 | OBTURADOR 72X72 | 5.45
3908 | 03908 | OBTURADOR 96X96 | 7.56
3910 | 03910 | ESPELHO MEDIDA 6 AP. 72X72 | 52.54
3911 | 03911 | ESPELHO MEDIDA 3 AP. 96X96 | 53.23
3913 | 03913 | ESPELHO G/P 1 PM700/800 APARELHO 96x96 | 53.21
3914 | 03914 | **ESPELHO SINALIZADORES DIAMETRO 22 | 76.67
3923 | 03923 | ESP 1 PRE-R 96X96 L300 3M | 29.61
3925 | 03925 | ESP 4 PRE-R 96X96 L850 3M | 52.83
3928 | 03928 | SUPORTE INCLINADO IHQ | 106.06
3930 | 03930 | PLATINA VIGILOHM XM200-300C | 114.63
3931 | 03931 | PLAT. VIGILOHM XML308-316 | Descontinuado
3932 | 03932 | ESPELHO VIGILOHM XM200-300C | 52.96
3970 | 03970 | PORTA CEF L650 | 563.31
3979 | 03979 | P SUP P CONDENS P600MM | 687.02
4000 | 04000 | MULTICLIP 4P 80A 24M | 87.69
4008 | 04008 | MULTICLIP 4P 63A 1-2 FILA | 47.07
4012 | 04012 | MULTICLIP 2P 200A | 104.25
4014 | 04014 | MULTICLIP 4P 200A | 124.44
4018 | 04018 | MULTICLIP 4P 160A 1-2FILA | 78.17
4021 | 04021 | LIGACAO BARR. ISOL-MULTICLIP 200A | 53.05
4024 | 04024 | LIGACAO BARR. EXT.-MULTICLIP 200A | 67.17
4029 | 04029 | LIGACAO BARR. FUNDO-MULTICLIP 200A | 25.65
4031 | 04031 | POLYBLOC 160A 1P | 19.47
4033 | 04033 | POLYBLOC 250A 3P | 85.44
4034 | 04034 | POLYBLOC 250A 4P | 102
4037 | 04037 | 4 CRUZETAS CU-POLYBLOC | 51.64
4040 | 04040 | DISTRIBLOC 4P 63A ENTRADA SUP | 50.7
4041 | 04041 | DISTRIBLOC 4P 63A ENTRADA INF | 50.7
4045 | 04045 | DISTRIBLOC 125A | 47.76
4046 | 04046 | DISTRIBLOC 160A | 77.22
4047 | 04047 | LOTE 4 LIGACoES NG-INS125-DISTRIBLOC | 37.21
4052 | 04052 | REPARTIDOR EM ESCADA 160A 4P | 124.54
4053 | 04053 | REPARTIDOR EM ESCADA 250A 4P | 140.09
4054 | 04054 | REPARTIDOR EM ESCADA 400A 4P | 157.62
4055 | 04055 | REPARTIDOR EM ESCADA 630A 4P | 196.73
4060 | 04060 | BLOCO ALIMENTACAO NS250 HORIZ. | 100.39
4061 | 04061 | BLOCO ALIMENTACAO UNIVERSAL 250A | 100.39
4062 | 04062 | LIGACAO NS-INS250 VERT.-BLOCO ALIMENT | 32.55
4064 | 04064 | LIGACAO NS-INS250 VERT.EXT.-BLOCO ALIMEN | 105.57
4065 | 04065 | LIGACAO NS-INS250 VERT.EXT.-BARR. | 93.31
4066 | 04066 | BLOCO LIGACAO POR CIMA NS-INS250 | 95.38
4067 | 04067 | BLOCO LIGACAO POR BAIXO NS-INS250 | 98.23
4070 | 04070 | BLOCO ALIMENTACAO NS400 HORIZ | 155.75
4071 | 04071 | BLOCO ALIMENTACAO NS630 HORIZ. | 225.84
4073 | 04073 | LIGACAO NS-INS400-630 EXT.-BLOCO ALIMENT | 230.5
4074 | 04074 | BLOCO ALIMENTACAO UNIVERSAL400-630A | 200.24
4075 | 04075 | LIGACAO NS-INS630 VERT.EXT.-BARR. | 216.77
4076 | 04076 | BLOCO DE LIGACAO CHEGADA NS630 EXT | 259.74
4104 | 04104 | BARR. POWERCLIP 125A 4P C450 | 75.71
4108 | 04108 | BARR. POWERCLIP 125A 4P C750 | 123.98
4121 | 04121 | BARR. POWERCLIP 160A 4P C1000 | 185.59
4122 | 04122 | BARR. POWERCLIP 250A 4P C1000 | 225.73
4123 | 04123 | BARR. POWERCLIP 400A 4P C1000 | 356.53
4124 | 04124 | BARR. POWERCLIP 630A 4P C1000 | 617.23
4126 | 04126 | BARR. POWERCLIP 160A 4P C1400 | 257.26
4127 | 04127 | BARR. POWERCLIP 250A 4P C1400 | 332.81
4128 | 04128 | BARR. POWERCLIP 400A 4P C1400 | 495.25
4129 | 04129 | BARR. POWERCLIP 630A 4P C1400 | 858.19
4145 | 04145 | 4 LIGACoES 125A | 51.07
4146 | 04146 | 4 LIGACoES 160A | 56.21
4148 | 04148 | LIGACAO MONOBLOCO 160A L=440mm | 107.71
4150 | 04150 | 8 TAMPAS IPXXB-BARR. POWERCLIP | 45.17
4151 | 04151 | 12 BORNES 6-10MM2 BARR. POWERCLIP | 72.07
4152 | 04152 | 12 BORNES 1x16MM2 BARR. POWERCLIP | 85.34
4155 | 04155 | BLOCO ADICIONAL 35MM2 3P | 17.57
4156 | 04156 | BLOCO ADICIONAL 35MM2 4P | 20.53
4158 | 04158 | 20 PARAFUSOS BARR. POWERCLIP | 12.46
4161 | 04161 | 4 BARRAS PERF-ROSCADAS 160A C1000MM | 131.23
4162 | 04162 | 4 BARRAS PERF-ROSCADAS 250A C1000MM | 174.88
4163 | 04163 | 4 BARRAS PERF-ROSCADAS 400A C1000MM | 271.35
4171 | 04171 | 4 BARRAS PERF-ROSCADAS 160A C1400MM | 164.2
4172 | 04172 | 4 BARRAS PERF-ROSCADAS 250A C1400MM | 219.8
4173 | 04173 | 4 BARRAS PERF-ROSCADAS 400A C1400MM | 373.4
4174 | 04174 | 4 BARRAS PERF-ROSCADAS 630A C1400MM | 588.11
4190 | 04190 | 4 ESQUADRIAS CU 250A | 96.71
4191 | 04191 | SUPORTE BARR FUNDO QUADRO | 32.85
4192 | 04192 | SUPORTE BARRAS EM ESCADA | 20.51
4194 | 04194 | CONJ 20 PARAFUSOS M6X20BARRA 5MM | 18.85
4195 | 04195 | CONJ 40PAR M6X16 BARRA ROSCADA 630 | 27.97
4197 | 04197 | PROTECCAO ALIM. BARR. 630A | 123.26
4198 | 04198 | PROTECCAO BARR A=100MM | 57.61
4200 | 04200 | COLECTOR PE, 24 MOD. | 40.99
4201 | 04201 | BARRA PE 12X3MM | 10.62
4202 | 04202 | 2 COLECTORES PE, 12 MOD. | 48.27
4203 | 04203 | BARRAMENTO TENSoES AUXILIARES 4P | 149.09
4205 | 04205 | 2 SUPORT. COLECTORES PE EM CALHA DIN | 7.76
4206 | 04206 | SUPORTES FIXACAO CALHAS VERT A=15MM | 8.47
4207 | 04207 | SUPORTES FIXACAO CALHAS VERT A=45MM | 10.49
4208 | 04208 | SUPORTES FIXACAO CALHAS VERT., A=80MM | 12.5
4210 | 04210 | LOTE COLECTOR DE NEUTRO | 4.12
4214 | 04214 | 4 BLOCOS TERRA 12X4MM2 | 55.29
4215 | 04215 | 4 BLOCOS TERRA 3X16MM2 | 59.42
4220 | 04220 | PLATINA BORNES-COLECTOR TERRA, EXT. | 14.13
4223 | 04223 | PLATINA 4 CALHAS DIN VERT BORNES | 49.48
4224 | 04224 | LOTE 5 ADAPTADORES PRATIC | 8.49
4225 | 04225 | SET OF 12 RAISERS H11/MOD RAIL FOR NSXm | 128.09
4226 | 04226 | PLATINA APARELHAGEM MODULAR C1600MM | 37.45
4227 | 04227 | ADAPT PLATINA M9, SUP ISOLANTES | 11.05
4228 | 04228 | BLOCO JUNCAO CIRC. AUXILIAIRES | 35.09
4229 | 04229 | 20 TOMADAS DE TENSAO M10 | 32.08
4233 | 04233 | CALHA CABLAGEM DE PORTA, C=2000MM | 43.79
4234 | 04234 | 10 PASSA-FIOS FACE FRONTAL | 39.58
4235 | 04235 | CALHA FLEXIVEL CABLAGEM DE PORTA | 32.88
4239 | 04239 | 12 ABRACADEIRAS CIRCULACAO HZ. | 21.36
4243 | 04243 | 4 TAMPAS P-A ABRACADEIRAS HZ. | 35.69
4255 | 04255 | 12 SUPORTES CALHA HORIZ. | 22.9
4256 | 04256 | 10 SUPORTES REG. G-P CALHA HORIZ. | 29.4
4257 | 04257 | 4 CALHAS HORIZ. C450 + SUPORTES | 39.02
4262 | 04262 | 12 ABRACADEIRAS CIRCULACAO V. | 25.1
4263 | 04263 | 2 TAMPAS P-A ABRACADEIRAS V.L1000 | 21.37
4264 | 04264 | 12 ABRACADEIRAS CIRCULACAO V. G | 25.12
4265 | 04265 | 12 SUPORTES CALHA V. | 22.13
4266 | 04266 | 10 PLATINAS CALHA VERT | 23.53
4267 | 04267 | CALHA V.L2000 | 33.45
4330 | 04330 | COMPARTIMENTACAO VERT.QUAD.-ARM. | 67.22
4331 | 04331 | COMPARTIMENTACAO HORIZ. QUAD.-ARM | 33.14
4332 | 04332 | COMPARTIMENTACAO HORIZ. EXT. | 36.96
4335 | 04335 | COMPART VERT 36M IP30 | Sob Consulta
4403 | 04403 | POLYPACT FIXO-MAN.3P | 413.97
4404 | 04404 | POLYPACT FIXO-MAN.4P | 413.97
4405 | 04405 | POLYPACT 3P+LIGACAO | 490.07
4406 | 04406 | POLYPACT 4P+LIGACAO | 484.57
4407 | 04407 | POLYPACT 3P SEM LIGACAO | 350.84
4408 | 04408 | POLYPACT 4P SEM LIGACAO | 350.84
4423 | 04423 | LIGACAO NS250 HZ.FIXO-MAN.3P | 98.44
4424 | 04424 | LIGACAO NS250 HZ.FIXO-MAN.4P | 123.04
4425 | 04425 | LIGACAO JUSANTE NS250 FIXO-MAN.3P | 183.88
4426 | 04426 | LIGACAO JUSANTE NS250 FIXO-MAN.4P | 235.47
4429 | 04429 | LIGACAO JUSANTE 250A 3P | 112.47
4430 | 04430 | LIGACAO JUSANTE 250A 4P | 137.91
4431 | 04431 | LIGACAO 250A NS-INS250 HZ.3P | 116.52
4432 | 04432 | LIGACAO 250A NS-INS250 HZ.4P | 144.98
4453 | 04453 | LIGACAO NS630 HZ.FIXO-MAN.3P | 177.14
4454 | 04454 | LIGACAO NS630 HZ.FIXO-MAN.4P | 182.76
4455 | 04455 | LIGACAO JUSANTE NS630 FIXO-MAN.3P | 301.1
4456 | 04456 | LIGACAO JUSANTE NS630 FIXO-MAN.4P | 376.41
4459 | 04459 | LIGACAO JUSANTE 630A 3P | 180.7
4460 | 04460 | LIGACAO JUSANTE 630A 4P | 228.08
4461 | 04461 | LIGACAO 630A NS-INS630 HZ.3P | 376.41
4462 | 04462 | LIGACAO 630A NS-INS630 HZ.4P | 376.41
4473 | 04473 | LIGACAO 1000A NS HZ.FIXO 3P | 492.01
4474 | 04474 | LIGACAO 1000A NS HZ.FIXO.4P | 502.67
4475 | 04475 | LIGACAO 1250A NT V.FIXO 3P | 664.78
4476 | 04476 | LIGACAO 1250A NT V.FIXO 4P | 659.76
4477 | 04477 | LIGACAO 1250A NS-NT V.EXT. 3P | 664.78
4478 | 04478 | LIGACAO 1250A NS-NT V.EXT. 4P | 679.14
4481 | 04481 | LIGACAO 1600A INS1600 3P | 810.39
4482 | 04482 | LIGACAO 1600A INS1600 4P | 821.04
4483 | 04483 | LIGACAO JUSANTE NS1600 HZ.3P | 748.96
4484 | 04484 | LIGACAO JUSANTE NS1600 HZ.4P | 792.7
4485 | 04485 | LIGACAO 1250A NS FIXO 3P | 615
4486 | 04486 | LIGACAO 1250A NS FIXO 4P | 768.75
4487 | 04487 | LIGACAO 1600A NS FIXO 3P | 787.2
4488 | 04488 | LIGACAO 1600A NSFIXO 4P | 812.12
4489 | 04489 | LIGACAO 1600A NT V.FIXO 3P | 850.87
4490 | 04490 | LIGACAO 1600A NT V.FIXO 4P | 1022.71
4491 | 04491 | LIGACAO 1600A NS-NT V.EXT. 3P | 850.87
4492 | 04492 | LIGACAO 1600A NS-NT V.EXT. 4P | 1003.24
4493 | 04493 | Conex.transf.LGYE-Masterpact 1.600A,3P | 398.17
4494 | 04494 | Conex.transf.LGYE-Masterpact 1.600A,4P | 499.44
4495 | 04495 | Conex.transf.LGYE-Masterpact 2.500A,3P | 565.01
4496 | 04496 | Linergy Evol. ligação HZ. NW 2500A 4P | 722.94
4497 | 04497 | Conex.transf.LGYE-Masterpact 3.200A,3P | 926.24
4498 | 04498 | Conex.transf.LGYE-Masterpact 3.200A,4P | 1178.9
4502 | 04502 | BARRA LINERGY 630A | 93.56
4503 | 04503 | BARRA LINERGY 800A | 110.12
4504 | 04504 | BARRA LINERGY 1000A | 136.29
4505 | 04505 | BARRA LINERGY 1250A | 169.51
4506 | 04506 | BARRA LINERGY 1600A | 212.71
4507 | 04507 | Linergy Evo JDB V. 2000A C=1670mm | 287.64
4508 | 04508 | Linergy Evolution JDB V. 2500A C=1670mm | 375.17
4509 | 04509 | Conex.transf.LGYE-Masterpact 1.600A,3P | 557.85
4510 | 04510 | Linergy Evolution JDB V. 4000A C=1670mm | 690.33
4511 | 4511 | **ADAPTADOR PARA CALHAS 16 X 40 | Sob Consulta
4512 | 04512 | BARRA CU PERFURADA 25X5 PE | 103.02
4515 | 04515 | BARRA CU PERFURADA 50X5 PE | 208.14
4516 | 04516 | BARRA CU PERFURADA 60X5 | 223.74
4518 | 04518 | BARRA CU PERFURADA 80X5 | 315.92
4525 | 04525 | BARRA CU PERFURADA 50X10 | 370.9
4526 | 04526 | BARRA CU PERFURADA 60X10 | 464.35
4528 | 04528 | BARRA CU PERFURADA 80X10 | 602
4536 | 04536 | BARRA MACICA CU 60X5 | 245.67
4538 | 04538 | BARRA MACICA CU 80X5 | 357.74
4545 | 04545 | BARRA MACICA CU 50X10 | 392.32
4546 | 04546 | BARRA MACICA CU 60X10 | 462.25
4548 | 04548 | BARRA MACICA CU 80X10 | 714.01
4550 | 04550 | BARRA MACICA CU 100X10 | 796.17
4552 | 04552 | BARRA MACICA CU 120X10 | 858.3
4560 | 04560 | LINERGY EVOLUTION JDB HZ.630A | 134.66
4561 | 04561 | LINERGY EVOLUTION JDB HZ.800A | 138.54
4562 | 04562 | LINERGY EVOLUTION JDB HZ.1000A | 150.25
4563 | 04563 | LINERGY EVOLUTION JDB HZ.1250A | 184.23
4564 | 04564 | LINERGY EVOLUTION JDB HZ.1600A | 227.95
4565 | 04565 | LINERGY EVOLUTION JDB HZ.2000A | 332.38
4566 | 04566 | LINERGY EVOLUTION JDB HZ.2500A | 433.54
4567 | 04567 | LINERGY EVOLUTION JDB HZ.3200A | 631.99
4568 | 04568 | LINERGY EVOLUTION JDB HZ.4000A | 782.08
4602 | 04602 | LINERGY EVOL.LIGACAO VERT.1600A | 57.28
4603 | 04603 | LINERGY EVOL.LIGACAO VERT. EM S 1600A | 63.01
4604 | 04604 | LINERGY EVOL.LIGACAO VERT. CURT 2500A | 84.24
4605 | 04605 | LINERGY EVOL.LIGACAO VERT. LONG 2500A | 92.81
4607 | 04607 | LINERGY EVOL.LIGACAO VERT. 4000A | 240.9
4610 | 04610 | LINERGY LGYE ANGLE KIT JOINT 1600A | 424.9
4611 | 04611 | LINERGY LGYE ANGLE KIT JOINT 2500A | 704.3
4620 | 04620 | LINERGY EVOL.LIGACAO HORIZ. 1600A | 79.47
4621 | 04621 | LINERGY EVOL.LIGACAO HORIZ. 2500A | 139.55
4623 | 04623 | LINERGY EVOL.LIGACAO HORIZ. 40000A | 285.29
4624 | 04624 | LINERGY EVOL.KIT ECRAN ISOL NEUTRO | 39.4
4634 | 04634 | LIGACAO 1000A HZ 5MM | 22.4
4635 | 04635 | LIGACAO 1600A HZ 5MM | 35.82
4636 | 04636 | LIGACAO 1600A HZ 10MM | 89.25
4637 | 04637 | LIGACAO 3200A HZ 10MM | 121.68
4638 | 04638 | LIGACAO 4000A BB HZ 10MM | 134.93
4640 | 04640 | UNIAO BARRAMENTO HZ. 50-60MM | 91.43
4641 | 04641 | UNIAO BARRAMENTO HZ. 80-100MM | 159.65
4642 | 04642 | PARAFUSOS LIGACAO UNIAO BARRAMENTO 80MM | 58.4
4643 | 04643 | UNIAO BARR. HZ. 120MM | 339.89
4644 | 04644 | PLACA ADAPTACAO 4000A | 453.38
4646 | 04646 | LINERGY EVOL.12 PARAF SUP BAR 150MM | 176.74
4651 | 04651 | SUPORTE BARRAMENTO V lateral LINERGY | 83.84
4652 | 04652 | SUPORTE BARRAMENTO V.FUNDO LINERGY | 123.24
4653 | 04653 | SUPORTE BARRAMENTO V FUNDO BARRA 5-10MM | 110.44
4656 | 04656 | LOTE PEN V.LINERGY | 288.86
4657 | 04657 | 3 SUPORTES V.LINERGY PE | 18.64
4658 | 04658 | LINERGY EVOL.12 TOPES SUP INF V 1600A | 33.55
4659 | 04659 | LINERGY EVOL.12 TOPES SUP INF V 4000A | 26.21
4661 | 04661 | SUPORTE FIXO BARRAMENTO V lateral BARRA | 101.55
4662 | 04662 | SUPORTE MOVEL BARRA 5-10MM | 86.33
4663 | 04663 | SUPORTE INF BARRAMENTO V lateral BARRA | 52.6
4664 | 04664 | SUPORTE BARRAMENTO HZ.BARRA 5-10MM | 101.55
4665 | 04665 | 1 soporte fijo horiz prof600 | 102.74
4666 | 04666 | SUPORTE INF VERT.L.300 JDB 5-10MM | 77.81
4667 | 04667 | 2 SUPORTES PE HZ | 9.48
4669 | 04669 | 100 CALCOS 5MM-BARRA | 71.39
4671 | 04671 | PARAFUSOS SUPORTE BARRAS 80MM | 18.8
4672 | 04672 | 2 LIGACoES PE HZ.-V. | 43.96
4678 | 04678 | 1 soporte voladizo prof600 | 98.93
4683 | 04683 | Conex.CU, LGYE y LGYE vert.1.600A,3P | 318.32
4684 | 04684 | Conex.CU, LGYE y LGYE vert.1.600A,4P | 396.16
4685 | 04685 | LGY e LGYE ligacao V. NW 2500A | 189.41
4687 | 04687 | Conex.CU, LGYE y LGYE vert.3.200A,1P | 362.46
4690 | 04690 | SUPORTE BARRAS PLANAS A650 | 70.21
4691 | 04691 | APERTO BARRAS AO ALTO | 168.28
4692 | 04692 | APERTO BARRAS L400 | 55.98
4693 | 04693 | SUPORTE LIGACAO ENTRE-EIXO 70 | 125.03
4694 | 04694 | SUPORTE LIGACAO ENTRE-EIXO 115 | 136.71
4703 | 04703 | INTERFACE CANALIS 1600A 3P | 2350.04
4704 | 04704 | INTERFACE CANALIS 1600A 4P | 2881.02
4711 | 04711 | L. CANALIS NS-NT LAF 3P | Descontinuado
4712 | 04712 | LIGACAO CANALIS NS-NT LAF 4P | 336.13
4713 | 04713 | LIG. CANALIS NS-NT LA 3P | Descontinuado
4714 | 04714 | LIGACAO CANALIS NS-NT LA 4P | 342.74
4715 | 04715 | LIG. CANALIS 1600A NW 3P | Descontinuado
4716 | 04716 | LIGACAO CANALIS 1600A NW 4P | 3521.89
4725 | 04725 | LIGACAO CANALIS 2500A NW 3P | 3590.29
4726 | 04726 | LIGACAO CANALIS 2500A NW 4P | 4444.71
4735 | 04735 | LIG. CANALIS 3200A NW 3P | 3769.82
4736 | 04736 | LIGACAO CANALIS 3200A NW 4P | 4622.48
4737 | 04737 | LIG. CANALIS 4000A NW 3P | 3639.87
4738 | 04738 | LIGACAO CANALIS 4000A NW 4P | 4683.65
4742 | 04742 | BARRA CU FLEXIVEL 20X2 L1800 | 39.76
4743 | 04743 | BARRA CU FLEXIVEL 20X3 L1800 | 61.65
4746 | 04746 | BARRA CU FLEXIVEL 24X5 L1800 | 93.52
4751 | 04751 | BARRA CU FLEXIVEL 32X5 L1800 | 130.9
4752 | 04752 | BARRA CU FLEXIVEL 32X6 L1800 | 173.75
4753 | 04753 | BARRA CU FLEXIVEL 32X8 L1800 | 213.17
4759 | 04759 | 20 PORCAS BINARIO PRE-DEFINIDO M8 | 55.84
4766 | 04766 | 20 PARAFUSOS M8 C23 LINERGY | 19.88
4767 | 04767 | 20 PARAFUSOS M8 C36 LINERGY | 21.02
4768 | 04768 | Lote 12 placas parafuso fixacao LGYE | 110.02
4769 | 04769 | SET OF 8 SCREWPLATES FOR LINERGY EVOLUTI | 144.23
4772 | 04772 | 20 ANILHAS DIAM. 20 | 4.89
4773 | 04773 | 20 ANILHAS DIAM. 24 | 4.78
4774 | 04774 | 20 ANILHAS DIAM. 28 | 4.83
4775 | 04775 | 20 ANILHAS DIAM20 P TERMINAIS ATE 25mm | 9.76
4782 | 04782 | 20 PARAFUSOS M8X20 | 26.52
4783 | 04783 | 20 PARAFUSOS M8X25 | 28.56
4784 | 04784 | 20 PARAFUSOS M8X30 | 30.59
4785 | 04785 | 20 PARAFUSOS M8X35 | 32.64
4786 | 04786 | 20 PARAFUSOS M8X40 | 34.67
4787 | 04787 | 20 PARAFUSOS M8X45 | 36.72
4788 | 04788 | 20 PARAFUSOS M8X50 | 38.76
4794 | 04794 | 12 IDENTIFICADORES LINERGY | 14.95
4809 | 04809 | TAPA-BORNES POLYPACT | 19.13
4842 | 04842 | TAMPA PROTECAO LIGACAO NS1600 HZ.FIXO | 389.01
4844 | 04844 | TAMPA PROT LA NS1600 HZ F | Descontinuado
4851 | 04851 | TAMPA PROTECCAO LAF NS1600 V. FIXO | 565.61
4852 | 04852 | TAMPA PROTECCAO LAF NS1600-NT V. | 682.61
4853 | 04853 | TAMPA PROTECCAO LA NS1600 V. FIXO | 567.46
4854 | 04854 | TAMPA PROTECCAO LA NS1600-NT V. | 700.31
4855 | 04855 | PROTECCAO BARR. NS1600-NT V.L400 | 292.27
4861 | 04861 | TAMPA PROTECCAO LAF NW | 755.2
4863 | 04863 | TAMPA PROTECCAO LA NW | 758.9
4871 | 04871 | TAMPA PROTECCAO CANALIS | 1540.88
4901 | 04901 | SEPARADOR HZ | 111.88
4911 | 04911 | COMPART. INTERCELAS P400 | 135.83
4915 | 04915 | TAMPA PROTECCAO BAR. HZ.L400 P400 | 54.56
4919 | 04919 | TAMPA PROTECCAO BAR. HZ.L800 P400 | 75.1
4920 | 04920 | COMPART. FRONTAL FORMA 2, BAR. V 300mm | 224.48
4921 | 04921 | COMPART. FRONTAL FORMA 2, BARRAMENTO V | 121.03
4922 | 04922 | COMPART. LATERAL FORMA 2, BARRAMENTO V | 309.3
4924 | 04924 | INTERRUPCAO COMPART. lateral FORMA 2 | 137.91
4925 | 04925 | COMP. LINERGY A. SUP 800A | 362.37
4926 | 04926 | TAMPA PROTECCAO LIGACAO AP.V. 800A L650 | 289.1
4927 | 04927 | TAMPA PROTECCAO LIGACAO L650P600 | 173.45
4928 | 04928 | COMP. A. LIG. LINERGY | 139.14
4931 | 04931 | COMPART. INTERCELAS P600 | 109.35
4943 | 04943 | SUP.POSTERIOR COMPARTIMENTACAO L650 | 132.6
4946 | 04946 | PROTECCAO FUNDO F4 LIG. FRENTE | 115.72
4951 | 04951 | PPC F4 3-4MOD | 67.6
4952 | 04952 | PPC F4 5-6MOD | 101.37
4953 | 04953 | TAMPA FORMA 4 LIGACAO DIST, 3-5 MOD | 204.97
4954 | 04954 | TAMPA FORMA 4 LIGACAO DIST, 4-6 MOD | 261.34
4955 | 04955 | COMPARTIMENTACAO V. F3 LA 3-4M | 73.1
4956 | 04956 | COMPARTIMENTACAO V. F3 LA 5-6M | 107.52
4963 | 04963 | COMPART. BB HZ. L300 P600 | 139.85
4964 | 04964 | COMPART. BB HZ. L400 P600 | 181.28
4966 | 04966 | COMPART. BB HZ. L650 P600 | 167.49
4968 | 04968 | COMPART. BB HZ. L800 P600 | 223.5
4973 | 04973 | TAMPA PROTECAO BARRAMENTO HZ.L300 P400 | 70.64
4974 | 04974 | TAMPA PROTECCAO BARRAMENTO HZ.L400 P40 | 88.64
4976 | 04976 | TAMPA PROTECAO BARRAMENTO HZ.L650 P400 | 128.04
4978 | 04978 | TAMPA PROTECCAO BARRAMENTO HZ.L800 P40 | 165.15
4983 | 04983 | TAMPA PROTECAO BARRAMENTO HZ.L300 P600 | 88.32
4984 | 04984 | TAMPA PROTECCAO BARRAMENTO HZ.L400 P60 | 114.61
4986 | 04986 | TAMPA PROTECCAO BARRAMENTO HZ.L650 P60 | 163.97
4988 | 04988 | TAMPA PROTECCAO BARRAMENTO HZ.L800 P60 | 210.41
6501 | 06501 | 2 Montantes H2000 Prisma PH | 205.16
6502 | 06502 | 2 Montantes Adaptacao H2000 Prisma PH | 375.33
6503 | 06503 | 2 Montantes intermedios H2000 Prisma PH | 366.72
6512 | 06512 | Base+ Tecto A300 P500 Prisma PH | 272.98
6513 | 06513 | Base+Tecto A300 P800 Prisma PH | 295.16
6514 | 06514 | Base+Tecto+Embel. A700 P500 Prisma PH | 479.44
6515 | 06515 | Base+Tecto+Embel. A700 P800 Prisma PH | 541.57
6522 | 06522 | Porta opaca A300 | 277.94
6524 | 06524 | Porta opaca A700 | 588.79
6525 | 06525 | Porta transparente A700 | 752.16
6533 | 06533 | Painel Posterior A300 Prisma PH | 159.81
6535 | 06535 | 2 Paineis laterais P500 Prisma PH | 561.67
6537 | 06537 | Painel Posterior A700 Prisma PH | 286.11
6538 | 06538 | 2 Paineis laterais P800 Prisma PH | 707.57
6540 | 06540 | COMPART. FRONTAL FORMA 2, BAR. V 300mm | 245.17
6541 | 06541 | Extensão compartimentação Forma 2 P600 | 259.66
6543 | 06543 | Ext.forme 2 latérale A P800 | 318.97
6545 | 06545 | Compartimentação lateral forma 2 P500 | 371.19
6555 | 06555 | Clois. intercellules P500 | 218.3
6560 | 06560 | Tampa pro. Barr. Forma 2 HZ. L300 P500 | 219.28
6561 | 06561 | Comp.Forma2 PHevol Hor. A300 P500+100 | 448.33
6563 | 06563 | Comp.Forma2 PHevol Hor. A300 P500+300 | 429.8
6567 | 06567 | COMPART. BB HZ. FORMA 2, 4M L700, P500+3 | 669.75
6570 | 06570 | Tampa pro. Barr. Forma 2 HZ. L700 P500 | 397.4
6600 | 6600 | **toma TV/FM serie final AL | Sob Consulta
6666 | 6666 | **INT.CARTAO 10A C/IND LUMINOSO BRANCO | Sob Consulta
6694 | 6694 | **REGULADOR DE LUZ GIRATORIO 40-500W | Sob Consulta
7938 | 07938 | TAPA NW08/32 SECCIONABLE, 3P CENTRADOS | 30.75
7940 | 07940 | CANHÃO 405 NOVO PUNHO | 22.85
7941 | 07941 | CANHAO 455 NOVO PUNHO | 22.85
7942 | 07942 | Canhão 1242E Novo punho | 22.85
7943 | 07943 | CANHÃO 3113A NOVO PUNHO | 22.85
7944 | 07944 | CANHAO 2433A NOVO PUNHO | 22.85
7945 | 07945 | CANHAO DUPLA BAR NOVO P | 23.28
7946 | 07946 | CANHÃO RAN FENDA PUNHO | 26.51
7947 | 07947 | CANH TRI 6.5MM NOVO PUNHO | Descontinuado
7948 | 07948 | CANHÃO TRI 7MM NOVO PUNHO | 27.05
7949 | 07949 | CANHÃO TRI 8MM NOVO PUNHO | 27.05
7950 | 07950 | CANHAO TRIANG 9MM NOVO P | 26.51
7953 | 07953 | CANH QUAD 8MM NOVO PUNHO | 26.51
7955 | 07955 | CAN QUAD 6MM FEMEA NOVO P | 23.28
8002 | 08002 | QUADRO PACK, 2 FILAS | 294.42
8003 | 08003 | QUADRO PACK, 3 FILAS | 343.57
8004 | 08004 | QUADRO PACK, 4 FILAS | 399.21
8005 | 08005 | QUADRO PACK, 5 FILAS | 456.51
8006 | 08006 | QUADRO PACK, 6 FILAS | 542.07
8012 | 08012 | QUADRO EXTENSAO PACK, 2 FILAS | 250.97
8082 | 08082 | PORTA OPACA PACK, 2 FILAS | 76.93
8083 | 08083 | PORTA OPACA PACK, 3 FILAS | 88.9
8084 | 08084 | PORTA OPACA PACK, 4 FILAS | 103.26
8085 | 08085 | PORTA OPACA PACK, 5 FILAS | 116.96
8086 | 08086 | PORTA OPACA PACK, 6 FILAS | 138.87
8092 | 08092 | PORTA TRANSPARENTE PACK, 2 FILAS | 111.96
8093 | 08093 | PORTA TRANSPARENTE PACK, 3 FILAS | 137.75
8094 | 08094 | PORTA TRANSPARENTE PACK, 4 FILAS | 160.04
8095 | 08095 | PORTA TRANSPARENTE PACK, 5 FILAS | 183.02
8096 | 08096 | PORTA TRANSPARENTE PACK, 6 FILAS | 213.15
8102 | 08102 | QUADRO G L600MM 6MOD. | 217.76
8103 | 08103 | QUADRO G L600MM 9MOD. | 252.22
8104 | 08104 | QUADRO G L600MM 12MOD. | 287.82
8105 | 08105 | QUADRO G L600MM 15MOD. | 323.38
8106 | 08106 | QUADRO G L600MM 18MOD. | 358.93
8107 | 08107 | QUADRO G L600MM 21MOD. | 431.86
8108 | 08108 | QUADRO G L600MM 24MOD. | 486.99
8109 | 08109 | QUADRO G L600MM 27MOD. | 545.65
8113 | 08113 | EXTENSAO QUADRO L600 9M | 239.6
8114 | 08114 | Extensão quadro G IP30, L600, 12M | 273.42
8115 | 08115 | EXTENSAO QUADR L600 15 M | 307.21
8116 | 08116 | Cofret G IP30,extension 18 Mod,930mm | 340.99
8117 | 08117 | EXTENSAO QUADR L600 21M | 410.26
8118 | 08118 | Extensão quadro G IP30, L600, 24M | 462.65
8119 | 08119 | Extensão quadro G IP30, L600, 27M | 518.38
8122 | 08122 | PORTA OPACA 6M, QUAD. | 95.18
8123 | 08123 | PORTA OPACA 9M, QUAD. | 100.13
8124 | 08124 | PORTA OPACA 12M, QUAD. | 111.08
8125 | 08125 | PORTA OPACA 15M,QUAD. | 124.79
8126 | 08126 | PORTA OPACA 18M, QUAD. | 138.54
8127 | 08127 | PORTA OPACA 21M, QUAD. | 166.7
8128 | 08128 | PORTA OPACA 24M, QUAD. | 187.92
8132 | 08132 | PORTA TRANSPARENTE 6M, QUAD. | 135.98
8133 | 08133 | PORTA TRANSPARENTE 9M, QUAD. | 158.25
8134 | 08134 | PORTA TRANSPARENTE 12M, QUAD. | 182.33
8135 | 08135 | PORTA TRANSPARENTE 15M, QUAD. | 196.11
8136 | 08136 | PORTA TRANSPARENTE 18M, QUAD. | 217.65
8137 | 08137 | PORTA TRANSPARENTE 21M, QUAD. | 261.91
8138 | 08138 | PORTA TRANSPARENTE 24M, QUAD. | 295.34
8172 | 08172 | EXTENSAO QUADRO, L300MM 6MOD | 129.7
8173 | 08173 | EXTENSAO QUADRO, L300MM 9MOD | 150.96
8174 | 08174 | EXTENSAO QUADRO, L300MM 12MOD | 162.76
8175 | 08175 | EXTENSAO QUADRO, L300MM 15 mOdulos | 182.03
8176 | 08176 | EXTENSAO QUADRO, L300MM 18MOD | 202.02
8177 | 08177 | EXTENSAO QUADRO, L300MM 21MOD | 241.87
8178 | 08178 | EXTENSAO QUADRO, L300MM 24MOD | 272.72
8179 | 08179 | EXTENSAO QUADRO, L300MM 27MOD | 320.91
8182 | 08182 | PORTA OPACA EXTENSAO 6M,QUAD. | 79.35
8183 | 08183 | PORTA OPACA EXTENSAO 9M,QUAD. | 87.81
8184 | 08184 | PORTA OPACA EXTENSAO 12M,QUAD. | 93.83
8185 | 08185 | PORTA OPACA EXTENSAO 15M,QUAD | 105.91
8186 | 08186 | PORTA OPACA EXTENSAO 18M,QUAD | 115.78
8187 | 08187 | PORTA OPACA EXTENSAO 21M,QUAD | 138.68
8188 | 08188 | PORTA OPACA EXTENSAO 24M,QUAD | 156.41
8197 | 08197 | PORTA TRANSP.EXT. 21M,QUAD | 172.37
8198 | 08198 | PORTA TRANSP.EXT. 24M,QUAD | 186.12
8202 | 08202 | ARMARIO G L600MM 27MOD | 627.5
8203 | 08203 | ARMARIO G L600MM 30MOD | 709.31
8204 | 08204 | ARMARIO G L600MM 33MOD | 797.26
8205 | 08205 | Armário G IP30, L600mm 36M | 916.84
8212 | 08212 | ARMARIO G EXTENSAO L600MM 27MOD | 502.02
8213 | 08213 | ARMARIO G EXTENSAO L600MM 30MOD | 567.48
8213 | 8213 | **TENCAS.ENC.F.10,3X38 200/250V3PT 16 I | Sob Consulta
8214 | 08214 | ARMARIO G EXTENSAO L600MM 33MOD | 637.8
8215 | 08215 | Armário G IP30, extensão L600mm 36M | 733.47
8222 | 08222 | Porta opaca G IP40 27M, QUAD-ARM | 254.29
8223 | 08223 | Porta opaca G IP40 30M, ARM | 287.41
8224 | 08224 | Porta opaca G IP40 33M, ARM | 323.06
8225 | 08225 | Porta opaca G IP40 36M, ARM | 371.51
8232 | 08232 | Porta transp. G IP40, 27M, QUAD-ARM | 399.55
8233 | 08233 | Porta transp. G IP40, 30M, ARM | 451.6
8234 | 08234 | Porta transp. G IP40, 33M, ARM | 507.61
8235 | 08235 | Porta transp. G IP40, 36M, ARM | 583.76
8242 | 08242 | PRISMA G, IP30, L850, 27M | Sob Consulta
8243 | 08243 | Involucro Prisma G, IP30, L850, 30M | 792.79
8244 | 08244 | Involucro Prisma G, IP30, L850, 33M | 916.84
8245 | 08245 | Involucro Prisma G, IP30, L850, 36M | 1054.38
8252 | 08252 | PORTA OPA G IP40 L850 27M | Sob Consulta
8253 | 08253 | PORTA OPA G IP40 L850 30M | Sob Consulta
8254 | 08254 | Porta opaca Prisma G, IP40, L850, 33M | 444.84
8255 | 08255 | Porta opaca Prisma G, IP40, L850, 36M | 468.37
8262 | 08262 | PORTA TRA G IP40 L850 27M | Sob Consulta
8263 | 08263 | PORTA TRA G IP40 L850 30M | Sob Consulta
8264 | 08264 | Porta transp. Prisma G, IP40, L850, 33M | 609.13
8265 | 08265 | Porta transp. Prisma G, IP40, L850, 36M | 757.71
8272 | 08272 | EXTENSAO ARM, L300MM 27MOD | 293.1
8273 | 08273 | EXTENSAO ARM, L300MM 30MOD | 329.73
8274 | 08274 | EXTENSAO L300 ARM.33M | 370.58
8275 | 08275 | Extensão armário G IP30, L300, 36M | 426.15
8282 | 08282 | Porta opaca G IP40 L300, 27M | 167.22
8283 | 08283 | Porta opaca G IP40 L300, 30M | 189.06
8284 | 08284 | Porta opaca G IP40 L300, 33M | 212.45
8285 | 08285 | Porta opaca G IP40 L300, 36M | 245.52
8292 | 08292 | Porta transp. G IP40 L300, 27M | 207.53
8293 | 08293 | Porta transp. G IP40 L300, 30M | 227.95
8294 | 08294 | Porta transp. G IP40 L300, 33M | 255.41
8295 | 08295 | Porta transp. G IP40 L300, 36M | 290.86
8302 | 08302 | QUADRO G IP55, 7MOD | 355.05
8303 | 08303 | QUADRO G IP55, 11MOD | 360.81
8304 | 08304 | QUADRO G IP55, 15MOD | 388.06
8305 | 08305 | QUADRO G IP55, 19MOD | 420.02
8306 | 08306 | QUADRO G IP55, 23MOD | 483.46
8307 | 08307 | ARMARIO G IP55, 27MOD | 540.69
8309 | 08309 | ARMARIO G IP55, 33MOD | 633.71
8311 | 08311 | Involucro Prisma G, IP55, L850, 33M | 972.05
8312 | 08312 | FUNDO QUADRO G EXT, IP55 7MOD | 206.66
8313 | 08313 | FUNDO QUADRO G EXT, IP55 11MOD | 209.04
8314 | 08314 | FUNDO QUADRO G EXT, IP55 15MOD | 234.9
8315 | 08315 | FUNDO QUADRO G EXT, IP55 19MOD | 268.73
8316 | 08316 | FUNDO QUADRO G EXT, IP55 23MOD | 328.17
8317 | 08317 | FUNDO ARMARIO G EXT, IP55 27MOD | 374.12
8319 | 08319 | FUNDO ARMARIO G EXT, IP55 33MOD | 463.09
8322 | 08322 | PORTA OPACA IP55 7MOD | 189.21
8323 | 08323 | PORTA OPACA IP55 11MOD | 211.13
8324 | 08324 | PORTA OPACA IP55 15MOD | 228.15
8325 | 08325 | PORTA OPACA IP55 19MOD | 268.71
8326 | 08326 | PORTA OPACA IP55 23MOD | 303.71
8327 | 08327 | PORTA OPACA IP55 27MOD | 319.65
8329 | 08329 | PORTA OPACA IP55 33MOD | 351.93
8332 | 08332 | PORTA TRANSP.IP55 7MOD | 256.37
8333 | 08333 | PORTA TRANSP.IP55 11MOD | 271.14
8334 | 08334 | PORTA TRANSP.IP55 15MOD | 285.74
8335 | 08335 | PORTA TRANSP.IP55 19MOD | 325.55
8336 | 08336 | PORTA TRANSP.IP55 23MOD | 371.42
8337 | 08337 | PORTA TRANSP.IP55 27MOD | 371.78
8339 | 08339 | PORTA TRANSP.IP55 33MOD | 445.08
8340 | 08340 | Porta transparente Prisma G, IP55, L850, | 794.02
8342 | 08342 | EXTENSAO IP55 L300 7MOD. | 339.89
8343 | 08343 | EXTENSAO IP55 L300 11MOD. | 347.67
8344 | 08344 | EXTENSAO IP55 L300 15MOD. | 383.52
8345 | 08345 | EXTENSAO IP55 L300 19MOD. | 393.44
8346 | 08346 | EXTENSAO IP55 L300 23MOD. | 436.8
8347 | 08347 | EXTENSAO IP55 L300 27MOD. | 485.69
8349 | 08349 | EXTENSAO IP55 L300 33MOD. | 560.51
8352 | 08352 | PAINEIS LATERAIS IP55 7MOD. | 81.18
8352 | 8352 | INT. TEMPORIZADO 2400W P-RECEPTOR IV | Sob Consulta
8353 | 08353 | PAINEIS LATERAIS IP55 11MOD. | 92.75
8353 | 8353 | INT. ELECTRONICO ESTORES 30-460VA | Sob Consulta
8354 | 08354 | PAINEIS LATERAIS IP55 15MOD. | 108.9
8355 | 08355 | PAINEIS LATERAIS IP55 19MOD. | 121.62
8356 | 08356 | PAINEIS LATERAIS IP55 23MOD. | 144.19
8357 | 08357 | PAINEIS LATERAIS IP55 27MOD. | 193.26
8359 | 08359 | PAINEIS LATERAIS IP55 33MOD. | 204.46
8363 | 08363 | PAINE LAT RECOR IP55 11M | Sob Consulta
8364 | 08364 | PAINE LAT RECOR IP55 15M | Sob Consulta
8369 | 08369 | PAINEIS LATERAIS RECORTADOS IP55 33MOD. | 253.03
8371 | 08371 | PLACA SUP-INF L600 | 119.78
8372 | 08372 | PLACA SUP-INF L300 | 69.4
8374 | 08374 | PORTA PARCIAL PLENA 4M IP55 11A27 MOD. | 192.44
8375 | 08375 | P PAR PLENA 6M IP55 33M | Sob Consulta
8376 | 08376 | PORTA PARCIAL C-ABERTURA 4M IP55 11A27 M | 235.37
8377 | 08377 | PORTA PARCIAL C-ABERTURA 6M IP55 33 MOD. | 271.97
8378 | 08378 | P PAR TEGO 4M IP55 11A27M | Sob Consulta
8379 | 08379 | P PAR TEGO 6M IP55 33M | Sob Consulta
8381 | 08381 | LOTE ASSOCIACAO HZ-V.IP55 | 88.86
8382 | 08382 | LOTE ASSOCIACAO EM L IP55 | 149.45
8383 | 08383 | LOTE ASSOCIACAO EM QUADRADO IP55 | 116.39
8384 | 08384 | Compartimentação V. Prisma G IP55 | 100.89
8386 | 08386 | RESGUARDO QUAD-ARM.IP55 L600 | 121.22
8387 | 08387 | RESGUARDO EXT IP55 L300 | 90.88
8391 | 08391 | MONTANTE FIXACAO MURAL IP55 | 121.22
8392 | 08392 | SUPORTE BASE IP55 | 86.16
8393 | 08393 | REVESTIMENTO BASE IP55 L600 | 114.87
8394 | 08394 | REVESTIMENTO BASE IP55 L300 | 83.64
8395 | 08395 | SUPORTE FIXACÃO EM POSTE | Sob Consulta
8396 | 08396 | 2 ANEIS DE ELEVACAO IP55 | 76.59
8401 | 8401 | Central som c- fonte alim 30W | 680.24
8403 | 08403 | ESTRUTURA L300 P400 | 417.36
8404 | 08404 | ESTRUTURA L400 P400 | 536.58
8406 | 08406 | ESTRUTURA L650 P400 | 775.02
8407 | 08407 | ESTRUTURA L650+150 P400 | 899.82
8408 | 08408 | ESTRUTURA L800 P400 | 1029.19
8410 | 8410 | ALTIFALANTE 5. | Sob Consulta
8433 | 08433 | TECTO IP30 L300 P400 | 36.88
8434 | 08434 | TECTO IP30 L400 P400 | 47.12
8436 | 08436 | TECTO IP30 L650 P400 | 67.42
8438 | 08438 | TECTO IP30 L800 P400 | 86.95
8453 | 08453 | TECTO IP55 L300 P400 | 57.58
8454 | 08454 | TECTO IP55 L400 P400 | 71.74
8456 | 08456 | TECTO IP55 L650 P400 | 99.23
8458 | 08458 | TECTO IP55 L800 P400 | 126.11
8476 | 08476 | TECTO P-A VENTIL. IP30 L650 P400 | 94.16
8478 | 08478 | IP55 TECTO VENT L800 P400 | 108.56
8483 | 08483 | PPC IP55 L300 P400 | 76.19
8484 | 08484 | PPC IP55 L400 P400 | 89.2
8486 | 08486 | PPC IP55 L650 P400 | 122.74
8487 | 08487 | PPC IP55 L650+150 P400 | 172.46
8488 | 08488 | PPC IP55 L800 P400 | 160.64
8493 | 08493 | PPC C- ENTRADA CABOS IP30 L300 P400 | 65.74
8494 | 08494 | PPC C- ENTRADA CABOS IP30 L400 P400 | 83.34
8496 | 08496 | PPC C- ENTRADA CABOS IP30 L650 P400 | 118.04
8497 | 08497 | PPC C- ENTR CABOS IP30 L650+150 P400 | 167.41
8498 | 08498 | PPC C- ENTRADA CABOS IP30 L800 P400 | 151.49
8501 | 8501 | EMISSOR MOVEL PORTATIL INFRA-VERM. | Sob Consulta
8513 | 08513 | PORTA OPACA IP30 L300 | 263.11
8514 | 08514 | PORTA OPACA IP30 L400 | 338.28
8516 | 08516 | PORTA OPACA IP30 L650 | 488.61
8518 | 08518 | PORTA OPACA IP30 L800 | 630.29
8523 | 08523 | PORTA OPACA IP55 L300 | 387.2
8524 | 08524 | PORTA OPACA IP55 L400 | 481.32
8526 | 08526 | PORTA OPACA IP55 L650 | 708.61
8528 | 08528 | PORTA OPACA IP55 L800 | 914.08
8534 | 08534 | PORTA TRANSP. IP30 L400 | 474.03
8536 | 08536 | PORTA TRANSP. IP30 L650 | 842.41
8538 | 08538 | PORTA TRANSP. IP30 L800 | 1086.69
8544 | 08544 | PORTA TRANSP. IP55 L400 mm | 650.16
8546 | 08546 | PORTA TRANSP. IP55 L650 | 1198.63
8548 | 08548 | PORTA TRANSP. IP55 L800 | 1546.23
8560 | 08560 | MOL. SUP. ESP. BASCUL 10M | 233.86
8562 | 08562 | MOL. SUP. ESP. BASCUL 12M | 166.54
8564 | 08564 | MOLDURA SUP. ESPELHOS BASCULANTE L400 | 180.85
8566 | 08566 | MOLDURA SUP. ESPELHOS BASCULANTE L650 | 252.75
8574 | 08574 | MOLDURA REVESTIMENTO IP30 L400 | 194.35
8576 | 08576 | MOLDURA REVESTIMENTO IP30 L650 | 244.34
8578 | 08578 | MOLDURA REVESTIMENTO IP30 L800 | 315.15
8585 | 08585 | LOTE DOBRADICAS ESPELHO PRISMA PLUS | 13.07
8593 | 08593 | PORTA RECOR IHQ IP30 L300 | 406.24
8594 | 08594 | PORTA RECOR IHQ IP30 L400 | 714.73
8603 | 08603 | ESTRUTURA L300 P600 | 521.68
8604 | 08604 | ESTRUTURA L400 P600 | 670.67
8606 | 08606 | ESTRUTURA L650 P600 | 968.8
8607 | 08607 | ESTRUTURA L650+150 P600 | 1124.75
8608 | 08608 | ESTRUTURA L800 P600 | 1286.46
8610 | 8610 | MODULO 2E-2S | Sob Consulta
8633 | 08633 | TECTO IP30 L300 P600 | 47.4
8634 | 08634 | TECTO IP30 L400 P600 | 58.96
8636 | 08636 | TECTO IP30 L650 P600 | 84.28
8638 | 08638 | TECTO IP30 L800 P600 | 108.69
8653 | 08653 | TECTO IP55 L300 P600 | 71.35
8654 | 08654 | TECTO IP55 L400 P600 | 89.61
8656 | 08656 | TECTO IP55 L650 P600 | 121.06
8658 | 08658 | TECTO IP55 L800 P600 | 154.63
8676 | 08676 | TECTO P-A VENTIL. IP30 L650 P600 | 94.14
8678 | 08678 | Tecto Ventilado IP54 L800 P600 | 139.35
8683 | 08683 | PPC IP55 L300 P600 | 109.64
8684 | 08684 | PPC IP55 L400 P600 | 113.53
8686 | 08686 | PPC IP55 L650 P600 | 151.89
8687 | 08687 | PPC IP55 L650+150 P600 | 216.61
8688 | 08688 | PPC IP55 L800 P600 | 246.03
8693 | 08693 | PPC C- ENTRADA CABOS IP30 L300 P600 | 88.72
8694 | 08694 | PPC C- ENTRADA CABOS IP30 L400 P600 | 106.18
8696 | 08696 | PPC C- ENTRADA CABOS IP30 L650 P600 | 147.5
8697 | 08697 | PPC C- ENTRADA CABOS IP30 L650+150 P600 | 207.29
8698 | 08698 | PPC C- ENTRADA CABOS IP30 L800 P600 | 192.12
8700 | 08700 | 4 ANEIS ELEVACAO | 76.8
8701 | 08701 | **LOTE DE ESTABILIZA??O | 313.11
8702 | 08702 | LOTE NIVELAÇÃO | 305.85
8703 | 08703 | LOTE FIXAÇÃO PISO TÉCNICO | 188.05
8704 | 08704 | LOTE FIXACAO SOLO-MURAL | 142.19
8711 | 08711 | LOTE ESTANQUECIDADE IP31 | 115.15
8712 | 08712 | Conj angulo IP30 Linergy LGYE+suportes | 498.43
8713 | 08713 | LOTE DE ASSOCIACAO 90º IP30 | 420.12
8717 | 08717 | LOTE ESTANQUECIDADE ASSOC.lateral IP55 | 69.01
8718 | 08718 | 10 TORNILLOS+ACESORIOS ASOCIACION ANCHOP | 27.46
8719 | 08719 | LOTE ASSOC.DUPLA PROFUNDIDADE | 88.44
8720 | 08720 | 2 PLACAS lateral BASE P400 | 158.06
8721 | 08721 | 2 PLACAS lateral BASE P600 | 197.51
8723 | 08723 | BASE A100 L300 | 185.03
8723 | 8723 | ELECTROVALVULA DE AGUA N.A 3-4 | Sob Consulta
8724 | 08724 | BASE A100 L400 | 237.91
8726 | 08726 | BASE A100 L650 | 231.38
8728 | 08728 | BASE A100 L800 | 231.09
8733 | 08733 | PAINEL FUNDO IP30 L300 | 136.76
8734 | 08734 | PAINEL FUNDO IP30 L400 | 175.83
8736 | 08736 | PAINEL FUNDO IP30 L650 | 252.75
8738 | 08738 | PAINEL FUNDO IP30 L800 | 326.02
8743 | 08743 | PAINEL FUNDO IP55 L300 | 213.11
8744 | 08744 | PAINEL FUNDO IP55 L400 | 260.1
8746 | 08746 | PAINEL FUNDO IP55 L650 | 366.54
8748 | 08748 | PAINEL FUNDO IP55 L800 | 472.82
8750 | 08750 | LOTE 2 PAINEIS lateral IP30 P400 | 530.77
8755 | 08755 | LOTE 2 PAINEIS IP55 P400 | 704.33
8756 | 08756 | LOTE 2 PAINEIS ASSOC.IP55 P400 | 782.48
8760 | 08760 | LOTE 2 PAINEIS IP30 P600 | 663.42
8765 | 08765 | LOTE 2 PAINEIS IP55 P600 | 802.02
8773 | 08773 | LOTE 4 SUPORTES FIXACAO CABOS L300 | 55.63
8774 | 08774 | LOTE 4 SUPORTES FIXACAO CABOS L400 | 61.32
8776 | 08776 | LOTE 4 SUPORTES FIXACAO CABOS L650 | 130.86
8778 | 08778 | LOTE 4 SUPORTES FIXACAO CABOS L800 | 154.19
8794 | 08794 | LOTE 4 SUPORTES FIXACAO CABOS P400 | 59.88
8796 | 08796 | LOTE 4 SUPORTES FIXACAO CABOS P600 | 62.88
8801 | 08801 | 2 ANEIS DE ELEVACAO | 73.1
8802 | 08802 | Pedestral 150mm + Revest. G IP55 L850 | 308.41
8803 | 08803 | 4 SUPORTES DE FIXACAO, PACK | 11.35
8804 | 08804 | 4 SUPORTES DE FIXACAO G | 11.35
8805 | 08805 | ELEVACAO DA BASE ARMARIO 100MM | 276.03
8807 | 08807 | ELEVACAO DA BASE EXTENSAO 100MM | 131.49
8809 | 08809 | 2 TRAV ELEV L850+300 IP30 | Sob Consulta
8811 | 08811 | 2 TRAVESSAS ELEVACAO-FIXACAO 2 QUAD-ARM | 84.94
8812 | 08812 | 2 TRAVESSAS ELEVACAO-FIXACAO QUAD-ARM+EX | 73.85
8813 | 08813 | 2 TRAVESSAS QUAD-ARM+EXT+QUAD-ARM | 101.46
8814 | 08814 | 2 TRAVESSAS EXT+QUAD+EXT+QUAD 1800 MM | 144.36
8815 | 08815 | CONJ. ASSOCIACAO ARMARIO IP30 | 77.45
8816 | 08816 | LOTE ASSOCIACAO | 49
8817 | 08817 | MONTANTE ASSOCIACAO | 125.6
8818 | 08818 | UNIAO MULTIPLA G, IP30 | 50.8
8819 | 08819 | LOTE ENCASTRAMENTO QUADRO 6-18MOD | 82.67
8820 | 08820 | LOTE ENCASTRAMENTO QUADRO 21-27MOD | 99.78
8821 | 08821 | EMBELEZADOR DE CALHA, PACK | 118.06
8822 | 08822 | LOTE ENCASTRAMENTO PACK | 88.33
8824 | 08824 | EMBELEZADOR DE CALHA, QUAD-ARM | 100.86
8826 | 08826 | 2 TRAVE. EXT+QUAD+EXT+QUAD+EXT 2100MM | 175.23
8827 | 08827 | RESGUARDO IP31, EXT+QUAD+EXT | 148.53
8830 | 08830 | RESGUARDO IP31, QUAD-ARM | 87.39
8831 | 08831 | RESGUARDO IP31, 2QUAD-ARM | 152.13
8832 | 08832 | RESGUARDO IP31, QUAD-ARM+EXT | 98.47
8833 | 08833 | RESGUARDO IP31, QUAD-ARM+EXT+QUAD-ARM | 209.62
8836 | 08836 | IP31 ENCL.CANOPY W850 | 209.62
8837 | 08837 | Resg. Prisma G, IP31, Q L850+Ext, 33M | 152.13
8841 | 08841 | JUNTA ESTANQUECIDADE IP43, 21-33MOD | 24.29
8850 | 08850 | P OPACA PARC 6M QUAD-ARM | 129.42
8861 | 08861 | PLATINA 210X150 | 29.71
8862 | 08862 | PLATINA 8 FUROS DIAMETRO 22MM | 29.71
8863 | 08863 | P. TOM INDUST 2X70X85 | 29.4
8864 | 08864 | P. TOM INDUST 70X85 90X10 | 29.98
8866 | 08866 | SUPORTE APERTO CABOS | 31.02
8867 | 08867 | LOTE 2 SUPORTES APERTO QUAD-ARM. | 62.46
8868 | 08868 | LOTE 4 SUPORTES APERTO EXT | 35.74
8870 | 08870 | PPC METALICA, QUAD-ARM | 48.07
8871 | 08871 | INTERFACE PPC QUADRO-ARM | 44.03
8872 | 08872 | PPC DE MEMBRANA | 40.89
8874 | 08874 | PPC METALICA, EXT | 32.81
8875 | 08875 | INTERFACE PPC EXT | 20.97
8878 | 08878 | PPC PLASTICA+INTERFACE, PACK | 43.85
8879 | 08879 | PPC METALICA, PACK | 47.93
8880 | 08880 | PPC PLASTICO+INTERFACE QUAD-ARM | 50.67
8881 | 08881 | PPC OPACA | 39.5
8882 | 08882 | PLACA SUP-INF QUAD-ARM | 31.06
8883 | 08883 | PPC PLAST+INTER L850 IP30 | 59.71
8884 | 08884 | PPC PLASTICO+INTERFACE EXT | 39.8
8885 | 08885 | Placa combinação SUP-INF Horizontal L300 | 45.9
8887 | 08887 | PPC BASE ARM | 46.16
8888 | 08888 | PPC BASE EXT | 49.47
8891 | 08891 | PPC PRE-FURADA 4X 29-48 | 46.14
8892 | 08892 | PPC PRE-FURADA 15X 21-23 | 46.14
8895 | 08895 | PPC 20 ENTRADAS 16 | 39.5
8896 | 08896 | PPC 39 ENTRADAS 16-30-47 | 39.7
8897 | 08897 | PPC 2 ENTRADAS 66 | 83.69
8898 | 08898 | PPC 39 ENTRADAS 7 A 26 IP55 | 50.46
8899 | 08899 | PPC 2 ENTRADAS 33 A 72 MM2 IP55 | 55
8900 | 08900 | PLACA IDENTIFICACAO QUADRO | 14.63
8903 | 08903 | 12 ETIQUETAS ADESIVAS, C432 A24 | 63.72
8904 | 08904 | 13 ETIQUETAS ADESIVAS, C432 A36 | 67.13
8905 | 08905 | 14 ETIQUETAS ADESIVAS, C180 A24 | 48.03
8906 | 08906 | 15 ETIQUETAS ADESIVAS, C180 A36 | 50.12
8907 | 08907 | 12 PORTA ETIQUETA A36MM L650 | 101.87
8908 | 08908 | 12 PORTA ETIQUETA A36MM L650 | 104.32
8910 | 08910 | TRANCA DE MASSA 6MM2 | 9.42
8911 | 08911 | FIO DE MASSA 6MM2 | 6.83
8913 | 08913 | 12 ETIQUETAS DE ENCAIXAVEIS 18X35 | 26.3
8914 | 08914 | 12 ETIQUETAS PARA GRAVAR 18X35 | 24.39
8915 | 08915 | 12 ETIQUETAS DE ENCAIXAVEIS 18X72 | 29.3
8916 | 08916 | 12 ETIQUETAS PARA GRAVAR 18X72 | 28.37
8917 | 08917 | 12 ETIQUETAS DE ENCAIXAVEIS 25X85 | 31.31
8918 | 08918 | 12 ETIQUETAS PARA GRAVAR 25X85 | 30.45
8921 | 08921 | 20 PARAF+PORCAS ESTRUTURA | 33.9
8931 | 08931 | PUNHO BASE COM CANHAO PRISMA G/P | 43.84
8932 | 08932 | PUNHO EURO SEM CANHAO | 62.97
8934 | 08934 | PUNHO EURO IP55 SEM CANHAO | 60.57
8935 | 08935 | PUNHO COM CANHAO, 2 CHAVES 405 IP55 L155 | 58.3
8936 | 08936 | PUNHO PEQ COM CANHAO, 2 CHAVES 405 IP55 | 56.01
8938 | 08938 | LOTE CONSIGNACAO PUNHO | 30.75
8939 | 08939 | LOTE CONSIGNACAO PUNHO IP55 | 38.52
8940 | 08940 | CANHAO 405 | 22.85
8941 | 08941 | CANHAO 455 | 22.85
8942 | 08942 | CANHAO 1242E | 22.85
8943 | 08943 | CANHAO 3113A | 22.85
8944 | 08944 | CANHAO 2433A | 22.85
8945 | 08945 | CANHAO DUPLA BARRA DIN | 23.28
8946 | 08946 | CANHAO FENDA | 26.51
8947 | 08947 | CANHAO TRIANGULO 6.5MM | 26.51
8948 | 08948 | CANHAO TRIANGULO 7MM | 27.05
8949 | 08949 | CANHAO TRIANGULO 8MM | 27.05
8950 | 08950 | CANHAO TRIANGULO 9MM | 26.51
8955 | 08955 | CANHAO QUADRADO FÊMEA 6MM | 23.28
8961 | 08961 | PINCEL DE RETOQUE, RAL 9001 | 13.96
8962 | 08962 | SPRAY DE RETOQUE, RAL 9001 | 32.22
8963 | 08963 | BOLSA PORTA-ESQUEMAS | 6.86
8964 | 08964 | ILUMINACAO DE QUADRO | 180.56
8986 | 08986 | VENTILADOR DE TETO | 508.11
9931 | 09931 | ADAPTACAO P-CHAVE DE FENDA | 27.75
9932 | 09932 | ADAPTACAO BARRA DUPLA | 23.5
9933 | 09933 | ADAPTACAO P- 2 CHAVES 2433A | 20.93
9938 | 09938 | ADAPT TRIÂNGULO MACHO 8MM | Sob Consulta
9942 | 09942 | ADAPTACAO P-2 CHAVES 1242E | 21.55
9943 | 09943 | ADAPTACAO FECHADURA C-2 CHAVES 3113A | 21.55
9945 | 09945 | ADAPTACAO P-2 CHAVES 455 | 20.93
9946 | 09946 | CANHÃO IP55 QUAD FÊM 6MM | 23.14
9947 | 09947 | CANHÃO IP55 QUAD MACH 7MM | 23.14
9948 | 09948 | CANHÃO IP55 QUAD MACH 8MM | 23.14
9949 | 09949 | ADAPTAÇÃO QUADRADA | Sob Consulta
9981 | 09981 | CANHÃO IP55 FENDA | 27.8
9982 | 09982 | CANHÃO IP55 DUPLA B 3MM | 33.57
10200 | 10200 | Espelho frontal Kaedra 12 modulos | 7.26
10205 | 10205 | MICRO PRAGMA 2MOD | 5.26
10206 | 10206 | MICRO PRAGMA 4MOD | 6.04
10207 | 10207 | MICRO PRAGMA 6MOD | 6.74
10208 | 10208 | MICRO PRAGMA 8 MOD | 9.61
10209 | 10209 | Espelho frontal Kaedra 18 Mod | 11.19
10355 | 10355 | PENTE DOMAE BICONNECT 1P 12 MOD | 6.26
10357 | 10357 | PENTE DOMAE BICONNECT 1P 1 METRO | 29.71
10387 | 10387 | PENTE UNIPOLAR DOMAE 12 MODULOS | Sob Consulta
10388 | 10388 | PENTE UNIPOLAR DOMAE 1 METRO | Sob Consulta
10391 | 10391 | PENTE TRIPOLAR DOMAE 12 MODULOS | Sob Consulta
10396 | 10396 | 1 LOTE DE 10 TAPA-DENTES | 38.46
10397 | 10397 | 1 LOTE DE 4 LIGADORES 35MM2 | 33.05
10398 | 10398 | 1 LOTE DE 40 PONTEIRAS 2P | 11.25
10399 | 10399 | 1 LOTE DE 10 TAMPAS LATERAIS 3FASES | 11.27
10500 | 10500 | SUPORTE METALICO KAEDRA TOMADAS 8MOD | 86.82
10501 | 10501 | SUPORTE METALICO KAEDRA TOMADAS 12MOD | 102.38
10502 | 10502 | SUPORTE METALICO KAEDRA TOMADAS 18MOD | 104.64
10508 | 10508 | **MINI-PRAGMA ESTANQUE 1 FILA 8 MOD | Sob Consulta
10512 | 10512 | **MINI-PRAGMA ESTANQUE 1 FILA 12 MOD | Sob Consulta
10624 | 10624 | **QUADRO PRAGMA D SAL.S/PORTA 72MOD | Sob Consulta
10636 | 10636 | **QUAD.SAL.ESTANQUE C/PORTA 12 MOD.-IP5 | Sob Consulta
10637 | 10637 | **QUAD.SAL.ESTANQUE C/PORTA 24 MOD.-IP5 | Sob Consulta
10639 | 10639 | **QUAD.SAL.ESTANQUE C/PORTA 48 MOD.-IP5 | Sob Consulta
10660 | 10660 | PENTE DOMAE BICONNECT 3P 1 METRO | Descontinuado
13135 | 13135 | PLACA P-COMP 65X85MM P-TOM 50X50MM | 7.36
13136 | 13136 | PLACA COMP 90X100MM ADAP.BASE TOM 65X85 | 7.18
13137 | 13137 | PLAC COMP 90X100MM P-TOM 65X65MM-75X75MM | 7.09
13138 | 13138 | PLACA P-COMP 90X100MM P-PARAF.22MM | 10.45
13139 | 13139 | KIT P-COMP 90X100MM INS63-80 A | 20.11
13140 | 13140 | KIT P-COMP 90X100MM INT.DIFERENCIAIS | 24.54
13141 | 13141 | PLACA P-COMP 90X100MM OBTURACAO-IDENTIF | 9.74
13142 | 13142 | PL.COMP 103X225MM P-BASE TOM 65X65-75X75 | 10.41
13143 | 13143 | PL.COMP103X225MM 1C-85X65MM+1C-90X100MM | 10.64
13144 | 13144 | PL.COMP103X225MM P-BAS TOM BT63A 100X107 | 11
13175 | 13175 | MINI-QUAD P- TOMAD 1 ABERTURA 4 MOD | 19.11
13176 | 13176 | MINI-QUAD P- TOMAD 2 ABERTURA 4 MOD | 23.57
13177 | 13177 | MINI-QUAD P- TOMAD 3 ABERTURA 4 MOD | 28.29
13178 | 13178 | QUADROS P-TOMADAS 2 ABERTURAS 5 MOD | 40.11
13179 | 13179 | QUADROS P-TOMADAS 4 ABERTURAS 8 MOD | 50.97
13180 | 13180 | QUADROS P-TOMADAS 3 ABERTURAS 12+1 MOD | 66.6
13181 | 13181 | QUAD P- TOMAD 6 ABERTURAS 12+1MOD | 87.39
13182 | 13182 | QUADROS P-TOMADAS 8 ABERTURAS 18+1 MOD | 114.86
13185 | 13185 | QUAD.TOM.1ABERTURA 5MOD | 41.1
13186 | 13186 | QUAD P-TOM INTERENCRAVAVEIS 2ABERT 8MOD | 56.23
13187 | 13187 | QUAD P-TOM INTERENCRAVAVEIS 3AB 12+1MOD | 81.96
13188 | 13188 | QUAD P-TOM INTERENCRAVAVEIS 4AB 18+1MOD | 118.82
13189 | 13189 | QUADROS POLIVALENTES PARA TOMADAS 5MOD | 37.23
13190 | 13190 | QUADROS POLIVALENTES PARA TOMADAS 8MOD | 45.41
13191 | 13191 | QUAD POLIV.TOMADAS 12+1MOD 335X340X160 | 61.5
13192 | 13192 | QUAD POLIV.TOMADAS 12+1MOD 460X340X160 | 74.93
13193 | 13193 | QUAD POLIV.TOMADAS 18+1MOD | 99
13195 | 13195 | QUADRO POL.PORTA OPACA 460X340X160MM | 83.09
13196 | 13196 | QUADRO POL.PORTA OPACA 610X460X160MM | 109.5
13197 | 13197 | QUADRO POL.PORTA OPACA 460X448X160MM | 107.76
13198 | 13198 | QUADRO POL.PORTA OPACA 610X448X160MM | 139.3
13199 | 13199 | QUADRO POL.PORTA OPACA 842X448X160MM | 185.89
13213 | 13213 | **CALCO PARA OPALE 3 FILAS | Sob Consulta
13222 | 13222 | **PORTA OPACA P/QUADRO OPALE 2 FILAS | Sob Consulta
13223 | 13223 | **PORTA OPACA P/QUADRO OPALE 3 FILAS | Sob Consulta
13231 | 13231 | **PORTA TRANSP. P/QUADRO OPALE 1 FILA | Sob Consulta
13232 | 13232 | **PORTA TRANSP. P/QUADRO OPALE 2 FILA | Sob Consulta
13233 | 13233 | **PORTA TRANSP. P/QUADRO OPALE 3 FILAS | Sob Consulta
13234 | 13234 | **PORTA TRANSPARENTE P/KIT DB | Sob Consulta
13236 | 13236 | **PORTA TRANSP. P/QUADRO OPALE 4 FILAS | Sob Consulta
13271 | 13271 | **PROTEGE ETIQUETAS PARA PITCO'CLIC | Sob Consulta
13286 | 13286 | **PORTA OPACA P/QUADRO OPALE 4 FILAS | Sob Consulta
13323 | 13323 | **QUADRO MINI PRAGMA SAL.PT.OPACA 8 MOD | Sob Consulta
13361 | 13361 | SUP TERM P/MIN-Q 4M | 3.64
13362 | 13362 | SUPORTE TERMINAIS P-MINI QUADROS 6MOD | 3.49
13363 | 13363 | SUPORTE TERMINAIS P-MINI-QUADROS 8MOD | 3.76
13364 | 13364 | SUPORTE TERMINAIS P-MINI QUADROS 12MOD | 3.99
13384 | 13384 | FUNDO ISOLANTE PARA OPALE 3FILAS | 20.1
13427 | 13427 | PORTA TRANSP P-OPALE 3FILA 39MOD | 25.07
13431 | 13431 | QUADROS 1FILA-12MOD KAEDRA | 69.88
13432 | 13432 | MINI QUADROS 18MOD KAEDRA | 86.83
13433 | 13433 | QUADROS 2FILA -24MOD KAEDRA | 100.16
13434 | 13434 | QUADROS 2FILA-36MOD KAEDRA | 126.14
13435 | 13435 | QUADROS 3FILAS 36MOD KAEDRA | 136.83
13436 | 13436 | QUADROS 3FILAS 54MOD KAEDRA | 172.03
13437 | 13437 | QUADROS 4FILAS 72MOD KAEDRA | 238.68
13438 | 13438 | QUADROS 1FILA+ABERTURA-12MOD | 88.65
13439 | 13439 | QUADROS 2FILA+3ABERTURA-24MOD | 120.11
13440 | 13440 | QUADROS 3FILA+4 ABERTURAS -36MOD | 164.14
13441 | 13441 | MINI QUADROS 4MOD KAEDRA | 29.54
13442 | 13442 | MINI QUADROS 6MOD KAEDRA | 32.46
13443 | 13443 | MINI QUADROS 8MOD KAEDRA | 39.53
13444 | 13444 | MINI QUADROS 12MOD KAEDRA | 65.72
13462 | 13462 | **CAIXA DE ENC. P/OPALE 2 FILAS + KIT DB | Sob Consulta
13575 | 13575 | BORNE 4 FUROS | 3.66
13576 | 13576 | TERMINAIS LIGACAO 80A 4X10+4X16 8F | 5.48
13577 | 13577 | BORNE DE 16 FUROS P-MINIPRAGMA | 9.09
13578 | 13578 | REGUA BORNES LIGACAO 80A 11x10+11x16 | 11.65
13579 | 13579 | TERMINAIS LIGACAO 80A 16X10+16X16 32F | 13.68
13581 | 13581 | PROTECCAO IP2 VERDE 4 FUROS | 1.02
13582 | 13582 | TAMPA PROTECCAO V-A P-REGUA BORNES | 2.84
13583 | 13583 | TAMPA PROTECCAO V-A P-REGUA BORNES | 4.04
13584 | 13584 | TAPA PROTEC.IP2 BORNES 4y8 AGUJ.ROJO | 2.96
13585 | 13585 | TAMPA PROTECCAO V.P-REGUA BORNES | 5.04
13586 | 13586 | TAMPA PROTECCAO AZ.P-REGUA BORNES | 2.8
13587 | 13587 | TAMP PROTEC AZ.P-REG.BORNES 16-22-32 F | 4.89
13588 | 13588 | PROTECCAO IP2 VERMELHO 4 FUROS | 0.97
13589 | 13589 | PROT IP2 AZUL 4 FUROS | 1.1
13595 | 13595 | SUP TERMINAIS P/QUADROS CHASSIS 12MOD | 5.52
13597 | 13597 | SUPORTE TERMINAIS P-QUADROS PLOTS 12MOD | 4.71
13598 | 13598 | SUPORTE TERMINAIS P-QUADROS PLOTS 18MOD | 4.87
13599 | 13599 | SUPORTE TERMINAIS P-QUADROS PLOTS 12MOD | 5.37
13623 | 13623 | **PRAG.C12 EST.C/POR.TRANSP.3 FIL.36MOD. | Sob Consulta
13735 | 13735 | PLACAS SIMBOLOS CORRENTES P-QUADROS | 9.95
13736 | 13736 | PLACA DE SIMBOLOS ESPECIAIS | 8.28
13882 | 13882 | **KIT SEMI ENC.P/OPALE 2F+DB | Sob Consulta
13925 | 13925 | SUPORTE TERMINAIS P-QUADROS PLOTS 8MOD | 4.28
13929 | 13929 | UNIAO P/ EXTENSAO QUADR 448MM | 18.07
13934 | 13934 | LOTE DE ASSOCIACAO | 8.72
13935 | 13935 | PATAS DE FIXACAO MURAL | 7.7
13936 | 13936 | SEPARADOR DE FILAS 12 MODULOS | 30.16
13937 | 13937 | SEPARADOR DE FILAS 18 MODULOS | 35.13
13938 | 13938 | CALCO | 58.84
13939 | 13939 | UNIAO P/ EXTENSAO QUADR 340MM | 13.28
13940 | 13940 | OBTURADOR | 8.02
13941 | 13941 | PLATINA PERFURADA 150X250MM | 46.29
13944 | 13944 | ESPELHO OPACO 12MOD | 7.57
13945 | 13945 | ESPELHO OPACO 18MOD | 8.98
13946 | 13946 | PASSAGEM DE CABOS LOTE 5 | 3.44
13947 | 13947 | KIT DE SELAGEM P-MINI-PRAGMA ESTANQUE | 15.85
13948 | 13948 | FECHADURA C-CHAVE P-COFFRET EK9 | 13.55
13949 | 13949 | CANHAO TRIANGULO | 19.3
13950 | 13950 | CANHAO QUADRANGULAR | 20.68
13953 | 13953 | **PORTA P/ KIT ENC.P/OPALE 3F+DB | Sob Consulta
13975 | 13975 | MINI QUADROS 2-3MOD KAEDRA | 22.35
13976 | 13976 | MINI QUADROS 4MOD KAEDRA | Sob Consulta
13987 | 13987 | QUADROS 4 FILA 72MOD KAEDRA | Sob Consulta
13993 | 13993 | QUADROS DE INTERFACE 3 ABERTURAS | 48.53
13994 | 13994 | QUADROS DE INTERFACE 4 ABERTURAS | 62.68
14180 | 14180 | FECHADURA C-CHAVE P-COFFRET EK9 | 44.93
14210 | 14210 | JANELA ESTANQUE 20 PASSOS | 48.08
14211 | 14211 | SUPORTE DIN 20 PASSOS | 15.39
14373 | 14373 | **QUADRO FT 2X36PAS.C/BORNE N+T | Sob Consulta
14811 | 14811 | PENTE C120 E NG125 1P 48 PAS | 10.66
14812 | 14812 | PENTE C120 E NG125 2P 16 PASSOS | 16.21
14813 | 14813 | PENTE C120 E NG125 3P 48 PAS | 17.82
14814 | 14814 | PENTE C120 E NG125 4P 48 PAS | 23.77
14818 | 14818 | 20 TAPA DENTES P-PENTE C120-NG125 | 9.04
14875 | 14875 | CONECTOR P-CABO ATE 35mm2 | 12.3
14878 | 14878 | PENTE 1P+N DOMAE CINZA 12 MOD | 9.81
14879 | 14879 | PENTE 1P+N DOMAE AZUL 12 MOD | 9.81
14901 | 14901 | Pente vertical 1P+N 150mm | 25.77
14910 | 14910 | Pente vertical 2P 125mm | 24.1
14911 | 14911 | Pente vertical 2P 150mm | 26.24
14948 | 14948 | REPARTIDOR 140A 4P 6 LIG | 47.84
14949 | 14949 | REPARTIDOR 140A 4P 12 LIG | 70.99
14962 | 14962 | BARRA 80A - 4 FUROS | 1.66
14963 | 14963 | BARRA 80A - 7F | 2.16
14965 | 14965 | BARRAS 125A 14 FUROS | 4.32
14975 | 14975 | TERMINAIS LIGACAO 80A 2X10+2X16 4F | 2.88
14976 | 14976 | TERMINAIS LIGACAO 80A 3X10+2X16+1X35 7F | 3.45
14977 | 14977 | TERMINAIS LIGACAO 80A 5X10+4X16+1X35 10F | 4.31
14979 | 14979 | TERMIN. LIGACAO 125A 7X10+6X16+1X35 10F | 5.72
14989 | 14989 | CARTA SINALIZADORES AZUIS E VERD-AMAR | 16.84
15111 | 15111 | 10 SINALIZADORES NEON 230VCA P-INTER.I | 90.15
15113 | 15113 | SINAL.INCAND.24V CC-CA P-INT.I CONJ.10 | 71.89
15125 | 15125 | CONMUTADOR CMV | 115.5
15126 | 15126 | C. CMA DE AMPERÍMETRO | 133.5
15201 | 15201 | VOLTIMETRO DIGITAL 0 600V | 184.5
15202 | 15202 | AMPERIMETRO DIGITAL 0 10A DIRECTO | 192.4
15208 | 15208 | FRECUENCIMETRO DIGITAL 20 100Hz | 254.9
15209 | 15209 | Amp. Digit. Multicalibre con TI x75 | 182.1
15320 | 15320 | CAMPAINHA 220VCA | 23.69
15321 | 15321 | CAMPAINHA 12VCA | 23.91
15331 | 15331 | INT. HORARIO IH 7D 18MM | 117.3
15335 | 15335 | IH 18mm 24H SRM 1C 16A | 53.85
15336 | 15336 | IH 18mm 24H CRM 1C 16A | 67.21
15337 | 15337 | INTER. HORARIO IH 24H 2C C-RM | 186.55
15341 | 15341 | SACO 20 CAVALETES P- IH | 6.41
15363 | 15363 | AUTOM.ESCADA 1-7M 220V 2VA 16A | 40.19
15366 | 15366 | INTER. HORARIO IH 24H+7D C-RM | 134.8
15440 | 15440 | CONTADOR HORARIO 250V 50Hz | 81.1
15443 | 15443 | CONTADOR DE IMPULSOS | 118.6
15508 | 15508 | TELERRUPTOR Domae 1P 16A 250V CA | 31.14
15607 | 15607 | CH 48x48 24 VCA 50 Hz | 52.7
15608 | 15608 | CH 48x48 230 VCA 50 Hz | 43.8
15609 | 15609 | CH 48x48 12 a 36 VCC | 52.7
15668 | 15668 | SINALIZ. DE FUSAO PARA SFT-STI | 7.41
15669 | 15669 | DISPOSITIVO DE ENCRAVAMENTO | 21.01
15726 | 15726 | 12 x SINAL. FUSAO DE FUSIVEL P/ SBI | 123.22
15841 | 15841 | TERMOSTATO 3 REGULACOES TH3 | 233.27
15855 | 15855 | TELECOMANDO P-BLOCO SINALIZADOR EMERG | 119.87
15856 | 15856 | TELECOMAMDO P-BLOCO SINALIZADOR EMERG | 129.37
15870 | 15870 | TH-AMB | 49.53
16003 | 16003 | AMPERIMETRO X/5 p/MOTORES (3 In) | 63.6
16004 | 16004 | AMPERIMETRO X/5 (1.5 In) | 58.1
16005 | 16005 | VOLTIMETRO DIRECTO 0-500 V. | 62.3
16006 | 16006 | ESCALA (3 In) p/TC 30/5 A. | 5.6
16007 | 16007 | ESCALA (3 In) p/TC 75/5 A. | 5.6
16008 | 16008 | ESCALA (3 In) p/TC 200/5 A. | 5.6
16009 | 16009 | ESCALA p/TC 50/5 A. | 5.6
16010 | 16010 | ESCALA p/TC 100/5 A. | 5.6
16011 | 16011 | ESCALA p/TC 200/5 A. | 5.6
16012 | 16012 | ESCALA p/TC 400/5 A. | 5.6
16013 | 16013 | ESCALA p/TC 600/5 A. | 5.6
16014 | 16014 | ESCALA p/TC 1000/5 A. | 5.6
16015 | 16015 | ESCALA p/TC 1250/5 A. | 5.6
16016 | 16016 | ESCALA p/TC 1500/5 A. | 5.6
16017 | 16017 | CMA SUPERFICIE | 70.3
16018 | 16018 | CMV SUPERFICIE | 68.9
16019 | 16019 | ESCALA p/TC 2000/5 A. | 5.6
16029 | 16029 | AMPERIMETRO 0-30A.(Directo) | 97.2
16030 | 16030 | AMPERIMETRO ESCALAS INTER. | 80.8
16031 | 16031 | ESCALA PARA AMP 16030 0-5A | 5.2
16032 | 16032 | ESCALA PARA AMP 16030 0-50A TI50 | 5.2
16033 | 16033 | ESCALA PARA AMP 16030 0-75A TI75 | 5.2
16034 | 16034 | ESCALA PARA AMP 16030 0-100A TI100 | 5.2
16035 | 16035 | ESCALA PARA AMP 16030 0-150A TI150 | 5.2
16036 | 16036 | ESCALA PARA AMP 16030 0-200A TI200 | 5.2
16037 | 16037 | ESCALA PARA AMP 16030 0-250A TI253 | 5.2
16038 | 16038 | ESCALA PARA AMP 16030 0-300A TI300 | 5.2
16039 | 16039 | ESCALA PARA AMP 16030 0-400A TI400 | 5.2
16040 | 16040 | ESCALA PARA AMP 16030 0-500A TI500 | 5.2
16041 | 16041 | ESCALA PARA AMP 16030 0-600A TI600 | 5.2
16042 | 16042 | ESCALA PARA AMP 16030 0-800A TI800 | 5.2
16043 | 16043 | ESCALA PARA AMP 16030 0-1000A TI1000 | 5.2
16044 | 16044 | ESCALA PARA AMP 16030 0-1500A TI1500 | 5.2
16045 | 16045 | ESCALA PARA AMP 16030 0-2000A TI2000 | 5.2
16060 | 16060 | VOLTIMETRO 0-300V | 113.4
16061 | 16061 | VOLTIMETRO 0-500V | 113.4
16073 | 16073 | AMPERIMETRO X/5 PARA MOTORES 96x96 | 62.4
16074 | 16074 | AMPERIMETRO X/5 (1,3 In) 96x96 | 57
16075 | 16075 | VOLTIMETRO DIRECTO 0-500 V 96x96 | 56.8
16076 | 16076 | ESCALA PARA TI 30/5A 3 In 96x96 | 5.2
16077 | 16077 | ESCALA PARA TI 75/5A 3 In 96x96 | 5.2
16078 | 16078 | ESCALA PARA TI 30/5A 3 In 96x96 | 5.2
16079 | 16079 | ESCALA PARA TI 50/5 A 96x96 | 5.2
16080 | 16080 | ESCALA PARA TI 100/5 A 96x96 | 5.2
16081 | 16081 | ESCALA PARA TI 200/5 A 96x96 | 5.2
16082 | 16082 | ESCALA PARA TI 400/5 A 96x96 | 5.2
16083 | 16083 | ESCALA PARA TI 600/5 A 96x96 | 5.2
16084 | 16084 | ESCALA PARA TI 1000/5 A 96x96 | 5.2
16085 | 16085 | ESCALA PARA TI 1250/5 A 96x96 | 5.2
16086 | 16086 | ESCALA PARA TI 1500/5 A 96x96 | 5.2
16087 | 16087 | ESCALA PARA TI 2000/5 A 96x96 | 5.2
16088 | 16088 | ESCALA PARA TI 2500/5 A 96x96 | 5.5
16089 | 16089 | ESCALA PARA TI 3000/5 A 96x96 | 5.5
16090 | 16090 | ESCALA PARA TI 4000/5 A 96x96 | 5.5
16091 | 16091 | ESCALA PARA TI 5000/5 A 96x96 | 5.5
16092 | 16092 | ESCALA PARA TI 6000/5 A 96x96 | 5.5
16314 | 16314 | Cartucho PRD1 Master - tipo 1 | 214.71
16315 | 16315 | Cartucho PRD1 25r - tipo 1 | 207.22
16316 | 16316 | Cartucho PRD1 25r - tipo 2 | 172.48
16317 | 16317 | Cartucho PRD1 25r - Master - Neutro | 214.71
16318 | 16318 | Cartucho C1 35-440 para PRD1 35r | 308.3
16329 | 16329 | PRD1 25r 1P Tipo 1+2 | 356.22
16330 | 16330 | PRD1 25r 1P+N Tipo 1+2 | 599.51
16331 | 16331 | PRD1 25r 3P Tipo 1+2 | 868.54
16332 | 16332 | PRD1 25r 3P+N Tipo 1+2 | 1216.53
16360 | 16360 | PRD1 Master 1P Tipo 1 | 347.1
16361 | 16361 | PRD1 Master 1P+N Tipo 1 | 798.4
16362 | 16362 | PRD1 Master 3P Tipo 1 | 1145.48
16363 | 16363 | PRD1 Master 3P+N Tipo 1 | 1393.28
16649 | 16649 | PRD1 35r 1P 440V | 460.16
16763 | 16763 | INTER DIF 4P 125A 30MA CL B | 4968.71
16764 | 16764 | INTER DIF 4P 125A 300MA CL B | 3796.54
16765 | 16765 | INTER DIF 4P 125A 300MA CL B SEL | 4175.18
16766 | 16766 | INTER DIF 4P 125A 500MA CL B | 3617.64
16905 | 16905 | ID 4x125 30mA cl. AC | 557.26
16906 | 16906 | INTER DIF 4P 125A 100MA 415V CL. AC | 572.91
16907 | 16907 | ID 4x125 300mA cl.AC | 502.79
16908 | 16908 | ID 4x125 500mA cl. AC | 509.26
16920 | 16920 | ID 4P 125A 30MA 415V CLASSE A SI | 1056.46
16921 | 16921 | ID 4P 125A 300MA 415V CLASSE A SI | 860.39
16924 | 16924 | INTER DIF 4P 125A 30mA 415V CLASSE A | 913.47
16925 | 16925 | INTER DIF 4P 125A 300MA 415V S CLASSE | 927.75
16926 | 16926 | INTER DIF 4P 125A 300MA 415V CLASSE A | 758.3
16927 | 16927 | INTER DIF 4P 125A 500MA 415V CLASSE A | 719.09
16940 | 16940 | CONTACTO AUX. PARA I.D. OFSP | 41.42
16966 | 16966 | INT. DIF. 2P 125A 30MA CLASSE AC | 357.57
16967 | 16967 | INTER DIF 2P 125A 300MA 415V CLASSE AC | 354.55
16970 | 16970 | INT DIF 2P 125A 30MA A | 385.38
16971 | 16971 | INT DIF 2P 125A 300MA A | 362.12
16972 | 16972 | INT DIF 2P 125A 30MA A S | 509.95
16973 | 16973 | ID 2P 125A 300MA 415V CLASSE Asi | 380.38
18264 | 18264 | REDs 4P 25A 30mA | 457.78
18265 | 18265 | REDs 4P 25A 300mA | 508.61
18266 | 18266 | REDs 4P 40A 30mA | 498.73
18267 | 18267 | REDS 4P 40A 300 MA | 496.23
18268 | 18268 | REDs 4P 63A 30mA | 576.99
18269 | 18269 | REDS 4P 63A 300 MA | 662.88
18526 | 18526 | T. BORNES SELAV. P- C120 1 P- POLO | 13.67
18527 | 18527 | T. PARAF. SELAVEL 2 UND. C120 | 53.72
18610 | 18610 | NG125N CURVA C 1P 10A 25KA | 70.17
18611 | 18611 | NG125N CURVA C 1P 16A 25KA | 76.92
18612 | 18612 | NG125N CURVA C 1P 20A 25KA | 72.92
18613 | 18613 | NG125N CURVA C 1P 25A 25KA | 76.36
18614 | 18614 | NG125N CURVA C 1P 32A 25KA | 75.99
18615 | 18615 | NG125N CURVA C 1P 40A 25KA | 73.51
18616 | 18616 | NG125N CURVA C 1P 50A 25KA | 151.22
18617 | 18617 | NG125N CURVA C 1P 63A 25KA | 80.93
18618 | 18618 | NG125N CURVA C 1P 80A 25KA | 91.59
18621 | 18621 | NG125N CURVA C 2P 10A 25KA | 147.72
18622 | 18622 | NG125N CURVA C 2P 16A 25KA | 147.72
18623 | 18623 | NG125N CURVA C 2P 20A 25KA | 140.48
18624 | 18624 | NG125N CURVA C 2P 25A 25KA | 152.92
18625 | 18625 | NG125N CURVA C 2P 32A 25KA | 145.36
18626 | 18626 | NG125N CURVA C 2P 40A 25KA | 158.7
18627 | 18627 | NG125N CURVA C 2P 50A 25KA | 156.75
18628 | 18628 | NG125N CURVA C 2P 63A 25KA | 164.98
18629 | 18629 | NG125N CURVA C 2P 80A 25KA | 182.44
18632 | 18632 | NG125N CURVA C 3P 10A 25KA | 212.61
18633 | 18633 | NG125N CURVA C 3P 16A 25KA | 209.62
18634 | 18634 | NG125N CURVA C 3P 20A 25KA | 209.22
18635 | 18635 | NG125N CURVA C 3P 25A 25KA | 232.23
18636 | 18636 | NG125N CURVA C 3P 32A 25KA | 213.27
18637 | 18637 | NG125N CURVA C 3P 40A 25KA | 222.38
18638 | 18638 | NG125N CURVA C 3P 50A 25KA | 218.09
18639 | 18639 | NG125N CURVA C 3P 63A 25KA | 226.44
18640 | 18640 | NG125N CURVA C 3P 80A 25KA | 250.25
18642 | 18642 | NG125N CURVA C 3P 100A 25KA | 274.12
18644 | 18644 | NG125N CURVA C 3P 125A 25KA | 309.87
18649 | 18649 | NG125N CURVA C 4P 10A 25KA | 282.95
18650 | 18650 | NG125N CURVA C 4P 16A 25KA | 282.95
18651 | 18651 | NG125N CURVA C 4P 20A 25KA | 287.95
18652 | 18652 | NG125N CURVA C 4P 25A 25KA | 287.38
18653 | 18653 | NG125N CURVA C 4P 32A 25KA | 288.02
18654 | 18654 | NG125N CURVA C 4P 40A 25KA | 294.42
18655 | 18655 | NG125N CURVA C 4P 50A 25KA | 294.42
18656 | 18656 | NG125N CURVA C 4P 63A 25KA | 305.7
18657 | 18657 | NG125N 4P 80A C | 608.08
18658 | 18658 | NG125N CURVA C 4P 80A 25KA | 337.83
18659 | 18659 | NG125N 4P 100A C | 555.01
18660 | 18660 | NG125N CURVA C 4P 100A 25KA | 370.01
18662 | 18662 | NG125N CURVA C 4P 125A 25KA | 418.37
18663 | 18663 | NG125N CURVA B 3P 80A 25KA | 287.59
18664 | 18664 | **NG125N CURVA B 3P 100A 25KA | 313.36
18665 | 18665 | **NG125N CURVA B 3P 125A 25KA | 344.23
18666 | 18666 | NG125N CURVA B 4P 80A 25KA | 415.42
18667 | 18667 | NG125N CURVA B 4P 100A 25KA | 455
18668 | 18668 | NG125N CURVA B 4P 125A 25KA | 487.55
18669 | 18669 | NG125N CURVA D 3P 80A 25KA | 335.63
18670 | 18670 | NG125N CURVA D 3P 100A 25KA | 343.59
18671 | 18671 | NG125N CURVA D 3P 125A 25KA | 388.46
18672 | 18672 | NG125N CURVA D 4P 80A 25KA | 415.36
18673 | 18673 | NG125N, CURVA D,4P,100A 25KA | 454.97
18674 | 18674 | NG125N CURVA D 4P 125A 25KA | 514.28
18681 | 18681 | RED 2P 25 A 30 mA | Descontinuado
18685 | 18685 | RED 2P 63A 30 mA | Descontinuado
18688 | 18688 | REDs 2P 25A 300 mA | Descontinuado
18692 | 18692 | REDs 2P 63A 300 mA | Descontinuado
18705 | 18705 | NG125H "C" 1P 10A | 87.94
18706 | 18706 | NG125H "C" 1P 16A | 87.94
18707 | 18707 | NG125H "C" 1P 20A | 100.14
18708 | 18708 | NG125H "C" 1P 25A | 95.19
18709 | 18709 | NG125H "C" 1P 32A | 96.75
18710 | 18710 | NG125H "C" 1P 40A | 98.95
18711 | 18711 | NG125H "C" 1P 50A | 95.64
18712 | 18712 | NG125H "C" 1P 63A | 102.21
18713 | 18713 | NG125H "C" 1P 80A | 112.95
18714 | 18714 | NG125H "C" 2P 10A | 182.06
18715 | 18715 | NG125H "C" 2P 16A | 182.06
18716 | 18716 | NG125H "C" 2P 20A | 202.04
18717 | 18717 | NG125H "C" 2P 25A | 201.68
18718 | 18718 | NG125H "C" 2P 32A | 195.42
18719 | 18719 | NG125H "C" 2P 40A | 202.66
18720 | 18720 | NG125H "C" 2P 50A | 211.27
18721 | 18721 | NG125H "C" 2P 63A | 206.45
18722 | 18722 | NG125H "C" 2P 80A | 249.58
18723 | 18723 | NG125H "C" 3P 10A | 288.65
18724 | 18724 | NG125H "C" 3P 16A | 276.4
18725 | 18725 | NG125H "C" 3P 20A | 291.02
18726 | 18726 | NG125H C 3P 25A | 290.31
18727 | 18727 | NG125H "C" 3P 32A | 295.3
18728 | 18728 | NG125H "C" 3P 40A | 301.78
18729 | 18729 | NG125H "C" 3P 50A | 307.82
18730 | 18730 | NG125H "C" 3P 63A | 307.31
18731 | 18731 | NG125H "C" 3P 80A | 353.28
18732 | 18732 | NG125H "C" 4P 10A | 386.03
18733 | 18733 | NG125H "C" 4P 16A | 386.03
18734 | 18734 | NG125H "C" 4P 20A | 385.27
18735 | 18735 | NG125H "C" 4P 25A | 386.3
18736 | 18736 | NG125H "C" 4P 32A | 392.93
18737 | 18737 | NG125H "C" 4P 40A | 401.71
18738 | 18738 | NG125H "C" 4P 50A | 393.84
18739 | 18739 | NG125H "C" 4P 63A | 417.1
18740 | 18740 | NG125H "C" 4P 80A | 460.89
18741 | 18741 | NG125L 1P 10A CURVA B 50 KA | 116.76
18742 | 18742 | NG125L 1P 16A CURVA B 50KA | 118.43
18743 | 18743 | NG125L 1P 20A CUR B 50 KA | 127.01
18744 | 18744 | NG125L 1P 25A CUR B 50 KA | 129.22
18745 | 18745 | NG125L 1P 32A CUR B 50 KA | 131.47
18746 | 18746 | NG125L "B" 1P 40A | 156.32
18747 | 18747 | NG125L 1P 50A CUR B 50 KA | 134.34
18748 | 18748 | NG125L 1P 63A CUR B 50 KA | 139.49
18749 | 18749 | NG125L 1P 80A CUR B 50 KA | 154.15
18750 | 18750 | NG125L 2P 10A CURVA B 50KA | 259.81
18751 | 18751 | NG125L 2P 16A CURVA B 50KA | 261.89
18752 | 18752 | NG125L 2P 20A CUR B 50 KA | 260.22
18753 | 18753 | NG125L 2P 25A CURVA B 50KA | 271.13
18754 | 18754 | NG125L 2P 32A CURVA B 50KA | 255.6
18755 | 18755 | NG125L 2P 40A CUR B 50 KA | 275.31
18756 | 18756 | **NG125L 2P 50A CURVA B 50KA | 276.42
18757 | 18757 | NG125L 2P 63A CUR B 50 KA | 285.79
18758 | 18758 | NG125L 2P 80A CUR B 50 KA | 315.84
18759 | 18759 | NG125L 3P 10A CUR B 50 KA | 388.3
18760 | 18760 | NG125L 3P 16A CURVA B 50KA | 363.55
18761 | 18761 | NG125L 3P 20A CURVA B 50KA | 395.15
18762 | 18762 | **NG125L 3P 25A CURVA B 50KA | 403.52
18763 | 18763 | NG125L 3P 32A CURV B 50KA | 418.67
18764 | 18764 | NG125L 3P 40A CUR B 50 KA | 417.94
18765 | 18765 | NG125L 3P 50A CURV B 50KA | 428.01
18766 | 18766 | NG125L 3P 80A CURVA B 50KA | 433.47
18767 | 18767 | **NG125L 3P 80A CURVA B 50KA | 481.56
18768 | 18768 | NG125L 4P 10ACURV B 50 KA | 524.13
18769 | 18769 | NG125L 4P 16A CURVA B 50KA | 536.74
18770 | 18770 | NG125L 4P 20A CURVA B 50KA | 546.19
18771 | 18771 | NG125L 4P 25A CURVA B 50KA | 508.03
18772 | 18772 | NG125L 4P 32A CURVA B 50KA | 565.15
18773 | 18773 | NG125L 4P 40A CURVA B 50KA | 535.82
18774 | 18774 | NG125L 4P 50A CURVA B 50KA | 528.23
18775 | 18775 | NG125L 4P 63A CURVA B 50KA | 556.29
18776 | 18776 | NG125L 4P 80A CURVA B 50KA | 606.05
18777 | 18777 | NG125L 1P 10A CURVA C 50KA | 96.64
18778 | 18778 | NG125L 1P 16A CURVA C 50KA | 96.64
18779 | 18779 | NG125L 1P 20A CURVA C 50KA | 110.03
18780 | 18780 | NG 125 L 1P 25A CURVA C 50KA | 104.6
18781 | 18781 | NG125L 1P 32A CURVA C 50KA | 106.32
18782 | 18782 | NG125L 1P 40A CURVA C 50KA | 108.74
18783 | 18783 | **NG125L 1P 50A CURVA C 50KA | 105.1
18784 | 18784 | NG125L 1P 63A CURVA C 50KA | 112.31
18785 | 18785 | NG125L 1P 80A CURV C 50KA | 124.13
18788 | 18788 | NG125L 2P 10A CURVA C 50KA | 200.08
18789 | 18789 | NG125L 2P 16A CURVA C 50KA | 200.08
18790 | 18790 | NG125L 2P 20A CURVA C 50KA | 222.03
18791 | 18791 | NG125L 2P 25A CURVA C 50KA | 214.24
18792 | 18792 | NG125L 2P 32A CURVA C 50KA | 214.74
18793 | 18793 | NG125 L 2P 40A CURVA C 50KA | 222.72
18794 | 18794 | NG125L 2P 50A CURVA C 50KA | 232.17
18795 | 18795 | NG125L 125 2P 63A CURVA C | 226.89
18796 | 18796 | NG125L 2P 80A CURVA C 50KA | 274.27
18799 | 18799 | NG125L 3P 10A CURVA C 50KA | 317.2
18800 | 18800 | NG125L 3P 16A CURVA C 50KA | 303.74
18801 | 18801 | NG125L 3P 20A CURVA C 50KA | 319.79
18802 | 18802 | NG125L 3P 25A CURVA C 50KA | 319.02
18803 | 18803 | NG125L 3P 32A CURVA C 50KA | 324.51
18804 | 18804 | NG125L 3P 40A CURVA C 50KA | 338.25
18805 | 18805 | NG125L 3P 50A CURVA C 50KA | 338.25
18806 | 18806 | NG125L 3P 63A CURVA C 50KA | 344.45
18807 | 18807 | NG125L 3P 80A CURVA C 50KA | 388.21
18810 | 18810 | NG125L 4P 10A CURVA C 50KA | 424.22
18811 | 18811 | NG125L 4P 16A CURVA C 50KA | 410.06
18812 | 18812 | NG125L 4P 20A CURVA C 50KA | 423.36
18813 | 18813 | NG125L 4P 25A CURVA C 50KA | 424.5
18814 | 18814 | NG125L 4P 32A CURVA C 50KA | 431.8
18815 | 18815 | NG125L 4P 40A CURVA C 50KA | 441.45
18816 | 18816 | NG125L 4P 50A CURVA C 50KA | 441.45
18817 | 18817 | NG125L 4P 63A CURVA C 50KA | 458.37
18818 | 18818 | NG125L 4P 80A CURVA C 50KA | 506.49
18830 | 18830 | NG125L CURV D 1P 10A 50KA | 139.33
18831 | 18831 | NG125L CURVA D 1P 16A 50KA | 127.37
18832 | 18832 | NG125L CURV D 1P 20A 50KA | 140.55
18833 | 18833 | NG125L CUR D 1P 25A 50 KA | 144.24
18834 | 18834 | NG125L CURVA D 1P 50KA | 136.85
18835 | 18835 | NG125L CUR D 1P 40A 50 KA | 150.06
18836 | 18836 | NG125L CUR D 1P 50A 50 KA | 146.55
18837 | 18837 | NG125L CURVA D 1P 63A 50KA | 148.65
18838 | 18838 | NG125L CUR D 1P 80A 50 KA | 168.07
18839 | 18839 | NG125L CURVA D 2P 10A 50KA | 261.08
18840 | 18840 | NG125L CURVA D 2P 16A 50KA | 261.08
18841 | 18841 | NG125L CURVA D 2P 20A 50KA | 265.68
18842 | 18842 | NG125L CURVA D 2P 25A 50KA | 274.17
18843 | 18843 | NG125L CURVA D 2P 32A 50KA | 274.89
18844 | 18844 | NG125L CURVA D 2P 40A 50KA | 311.04
18845 | 18845 | NG125L CURVA D 2P 50A 50KA | 285.13
18846 | 18846 | NG125L CURVA D 2P 63A 50KA | 295.95
18847 | 18847 | NG125L CURVA D 2P 80A 50KA | 322.64
18848 | 18848 | NG125L CURVA D 3P 10A 50KA | 424.23
18849 | 18849 | NG125L CURVA D 3P 16A 50KA | 404.25
18850 | 18850 | NG125L CURVA D 3P 16A 50KA | 411.45
18851 | 18851 | NG125L CURVA D 3P 25A 50KA | 418.52
18852 | 18852 | NG125L CURVA D 3P 32A 50KA | 425.72
18853 | 18853 | NG125L CURVA D 3P 40A 50KA | 435.12
18854 | 18854 | NG125L CURVA D 3P 50A 50KA | 465.57
18855 | 18855 | NG125L CURVA D 3P 63A 50KA | 451.93
18856 | 18856 | NG125L CURVA D 3P 80A 50KA | 489.8
18857 | 18857 | NG125L CURVA D 4P 10A 50KA | 556.68
18858 | 18858 | NG125L CURVA D 4P 16A 50KA | 545.79
18859 | 18859 | NG125L CURVA D 4P 20A 50KA | 552.5
18860 | 18860 | NG125L CURVA D 4P 25A 50KA | 565.08
18861 | 18861 | NG125L CURVA D 4P 32A 50KA | 574.64
18862 | 18862 | NG125L CURVA D 4P 40A 50KA | 587.48
18863 | 18863 | NG125L CURVA D 4P 50A 50KA | 587.48
18864 | 18864 | NG125L CURVA D 4P 63A 50KA | 598.29
18865 | 18865 | NG125L CURVA D 4P 80A 50KA | 674.11
18868 | 18868 | NG125LMA 2P 4A | 148.02
18873 | 18873 | NG125LMA 2P 25A 50KA | 192.95
18874 | 18874 | NG125LMA 2P 40A | 184.17
18879 | 18879 | NG125LMA 4A 3P 25A 50KA | 222.03
18881 | 18881 | NG125LMA 3P 10A 50KA | 225.33
18883 | 18883 | NG125LMA 3P 16A 50KA | 243.88
18884 | 18884 | NG125LMA 3P 25A 50KA | 254.47
18885 | 18885 | NG125LMA 3P 40A 50KA | 293.35
18886 | 18886 | NG125LMA 3P 63A 50KA | 321.71
18887 | 18887 | NG125LMA 3P 80A 50KA | 350.17
18889 | 18889 | INTER. NG125NA 3P 63A | 250.53
18890 | 18890 | INTER. NG125NA 3P 80A | 280.5
18891 | 18891 | INTER. NG125NA 3P 100A | 278.16
18892 | 18892 | INTER. NG125NA 3P 125A | 306.45
18893 | 18893 | INTER. NG125NA 4P 63A | 301.5
18894 | 18894 | INTER. NG125NA 4P 80A | 318.23
18895 | 18895 | INTER. NG125NA 4P 100A | 330.76
18896 | 18896 | INTER. NG125NA 4P 125A | 368.43
19000 | 19000 | VIGI NG125 CLASSE AC 2P 63A 30MA | 325.86
19001 | 19001 | VIGI NG125 CLASSE AC 2P 63A 300MA | 250.53
19002 | 19002 | VIGI NG125 CLASSE AC 3P 63A 30MA | 329.17
19003 | 19003 | VIGI NG125, CLASSE AC 3P 63A 300MA | 288.05
19004 | 19004 | VIGI NG125 CLASSE AC 4P 63A 30MA | 318.77
19005 | 19005 | VIGI NG125 CLASSE AC 4P 63A 300MA | 268.43
19008 | 19008 | VG NG125 A 2P 63A 30MA | 505.01
19009 | 19009 | VIGI NG125 CLASSE A 2P 63A 300MA | 419.62
19010 | 19010 | VIGI NG125 CLASSE A 2P 63A 30MA | 411.39
19012 | 19012 | VIGI NG125 CLASSE A 2P 63A 300MA | 349.69
19013 | 19013 | VIGI NG125 CLASSE A 3P 63A 30mA | 402.51
19014 | 19014 | VIGI NG125 CLASSE A 3P 63A 300MA | 363.73
19015 | 19015 | VIGI NG125 CLASSE A 4P 63A 30MA | 444.97
19016 | 19016 | VIGI NG125 CLASSE A 4P 63A 300MA | 389.29
19018 | 19018 | VIGI NG125 CLASSE AC 4P 63A 300MA | 289.47
19030 | 19030 | VIGI NG125 CLASSE A 2P 63A 300MA SEL | 561.58
19031 | 19031 | VIGI NG125 CLASSE A 2P 63A 1000MA SEL | 533.49
19032 | 19032 | VIGI NG125 A 3P 63A S 300mA | 472.74
19033 | 19033 | VIGI NG125 CLASSE A 3P 63A 1000 MA SEL | 484.42
19034 | 19034 | VIGI NG125 CLASSE A 4P 63A 300MA SELE | 491.73
19035 | 19035 | VIGI NG125 CLASSE A 4P 63A 1000MA SEL | 467.09
19036 | 19036 | VIGI NG125 CLASSE A 3P 63A 300...3000MA | 637.15
19037 | 19037 | VIGI NG125 CLASSE A 4P 63A 300...3000 | 599.54
19039 | 19039 | VIGI NG125 CLASSE A 3P 125A 30MA | 550.51
19041 | 19041 | VIGI NG125 CLASSE A 4P 125A 30MA | 572.61
19042 | 19042 | VIGI NG125 CLASSE A 4P 125A 300MA | 440.26
19044 | 19044 | VIGI NG125 CLASSE A 3P 125A 300...1000 | 607.8
19045 | 19045 | VIGI NG125 CLASSE A 4P 125A 300...1000 | 698.25
19046 | 19046 | VIGI NG125 CLASSE A 4P 125A 300...1000 | 588.67
19047 | 19047 | VIGI NG125 CLASSE A 3P 125A 300...3000 | 688.25
19049 | 19049 | VIGI NG125 CLASSE A 4P 125A 300...3000 | 647.47
19053 | 19053 | VIGI NG125 A 3P63A300...3000MA440-500V | 764.68
19054 | 19054 | VIGI NG125 CL.A 4P 63A 300...3000MA I- | 850.97
19055 | 19055 | VIGI NG125 CL A 3P 125A 300...3000MA | 825.82
19056 | 19056 | VIGI NG125 CL.A 4P 125A 300...3000MA | 867.31
19059 | 19059 | SDV NF 250 VCA P- BLOCO VIGI NG125 | 116.86
19060 | 19060 | MXV, 110-415 VCA, P- BLOCO VIGI NG125 | 86.36
19063 | 19063 | BOBINE DISPARO MX+OF12VCC FOR NG125 | 84.26
19064 | 19064 | MX+OF 230-415 VCA P-NG125 | 63.61
19065 | 19065 | MX + OF 48-130VCA P-NG125 | 104.34
19066 | 19066 | MX + OF 24VCA P-NG125 | 87.16
19067 | 19067 | MN 220-240V CA P-NG125 | 87.99
19069 | 19069 | MN 48VCA P-NG125 | 112.94
19070 | 19070 | MN 48VCC P-NG125 | 99.04
19071 | 19071 | OF + OF 220-240 VCA P-NG125 | 52.21
19072 | 19072 | OF + SD 220-240 VCA P-NG125 | 53.22
19074 | 19074 | TAPA BORNES NG125+VIGI 2P 63A | 31.11
19075 | 19075 | TAPA BORNES NG125+VIGI 3P 63A | 35.71
19076 | 19076 | TAPA BORN DISJ 63A 4P P- NG125 C- VIGI | 34.6
19078 | 19078 | TAPA BORNES DISJ.4P REGUL.P-NG125-VIGI | 36.31
19080 | 19080 | TAPA BORNES NG125 1P | 30.23
19081 | 19081 | TAPA BORNES NG125 2P | 43.89
19082 | 19082 | TAPA BORNES 3P P-NG125-VIGI NG125 | 34.1
19083 | 19083 | TAPA BORNES 4P P-NG125 E VIGI NG125 | 40.7
19084 | 19084 | CJ 10UN TAPA PARAF 1P NG125-VIGI NG | 25.8
19087 | 19087 | TAPA PARAF. 4P NG125 E VIGI NG125 | 55.99
19088 | 19088 | COM. ROT. STAND.PRETO P-NG125 | 162.46
19089 | 19089 | COM.ROT.PUNHO VERM.FUNDO PRETO P-NG125 | 173.11
19090 | 19090 | ACESSORIO DE CONSIGNACAO P-NG125 | 20.95
19091 | 19091 | BORNE DE REPARTICAO ISOL.P-NG125 | 242.94
19092 | 19092 | COM ROT DIRECTO P- NG125 | 126.82
19093 | 19093 | PARAF.E PORCAS P-LIG.TERM.OU BARRAS P- | 30.68
19094 | 19094 | TERMINAL REDUZ.70MM2 P-NG125 80-125A | 32.06
19095 | 19095 | BORNES DE ADAPT.P-CABO ALUM.P-NG125 | 50.49
19097 | 19097 | COM ROT.DIRECTO DE EMERG?NCIA P- NG125 | 122.21
19099 | 19099 | MAN BR SUBST NG125 10 UN | 32.72
19101 | 19101 | VIGI NG125 CLASSE AC 2P 63A 300MA | 863
19106 | 19106 | VIGI NG125A A si 3P 300/3000 I/S/R | 659.92
19107 | 19107 | VIGI NG125 AsI 4P 125A 300...3000 | 697.61
19165 | 19165 | **DISJ. DOMAE 4,5KA 1P+N 6A | 25.22
20342 | 20342 | VIGI REFLEX XC40-SC40 4P 300mA 220-380 | 215.16
21086 | 21086 | Pente 1P 12 Mod | 23.75
21098 | 21098 | LOTE DE 4 LIGADORES 25 MM2 | 9.21
21100 | 21100 | **P25M 3P 3D 0,1-0,16A 660V | 126.26
21101 | 21101 | P25M 3P 3D 0,16-025A 660V | 118.33
21102 | 21102 | P25M 3P 3D 0,25-0,4A 660V | 119.4
21103 | 21103 | P25M 3P 3D 0,4-0,63A 660V | 92.79
21104 | 21104 | P25M 3P 3D 0,63-1,0A 660V | 101.77
21105 | 21105 | P25M 3P 3D 1,0-1,6A 660V | 101.77
21106 | 21106 | P25M 3P 3D 1,6-2,5A 660V | 101.77
21107 | 21107 | P25M 3P 3D 2,5-4,0A 660V | 99.79
21108 | 21108 | P25M 3P 3D 4,0-6,3A 660V | 99.79
21109 | 21109 | P25M 3P 3D 6-10A 660V | 122.3
21110 | 21110 | P25M 3P 3D 9-14A 660V | 123.8
21111 | 21111 | P25M 3P 3D 13-18A 660V | 142.45
21112 | 21112 | P25M 3P 3D 17-23A 660V | 144.73
21113 | 21113 | P25M 3P 3D 20-25A 660V | 151.67
21115 | 21115 | **BLOCO LIMITADOR 100KA P/ P25M | 140.13
21116 | 21116 | CONTACTO AUX. P- P25M POSICAO F+F | 17.63
21117 | 21117 | CONTACTO AUX. P- P25M POSICAO O+F | 17.63
21118 | 21118 | CONTACTO AUX.P-P25M POS.DEFEITO F+SD F | 24.62
21120 | 21120 | CONTACTO AUX.P-P25M POS.DEFEITO F+SD O | 24.39
21121 | 21121 | CONT.AUX.P-P25M DEFEITO O+SD O | 25.89
21127 | 21127 | BOBINE DISPARO MX 220-240V-50Hz P-P25M | 40.26
24430 | 24430 | C60N 1P 6A C UL 1077 | 24.36
24434 | 24434 | C60N "C" 1P. 16A. "UL" | 22.4
24437 | 24437 | C60 1P 32A C UL | 29.82
24451 | 24451 | C60N 2P 16A C UL | 87.61
24464 | 24464 | C60N "C" 3P 6A UL | 74.66
24470 | 24470 | C60N "C" 3P 25A "UL" | 88.89
24472 | 24472 | C60N 3P 40A C UL | 106.66
24473 | 24473 | C60N "C" 3P 50A "UL" | 130.08
24493 | 24493 | C60N D 1P 0,5A | 47.81
24494 | 24494 | C60N D 2P 0,5A | 114.15
26477 | 26477 | BOBINE DISP MX 48V CA-48V CC | Descontinuado
26923 | 26923 | CONTACTO AUXILIAR OFS | 43.73
26961 | 26961 | BOBINE DISP. MN 48VCA | Descontinuado
26963 | 26963 | BOBINE DISP.MN 220-240VCA TEMP | 108.61
26969 | 26969 | BOBE DISP.MNX P-ABERT.DE BP 220-240VCA | 101.89
26970 | 26970 | DISPOSITIVO DE ENCRAV. 2UN | 17.29
26971 | 26971 | MNX 400V CA POUR C60-C120-DPN-ID | Descontinuado
26975 | 26975 | TAPA BORNES SELAVEL 1P | 12.72
26976 | 26976 | TAPA BORNES SELAVEL 2P | 20.07
26981 | 26981 | TAPA PARAFUSOS SELAVEL 2UN | 26.96
27046 | 27046 | SUB-CONJ. DE MANOBRA P-CDO ROT | 36.05
27047 | 27047 | PUNHO PROLONGADO DESACOPLAVEL | 41.51
27048 | 27048 | PUNHO FIXO | 35.51
27052 | 27052 | SACOS 50 MOLAS P-C60N | 12.24
27060 | 27060 | BORNE P- CABO DE ALUMINIO C60-C120 | 16.35
27062 | 27062 | INTERCALAR DE VENTILACAO 9MM | 5
27108 | 27108 | bobine MN 24V instantânea | Descontinuado
27145 | 27145 | DISPOSITIVO DE ENCRAV. 4 UNIDA | 18.94
28566 | 28566 | MULTIPLEXEUR RM12T | 531.95
28900 | 28900 | INTERPACT INS40 3P C/PUNHO | 59.33
28901 | 28901 | INTERPACT INS40 4P C/PUNHO | 60.91
28902 | 28902 | INTERPACT INS63 3P C/PUNHO | 71.52
28903 | 28903 | INTERPACT INS63 4P C/PUNHO | 84.49
28904 | 28904 | INTERPACT INS80 3P C/PUNHO | 87.35
28905 | 28905 | INTERPACT INS80 4P C/PUNHO | 97.16
28908 | 28908 | INTERPACT INS100 3P C/PUNHO | 90.83
28909 | 28909 | INTERPACT INS100 4P C/PUNHO | 97.82
28910 | 28910 | INTERPACT INS125 3P C/PUNHO | 98.86
28911 | 28911 | INTERPACT INS125 4P C/PUNHO | 112.59
28912 | 28912 | INTERPACT INS160 3P C/PUNHO | 130.38
28913 | 28913 | INTERPACT INS160 4P C/PUNHO | 143.47
28916 | 28916 | INTERPACT INS40 3P C/PUNHO VERM. | 59.36
28917 | 28917 | INTERPACT INS40 4P C/PUNHO VERM | 63.34
28918 | 28918 | INTERPACT INS63 3P C/PUNHO VERM. | 72.25
28919 | 28919 | INTERPACT INS63 4P C/PUNHO VERM | 86.24
28920 | 28920 | INTERPACT INS80 3P C/PUNHO VERM | 88.21
28921 | 28921 | INTERPACT INS80 4P C/PUNHO VERM | 95.42
28924 | 28924 | INTERPACT INS100 3P C/PUNHO VERM | 93.56
28925 | 28925 | INTERPACT INS100 4P C/PUNHO VERM. | 100.77
28926 | 28926 | INTERPACT INS125 3P C/PUNHO VERM | 103.84
28927 | 28927 | INTERPACT INS125 4P C/PUNHO VERM. | 120.75
28928 | 28928 | INTERPACT INS160 3P C/PUNHO VERM. | 137
28929 | 28929 | INTERPACT INS160 4P C/PUNHO VERM | 150.88
28943 | 28943 | COM.ROT.PROL.LATERAL STD INS40/160 | 54.09
28944 | 28944 | COM.ROT.PROL.LATERAL VERM. INS40/160 | 54.09
28945 | 28945 | COM.ROT.PROL.LATERAL STD PARA PRISMA | 82.3
28946 | 28946 | COM.ROT.PROL.LAT VERM | 81.32
28947 | 28947 | 3 BORNES ENCAIXAVEIS CABO 95MM2 160A | 38.53
28948 | 28948 | 4 BORNES ENCAIXAVEIS CABO 95MM2 160A | 38.69
28949 | 28949 | 3 BORNES REPARTICAO CABO 160A | 138.94
28950 | 28950 | 4 BORNES REPARTIÇÃO CABO <160A | 176.19
28951 | 28951 | 3 TERM. P/CABO 95MM2 C/SEPARD DE FASE | 38.12
28952 | 28952 | 4 TERM. P/CABO 95MM2 C/SEPARD DE FASE | 51.78
28953 | 28953 | ENCRAVAMENTO MECANICO INS40/160 | 206.92
28955 | 28955 | 2 TAPA PARAFUSOS INS40-80A | 19.86
28956 | 28956 | 2 TAPA PARAFUSOS INS100/160A | 25.96
28957 | 28957 | 2 TAPA BORNES CURTOS (INS40/80) | 33.81
28958 | 28958 | 2 TAPA BORNES CURTOS (INS100/160) | 38.68
28959 | 28959 | 6 SEPARADORES DE FASE (INS100/1600) | 28.3
28962 | 28962 | COM.ROT.DIRECTO FRONTAL STD INS40/160 | 22.48
28963 | 28963 | COM.ROT.DIRECTO FRONTAL VER. INS40-160 | 24.86
28967 | 28967 | QUADRO INDIV. COM.ROT.FRONTAL STD IP55 | 346.26
29312 | 29312 | SACO DE PARAFUSOS COMPACT | 6.48
29314 | 29314 | LOTE 100 ETIQUETAS SIN. | 28.53
29315 | 29315 | MOLDURA PORTA DIRECTO (NS) | 15.37
29349 | 29349 | PLATINA ENC MEC. (NS) | 388.39
29350 | 29350 | PLATINA + IVE 48/415VCA | 773.66
29351 | 29351 | PLATINA + IVE 24/250VCC | 773.66
29352 | 29352 | ENCR. ELECT IVE 48/415VCA | 385.27
29356 | 29356 | ENCR. ELECT IVE 24/250VCC | 385.27
29358 | 29358 | ACES. LIGACAO JUSANTE 3P | 542.06
29359 | 29359 | ACES. LIGACAO JUSANTE 4P | 564.6
29363 | 29363 | PLATINA ACP 220/240VCA | 613.05
29364 | 29364 | PLATINA ACP 380/415VCA | 613.05
29365 | 29365 | cabo de ligação aparelho / IVE | 69.98
29368 | 29368 | CABO DE LIGAÇÃO IVE/BA/UA | 170.94
29370 | 29370 | DISP. ENCRAV. AMOVIVEL (NS100/630) | 14.47
29372 | 29372 | ADAP BARRAMENTO 60MM 3P | 189.75
29375 | 29375 | KIT SELAGEM NS100-630 | 39.55
29376 | 29376 | AUTOMATISMO BA 220/240VCA | 982.67
29377 | 29377 | AUTOMATISMO BA 380/415VCA | 982.67
29378 | 29378 | AUTOMATISMO UA 220/240VAC | 1117.42
29380 | 29380 | AUTOMATISMO UA 380/415VCA | 1117.42
29446 | 29446 | AUT UA 110/127VAC 50/60HZ | 1100.93
29447 | 29447 | PLATINA ACP 110/127VCA | 603.97
29448 | 29448 | ACP+AUT UA 110/127VAC | 1704.9
29450 | 29450 | 1 CONTACTO AUXILIAR OF/SD/SDE/SDV | 52.84
29452 | 29452 | 1 CONTACTO AUX. OF-SD-SDE-SDV B. NIVEL | 59.45
29470 | 29470 | ACP+AUT BA 220/240VAC | 1595.72
29471 | 29471 | ACP+AUT BA 380/415VAC | 1595.72
29472 | 29472 | ACP+AUT UA 220/240VAC | 1730.46
29473 | 29473 | ACP+AUT UA 380/415VAC | 1730.46
31052 | 31052 | COM.ROT.PROLOG.STAND. INS320/400/630 | 110.08
31053 | 31053 | COM.ROT.PROLOG.VER. INS320/400/630 | 110.08
31054 | 31054 | ACESSORIO DE TRANSF. COM. DIRECTO | 31.76
31055 | 31055 | COM.PROL.MONOBLOCO STD INS100/630 | 117.02
31057 | 31057 | COM.LATERAL STD INS/INV250 | 68.8
31058 | 31058 | COM.LATERAL VER INS/INV250 | 69.47
31064 | 31064 | ALINHAMENTO FACE FRONTAL | 38.69
31066 | 31066 | ADAPTADOR INV 100/160/250 COM NS250 | 114.76
31067 | 31067 | ACES.ASSOC. MONO. INV320/630-NS630 | 267.75
31068 | 31068 | ACES.ASSOC. MONO. INV320/630-NS400/630 | 237
31071 | 31071 | ACES.UNIÃO FLEX.INV-NS250 | 462.5
31072 | 31072 | U.FLEX.INV320-NS400 | 725.88
31073 | 31073 | ENCRAVAMENTO MECANICO INS250 | 275.8
31074 | 31074 | ENCRAVAMENTO MECANICO INS320/400/630 | 275.8
31079 | 31079 | MOLDURA PARA INTERRUPTOR | 13.33
31080 | 31080 | MOLDURA PARA INTERRUPTOR | 14.14
31081 | 31081 | KIT DE ADAPTACAO PARA AMPERIMETRO | 269.94
31082 | 31082 | PUNHO PRETO (INS/INV) | 33.06
31083 | 31083 | PUNHO VERMELHO (INS/INV100/250) | 33.06
31084 | 31084 | PUNHO NEGRO (INS/INV320/630) | 48.54
31085 | 31085 | PUNHO VERMELHO (INS/INV320/630) | 48.54
31087 | 31087 | DISPOSITIVO DE ENCR. S/FECH.INS250 | 77.5
31088 | 31088 | DISPOSITIVO DE ENCR. S-FECH.INS320-630 | 77.5
31089 | 31089 | JANELA TRANS. INV100/250 | 50.97
31090 | 31090 | JANELA TRANS. INV320/630 | 84.7
31093 | 31093 | UFLEX.INV320/630VER-NS250 | 535.85
31097 | 31097 | DISPOSITIVO DE ENCR. S/FECH.MONOBLOCO | 87.9
31100 | 31100 | INTERPACT INS250 100A 3P | 162.3
31101 | 31101 | INTERPACT INS250 100A 4P | 177.14
31102 | 31102 | INTERPACT INS250 200A 3P | 193.22
31103 | 31103 | INTERPACT INS250 200A 4P | 210.26
31104 | 31104 | INTERPACT INS250 160A 3P | 180.43
31105 | 31105 | INTERPACT INS250 160A 4P | 198.82
31106 | 31106 | INTERPACT INS250 3P | 200.62
31107 | 31107 | INTERPACT INS250 4P | 217.4
31108 | 31108 | INTERPACT INS320 3P | 327.8
31109 | 31109 | INTERPACT INS320 4P | 361.22
31110 | 31110 | INTERPACT INS400 3P | 275.4
31111 | 31111 | INTERPACT INS400 4P | 338.51
31112 | 31112 | INTERPACT INS500 3P | 512.65
31113 | 31113 | INTERPACT INS500 4P | 572.43
31114 | 31114 | INTERPACT INS630 3P | 427.71
31115 | 31115 | INTERPACT INS630 4P | 507.12
31120 | 31120 | INS250 100A 3P C.ROT.VERM | 181.73
31121 | 31121 | INS250 100A 4P PUNHO ROT.VERM-ESP.AMAR | 199.37
31122 | 31122 | INS250 200A 3P PUNHO ROT.VERM-ESP.AMAR | 225.94
31123 | 31123 | INS250 200A 4P PUNHO ROT.VERM-ESP-AMAR | 245.81
31124 | 31124 | INS250 160A 3P PUNHO ROT.VERM-ESP.AMAR | 207.13
31125 | 31125 | INS250 160A 4P PUNHO ROT.VERM-ESP.AMAR | 239.18
31126 | 31126 | INS250 3P PUNHO ROT.VERMELHO-ESP.AMAR | 239.22
31127 | 31127 | INS250 4P PUNHO ROT.VERMELHO-ESP.AMAR | 252.12
31128 | 31128 | INS320 3P PUNHO ROT.VERMELHO-ESP.AMAR | 358.8
31129 | 31129 | INS320 4P PUNHO ROT.VERMELHO-ESP.AMAR | 420.39
31130 | 31130 | INS400 3P PUNHO ROT.VERMELHO-ESP.AMAR | 391.54
31131 | 31131 | INS400 4P PUNHO ROT.VERMELHO-ESP.AMAR | 454.81
31132 | 31132 | INS500 3P PUNHO ROT.VERMELHO-ESP.AMAR | 525.42
31133 | 31133 | INS500 4P PUNHO ROT.VERMELHO-ESP.AMAR | 592.55
31134 | 31134 | INS630 3P PUNHO ROT.VERMELHO-ESP-AMAR | 596.5
31135 | 31135 | INS630 4P PUNHO ROT.VERMELHO-ESP.AMAR | 680.59
31140 | 31140 | INV. REDE MONOBLOC P/INS250 100 3P | 588.34
31141 | 31141 | INV. REDE MONOBLOC P/INS250 100 4P | 611.55
31142 | 31142 | INV. REDE MONOBLOC P/INS250 200 3P | 655.91
31143 | 31143 | INV. REDE MONOBLOC P/INS250 200 4P | 673.68
31144 | 31144 | INV. REDE MONOBLOC P/INS250 160 3P | 631.67
31145 | 31145 | INV. REDE MONOBLOC P/INS250 160 4P | 636.91
31146 | 31146 | INV. REDE MONOBLOC P/INS250 3P | 673.74
31147 | 31147 | INV. REDE MONOBLOC P/INS250 4P | 719.08
31148 | 31148 | INV. REDE MONOBLOC P/INS320 3P | 1057.55
31149 | 31149 | INV. REDE MONOBLOC P/INS320 4P | 1148.35
31150 | 31150 | INV. REDE MONOBLOC P/INS400 3P | 1103.54
31151 | 31151 | INV. REDE MONOBLOC P/INS400 4P | 1212.12
31152 | 31152 | INV. REDE MONOBLOC P/INS500 3P | 1441.85
31153 | 31153 | INV. REDE MONOBLOC P/INS500 4P | 1575.7
31154 | 31154 | INV. REDE MONOBLOC P/INS630 3P | 1473.65
31155 | 31155 | INV. REDE MONOBLOC P/INS630 4P | 1690.46
31160 | 31160 | INTERPACT INV 100 3P | 170.59
31161 | 31161 | INTERPACT INV 100 4P | 189.28
31162 | 31162 | INTERPACT INV 200 3P | 202.89
31163 | 31163 | INTERPACT INV 200 4P | 220.78
31164 | 31164 | INTERPACT INV 160 3P | 186.05
31165 | 31165 | INTERPACT INV 160 4P | 208.98
31166 | 31166 | INTERPACT INV 250 3P | 214.81
31167 | 31167 | INTERPACT INV 250 4P | 232.67
31168 | 31168 | INTERPACT INV 320 3P | 347.46
31169 | 31169 | INTERPACT INV 320 4P | 407.1
31170 | 31170 | INTERPACT INV 400 3P | 372.34
31171 | 31171 | INTERPACT INV 400 4P | 440.48
31172 | 31172 | INTERPACT INV 500 3P | 535.27
31173 | 31173 | INTERPACT INV 500 4P | 601.17
31174 | 31174 | INTERPACT INV 630 3P | 605.23
31175 | 31175 | INTERPACT INV 630 4P | 694.21
31180 | 31180 | INV 100 3P ESP.AMAR.PUNHO VERM.STD. | 192.09
31181 | 31181 | INV 100 4P ESP.AMAR.PUNHO VERM.STD. | 201.6
31182 | 31182 | INV 200 3P ESP.AMAR.PUNHO VERM.STD. | 226.49
31183 | 31183 | INV 200 4P COM.VERMELHO. | 242.8
31184 | 31184 | INV 160 3P ESP.AMAR.PUNHO VERM.STD. | 207.7
31185 | 31185 | INV 160 4P ESP.AMAR.PUNHO VERM.STD | 239.63
31186 | 31186 | INV 250 3P ESP.AMAR.PUNHO VERM.STD. | 239.82
31187 | 31187 | INV 250 4P ESP.AMAR.PUNHO VERM.STD. | 253.58
31188 | 31188 | INV 320 3P ESP.AMAR.PUNHO VERM.STD | 376.8
31189 | 31189 | INV 320 4P COM.VERMELHO. | 434.94
31190 | 31190 | INV 400 3P ESP.AMAR.PUNHO VERM.STD. | 403.73
31191 | 31191 | INV 400 4P ESP.AMAR.PUNHO VERM.STD | 477.65
31192 | 31192 | INV 500 3P COM.VERMELHO. | 543.64
31193 | 31193 | INV 500 4P ESP.AMAR.PUNHO VERM.STD. | 622.26
31194 | 31194 | INV 630 3P ESP.AMAR.PUNHO VERM.STD. | 620.36
31195 | 31195 | INV 630 4P ESP.AMAR.PUNHO VERM.STD. | 714.77
31204 | 31204 | QUADRO INDIV. COM.ROT.FRONTAL STD IP55 | 427.53
31205 | 31205 | QUADRO INDIV. COM.ROT.FRONTAL VER IP55 | 427.53
31206 | 31206 | QUADRO INDIV. COM.ROT.FRONTAL STD IP55 | 844.46
31207 | 31207 | QUADRO INDIV. COM.ROT.FRONTAL STD IP55 | 852.81
31208 | 31208 | Quadro Indiv com ROT frontal STD IP55 | 1129.42
31210 | 31210 | QUADRO INDIV. COM.ROT.PROL STD IP55 | 815.77
31212 | 31212 | QUADRO INDIV. COM.ROT.PROL STD IP55 | 1038.86
31213 | 31213 | QUADRO INDIV. COM.ROT.PROL VER IP55 | 1038.86
31288 | 31288 | COMD. ROT.PROL. STD INS800/1600 | 136.24
31289 | 31289 | COMD. ROT.PROL.VER/AMAR. INS800/1600 | 144.1
31291 | 31291 | DISP. DE ENCR. S-FECH. INS800-2500 | 88.77
31293 | 31293 | VISOR INV800/2500 3P | 131.77
31294 | 31294 | FRONTAL VISÍVEL 4P INV800/1600 | 150.01
31295 | 31295 | MOLDURA DE PORTA 3/4P INS800/1600 | 29.65
31296 | 31296 | COMANDO ROTATIVO STD .INS/INV800/2500 | 57.16
31297 | 31297 | COMANDO ROTATIVO VER. INS/INV800-2500 | 57.56
31298 | 31298 | COMANDO ROTATIVO STD INS-INV2000-2500 | 81.19
31301 | 31301 | PLACAS CABOS 3P (INS/INV800-1600) | 358.97
31302 | 31302 | PLACAS CABOS 4P (INS/INV800-1600) | 464.16
31305 | 31305 | ESPAÇADORES 3P (INS/INV800-1600) | 169.21
31306 | 31306 | ESPAÇADORES 4P (INS/INV800-1600) | 220.95
31307 | 31307 | BASE PARA TAPA-BORNES 3P | 52.79
31308 | 31308 | BASE PARA TAPA-BORNES 4P | 84.82
31315 | 31315 | SEPARADOR FASE 3P/4P INS/INV800/1600 | 59.58
31319 | 31319 | SEPARADOR FASE 3P/4P INS/INV2000/2500 | 75.72
31330 | 31330 | INS800 3P | 976.2
31331 | 31331 | INS800 4P | 1200.63
31332 | 31332 | INS1000 3P | 1006.31
31333 | 31333 | INS1000 4P | 1151.03
31334 | 31334 | INS1250 3P | 1228.13
31335 | 31335 | INS1250 4P | 1423.83
31336 | 31336 | INS1600 3P | 1502.66
31337 | 31337 | INS1600 4P | 1742.1
31338 | 31338 | INS2000 3P | 2587.02
31339 | 31339 | INS2000 4P | 3048.44
31340 | 31340 | INS2500 3P | 3188.42
31341 | 31341 | INS2500 4P | 3627.44
31344 | 31344 | INS 800 3P COM.VER-ESP.AMR | 1193.59
31345 | 31345 | INS 800 4P COM.VER-ESP-AMR | 1378.61
31346 | 31346 | INS 1000 3P COM.VER-ESP.AMR | 1850.06
31347 | 31347 | INS1000 4P C.ROT VER/AMAR | 1412.29
31348 | 31348 | INS 1250 3P COM.VER-ESP.AMR | 1606.05
31349 | 31349 | INS 1250 4P COM.VER-ESP.AMR | 1861.9
31350 | 31350 | INS 1600 3P COM.VER-ESP.AMR | 1945.52
31351 | 31351 | INS 1600 4P COM.VER-ESP.AMR | 2393.92
31358 | 31358 | INV800 3P | 1139.33
31359 | 31359 | INV800 4P | 1303.07
31360 | 31360 | INV1000 3P | 1196.29
31361 | 31361 | INV1000 4P | 1409.28
31362 | 31362 | INV1250 3P | 1459.95
31363 | 31363 | INV1250 4P | 1692.58
31364 | 31364 | INV1600 3P | 1852.81
31365 | 31365 | INV1600 4P | 2200.35
31366 | 31366 | INV2000 3P | 3235.77
31367 | 31367 | INV2000 4P | 3756.44
31368 | 31368 | INV2500 3P | 4403.05
31369 | 31369 | INV2500 4P | 4951.54
31372 | 31372 | INV800 3P C.ROT VER/AMAR | 1326.57
31373 | 31373 | INV 800 4P COM.VER-ESP.AMR | 1540.08
31374 | 31374 | INV1000 3P C.ROT VER/AMAR | 1392.91
31375 | 31375 | INV1000 4P C.ROT VER/AMAR | 1593.18
31376 | 31376 | INV1250 3P C.ROT VER/AMAR | 1699.9
31377 | 31377 | INV 1250 4P COM.VER-ESP.AMR | 2000.4
31378 | 31378 | INV1600 3P C.ROT VER/AMAR | 2059.27
31379 | 31379 | INV1600 4P C.ROT VER/AMAR | 2387.39
32339 | 32339 | PLASTRON 4P NS400-630NE | 1758.2
32556 | 32556 | MOLDURA PORTA FRONTAL | 24.13
32583 | 32583 | 2 TAPA BORNES LONGOS 4P | 183.25
32609 | 32609 | PLAT.ENC MEC. (NS400/630) | 982.17
32610 | 32610 | PLATINA + IVE 48/415VCA | 1367.44
32611 | 32611 | PLATINA + IVE 24/250VCC | 1367.44
32614 | 32614 | ENC. MEC. COMANDO DIRECTO (NS400/630) | 179.69
32618 | 32618 | KIT ADAPT INV-NS400/630 | 111.58
32623 | 32623 | ADAP BARRAMENTO 60MM 3P | 374.53
32631 | 32631 | ENC PUNHO POR CADEADO | 64.61
33013 | 33013 | 6 TERM. CABOS 240MM2 3P | 244.17
33014 | 33014 | 8 TERM. CABOS 240MM2 4P | 325.26
33015 | 33015 | 6 TERM. CABOS 300MM2 3P | 261.61
33016 | 33016 | 8 TERM. CABOS 300MM2 4P | 348.78
33098 | 33098 | BORNERO 3 HILOS PARA AUX. ELEC. CHASIS | 20.27
33170 | 33170 | CONTACTO POSIÇÃO (CE/CD/CT) | 78.61
33171 | 33171 | CONT.POSIÇÃO B.NÍVEL(CE/CD/CT) | 78.61
33174 | 33174 | Ferradura Profalux identicas 215470 | 134.94
33187 | 33187 | MOTORREDUCTOR 100/130 VCC | 1614.08
33190 | 33190 | FECHADURA RONIS IDENTICA EL24135 | 152.3
33191 | 33191 | FECHADURA RONIS IDENTICA EL24153 | 152.3
33192 | 33192 | FECHADURA RONIS IDENTICA EL24315 | 159.54
33195 | 33195 | PROLONGADOR ADIC. PUNHO NS800B/1600 | 75.79
33230 | 33230 | NS800 N 3P FIXO SD | 2518.37
33231 | 33231 | NS800 H 3P FIXO SD | 2826.66
33232 | 33232 | NS800 L 3P FIXO SD | 4103.92
33234 | 33234 | NS800 N 4P FIXO SD | 3120.28
33235 | 33235 | NS800 H 4P FIXO SD | 3447.39
33236 | 33236 | NS800 L 4P FIXO SD | 5258.58
33240 | 33240 | NS1000 N 3P FIXO SD | 3549.71
33241 | 33241 | NS1000 H 3P FIXO SD | 4023.11
33242 | 33242 | NS1000 L 3P FIXO SD | 7154.93
33244 | 33244 | NS1000 N 4P FIXO SD | 4198.35
33245 | 33245 | NS1000 H 4P FIXO SD | 4692.61
33246 | 33246 | NS1000 L 4P FIXO SD | 8197.09
33250 | 33250 | NS1250 N 3P FIXO SD | 4113.66
33251 | 33251 | NS1250 H 3P FIXO SD | 4295.42
33254 | 33254 | NS1250 N 4P FIXO SD | 4732.53
33255 | 33255 | NS1250 H 4P FIXO SD | 5325.09
33260 | 33260 | NS1600 N 3P FIXO SD | 4668.06
33261 | 33261 | NS1600 H 3P FIXO SD | 5359.55
33264 | 33264 | NS1600 N 4P FIXO SD | 5178.71
33265 | 33265 | NS1600 H 4P FIXO SD | 5991.94
33330 | 33330 | NS800 N 3P EXTRAÍVEL SD | 3418.5
33331 | 33331 | NS800 H 3P EXTRAÍVEL SD | 3726.52
33332 | 33332 | NS800 L 3P EXTRAÍVEL SD | 4793
33334 | 33334 | NS800 N 4P EXTRAÍVEL SD | 3983.65
33335 | 33335 | NS800 H 4P EXTRAÍVEL SD | 4298.94
33336 | 33336 | NS800 L 4P EXTRAÍVEL SD | 5902.02
33340 | 33340 | NS1000 N 3P EXTRAÍVEL SD | 4449.73
33341 | 33341 | NS1000 H 3P EXTRAÍVEL SD | 4923.12
33342 | 33342 | NS1000 L 3P EXTRAÍVEL SD | 7817.3
33344 | 33344 | NS1000 N 4P EXTRAÍVEL SD | 5062.44
33345 | 33345 | NS1000 H 4P EXTRAÍVEL SD | 5543.53
33346 | 33346 | NS1000 L 4P EXTRAÍVEL SD | 8815.87
33350 | 33350 | NS1250 N 3P EXTRAÍVEL SD | 5229.66
33351 | 33351 | NS1250 H 3P EXTRAÍVEL SD | 5831.38
33354 | 33354 | NS1250 N 4P EXTRAÍVEL SD | 5837.81
33355 | 33355 | NS1250 H 4P EXTRAÍVEL SD | 6446.79
33360 | 33360 | NS1600 N 3P EXTRAÍVEL SD | 5738.78
33361 | 33361 | NS1600 H 3P EXTRAÍVEL SD | 6489.82
33364 | 33364 | NS1600 N 4P EXTRAÍVEL SD | 6215.42
33365 | 33365 | NS1600 H 4P EXTRAÍVEL SD | 6970.76
33380 | 33380 | NS800 N 3P EXTR. SD MOTOR | 5618.59
33381 | 33381 | NS800 H 3P EXTR. SD MOTOR | 5760.21
33382 | 33382 | NS800 L 3P EXTR. SD MOTOR | 7148.26
33384 | 33384 | NS800 N 4P EXTR. SD MOTOR | 6108.45
33385 | 33385 | NS800 H 4P EXTR. SD MOTOR | 6330.86
33386 | 33386 | NS800 L 4P EXTR. SD MOTOR | 8268.03
33390 | 33390 | NS1000 N 3P EXTR.SD MOTOR | 6659.96
33391 | 33391 | NS1000 H 3P EXTR.SD MOTOR | 7279.6
33392 | 33392 | NS 1000 L 3P EXT.SD MOTOR | 10517.56
33394 | 33394 | NS 1000 N 4P EXT.SD MOTOR | 7197.62
33395 | 33395 | NS1000 H 4P EXTR.SD MOTOR | 7906.12
33396 | 33396 | NS1000 L 4P EXTR.SD MOTOR | 11566.14
33400 | 33400 | NS1250 N 3P EXTR.SD MOTOR | 7447.42
33401 | 33401 | NS1250 H 3P EXTR.SD MOTOR | 8196.57
33404 | 33404 | NS1250 N 4P EXTR.SD MOTOR | 7980.5
33405 | 33405 | NS1250 H 4P EXTR.SD MOTOR | 8817.92
33410 | 33410 | NS1600 N 3P EXTR.SD MOTOR | 7945.22
33411 | 33411 | NS1600 H 3P EXTR.SD MOTOR | 8840.75
33414 | 33414 | NS1600 N 4P EXTR.SD MOTOR | 8350.27
33415 | 33415 | NS1600 H 4P EXTR.SD MOTOR | 9193.44
33422 | 33422 | NS800 NA 3P FIXO | 2260.43
33423 | 33423 | NS800 NA 4P FIXO | 2929.22
33424 | 33424 | NS1000 NA 3P FIXO | 2460.11
33425 | 33425 | NS1000 NA 4P FIXO | 3099.03
33426 | 33426 | NS1250 NA 3P FIXO | 2584.92
33427 | 33427 | NS1250 NA 4P FIXO | 3147.8
33428 | 33428 | NS1600 NA 3P FIXO | 2734.16
33429 | 33429 | NS1600 NA 4P FIXO | 3220.28
33432 | 33432 | NS800 NA 3P EXTRAÍVEL | 2260.43
33433 | 33433 | NS800 NA 4P EXTRAÍVEL | 2929.22
33434 | 33434 | NS1000 NA 3P EXTRAÍVEL | 2460.11
33435 | 33435 | NS1000 NA 4P EXTRAÍVEL | 3099.03
33436 | 33436 | NS1250 NA 3P EXTRAÍVEL | 2584.92
33437 | 33437 | NS1250 NA 4P EXTRAÍVEL | 3147.8
33438 | 33438 | NS1600 NA 3P EXTRAÍVEL | 2693.75
33439 | 33439 | NS1600 NA 4P EXTRAÍVEL | 3220.28
33452 | 33452 | NS800 NA 3P EXTR. MOTOR | 4433.23
33453 | 33453 | NS800 NA 4P EXTR. MOTOR | 5168.48
33454 | 33454 | NS1000 NA 3P EXTR. MOTOR | 4699.39
33455 | 33455 | NS1000 NA 4P EXTR. MOTOR | 5338.29
33456 | 33456 | NS1250 NA 3P EXTR. MOTOR | 4752.88
33457 | 33457 | NS1250 NA 4P EXTR. MOTOR | 5387.13
33458 | 33458 | NS1600 NA 3P EXTR. MOTOR | 4899.91
33459 | 33459 | NS1600 NA 4P EXTR. MOTOR | 5378.92
33468 | 33468 | NS800 L 3P FIXO MICRO 2.0 TAF | Descontinuado
33469 | 33469 | NS800 N 4P FIXO MICRO 2.0 TAF | Descontinuado
33471 | 33471 | NS800 L 4P FIXO MICRO 2.0 TAF | Descontinuado
33474 | 33474 | NS1000 L 3P FIXO MICRO 2.0 TAF | Descontinuado
33475 | 33475 | NS1000 N 4P FIXO MICRO 2.0 TAF | Descontinuado
33477 | 33477 | NS1000 L 4P FIXO MICRO 2.0 TAF | Descontinuado
33487 | 33487 | NS800 NA 3P FIXO TAF | 2531.36
33488 | 33488 | NS1000 NA 3P FIXO TAF | 2731.09
33489 | 33489 | NS1250 NA 3P FIXO TAF | 2986.56
33490 | 33490 | NS1600 NA 3P FIXO TAF | 3275.76
33492 | 33492 | NS800 NA 4P FIXO TAF | 3410.8
33493 | 33493 | NS1000 NA 4P FIXO TAF | 3580.68
33494 | 33494 | NS1250 NA 4P FIXO TAF | 3862.53
33495 | 33495 | NS1600 NA 4P FIXO TAF | 4183.84
33498 | 33498 | NS800 L 3P FIXO MICRO 2.0A TAF | Descontinuado
33499 | 33499 | NS1000L 3P FIXO MICRO 2.0A TAF | Descontinuado
33501 | 33501 | NS800 L 4P FIXO MICRO 2.0A FIXO | Descontinuado
33502 | 33502 | NS1000 L 4P FIXO MICRO 2.0A TAF | Descontinuado
33517 | 33517 | NS800 L 3P FIXO MICRO 5.0A TAF | Descontinuado
33518 | 33518 | NS1000 L 3P FIXO MICRO 5.0A TAF | Descontinuado
33520 | 33520 | NS800 L 4P FIXO MICRO 5.0A TAF | Descontinuado
33521 | 33521 | NS1000 L 4P FIXO MICRO 5.0A TAF | Descontinuado
33535 | 33535 | MICROLOGIC 2.0E NS FIXO | 1063.36
33536 | 33536 | MICROLOGIC 2.0E NS EXT | 1063.36
33537 | 33537 | MICROLOGIC 5.0E NS FIXO | 1948.1
33538 | 33538 | MICROLOGIC 5.0E NS EXT | 1948.1
33539 | 33539 | MICROLOGIC 6.0E NS FIXO | 3203.33
33540 | 33540 | MICROLOGIC 6.0E NS EXT | 3203.33
33542 | 33542 | REGULADOR LARGO RETARDO ESTANDAR 0,4 A 1 | 56.7
33543 | 33543 | REGULAÇÃO IEC 0.4 A 0.8 BAIXA | 56.47
33544 | 33544 | REGULAÇÃO IEC 0.8 A 1 ALTA | 56.47
33545 | 33545 | REGULAÇÃO LR OFF | 56.47
33554 | 33554 | NS800 L 3P FIXO MICRO 5.0 TAF | Descontinuado
33557 | 33557 | NS800 L 4P FIXO MICRO 5.0 TAF | Descontinuado
33560 | 33560 | NS1000 L 3P FIXO MICRO 5.0 TAF | Descontinuado
33563 | 33563 | NS1000 L 4P FIXO MICRO 5.0 TAF | Descontinuado
33573 | 33573 | TORO PROT.DIFERENCIAL 280X115 | 2614.25
33574 | 33574 | TORO PROT.DIFERENCIAL 470X160 | 4564.85
33576 | 33576 | TRANS.NEUTRO PROT.TERRA400/1600A | 1493.95
33579 | 33579 | TRANS.EXTERIOR PROT.TERRA SGR | 1903.38
33596 | 33596 | PROTECÇÃO CAMARAS DE CORTE 3P | 80.75
33598 | 33598 | TAF SUP. 3P 630/1000A FIX | 136.12
33599 | 33599 | TAF INF. 3P 630/1000A FIX | 136.12
33600 | 33600 | TAF SUP. 3P 1250 A FIXO | 200.84
33601 | 33601 | TAF INF. 3P 1250 A FIXO | 200.84
33602 | 33602 | TAF SUP. 3P 1600 A FIXO | 270.79
33603 | 33603 | TAF INF. 3P 1600 A FIXO | 270.79
33604 | 33604 | TAT V.SUP.3P 630/1600 FIX | 341.91
33605 | 33605 | TAT V.INF.3P 630/1600 FIX | 341.91
33606 | 33606 | TAT H.SUP.3P 630/1600 FIX | 341.91
33607 | 33607 | TAT H.INF.3P 630/1600 FIX | 341.91
33608 | 33608 | TAF SUP.4P 630/1000A FIXO | 242
33609 | 33609 | TAF INF.4P 630/1000 FIXO | 242
33610 | 33610 | TAF SUP. 4P 1250 A FIXO | 357.37
33611 | 33611 | TAF INF. 4P 1250 A FIXO | 357.37
33612 | 33612 | TAF SUP. 4P 1600 A FIXO | 481.77
33613 | 33613 | TAF INF. 4P 1600 A FIXO | 481.77
33614 | 33614 | TAT V.SUP.4P 630/1600 FIX | 455.87
33615 | 33615 | TAT V.INF.4P630/1600A FIX | 455.87
33616 | 33616 | TAT H.SUP.4P630/1600A FIX | 455.87
33617 | 33617 | TAT H.INF.4P630/1600A FIX | 455.87
33622 | 33622 | ESPACADORES 3P 630-1600 3UNID | 365.99
33623 | 33623 | ESPACADORES 4P 630-1600 4UNID | 485.33
33628 | 33628 | TAPA BORNES 3P | 142.61
33629 | 33629 | TAPA BORNES 4P | 189.07
33640 | 33640 | 3 LIG.4X240MM² +1 TAPA BORNES | 429.99
33641 | 33641 | 4 LIG.4X150MM² +1 TAPA BORNES | 687.3
33642 | 33642 | ADAP. LIGAÇÃO VERTICAL 3P(3UNID) | 347.79
33643 | 33643 | ADAP. LIGAÇÃO VERTICAL 4P(4UNID) | 459.31
33644 | 33644 | PLACAS P/ CABOS 3P | 296.06
33645 | 33645 | PLACAS P/ CABOS 4P | 402.11
33646 | 33646 | SEPARADORES DE FASE P/TAF(3UNID) | 71.68
33647 | 33647 | ADAP. LATERAL P/ MONTAGEM HOR. | 263.87
33648 | 33648 | SEPARADORES DE FASE P/TAT(3UNID) | 159.39
33658 | 33658 | MX 012 V CC FIXO STD | 275.71
33659 | 33659 | MX 024/030 V CA/ V CC FIXO STD | 268.05
33660 | 33660 | MX 048/060 V CA/ V CC FIXO STD | 255.28
33661 | 33661 | MX 100/130 V CA/ V CC FIXO STD | 255.28
33662 | 33662 | MX 200/250 V CA/ V CC FIXO STD | 255.28
33663 | 33663 | MX 240/277 V CA FIXO STD | 268.05
33664 | 33664 | MX 380/480 V CA FIXO STD | 268.05
33668 | 33668 | MN 024/030 V CA/ V CC FIXO STD | 268.05
33669 | 33669 | MN 048/060 V CA/ V CC FIXO STD | 255.28
33670 | 33670 | MN 100/130 V CA/ V CC FIXO STD | 255.28
33671 | 33671 | MN 200/250 V CA/ V CC FIXO STD | 255.28
33673 | 33673 | MN 380/480 V CA FIXO STD | 268.05
33680 | 33680 | TEMP.REG.P/MN 048/060 V CA/ V CC | 344.62
33681 | 33681 | TEMP.REG.P/MN 100/130 V CA/ V CC | 344.62
33682 | 33682 | TEMP.REG.P/MN 200/250 V CA/ V CC | 331.01
33683 | 33683 | TEMP.REG.P/MN 380/480 V CA | 350.1
33684 | 33684 | TEMP.N/REG.P/MN 100/130 VCA/ VCC | 289.36
33685 | 33685 | TEMP.N/REG.P/MN 200/250 VCA/ VCC | 289.36
33702 | 33702 | MODULO COM MODBUS MAN/FIX | 1215.07
33703 | 33703 | COM ECO MODBUS MAN/FIX | 726.88
33708 | 33708 | COM MODBUS MOTOR./FIX | 1197.12
33709 | 33709 | COM ECO MODBUS MOTOR./FIX | 726.88
33713 | 33713 | COM ECO MODBUS MOTOR./EXT | 726.88
33714 | 33714 | COM ECO MODBUS MAN/EXT | 726.88
33717 | 33717 | MOLDURA DE PORTA MANUAL FIXO | 104.96
33718 | 33718 | MOLDURA DE PORTA FIXO MOTOR. | 210.86
33722 | 33722 | CHASSI S/LIG 630/1250A 3P | 2393.96
33723 | 33723 | CHASSI S/LIG 1600A 3P | 2722.72
33725 | 33725 | CHASSI S/LIG 630/1250A 4P | 2945.9
33726 | 33726 | CHASSI S/TOM 1600A 4P | 3458.33
33727 | 33727 | TAF SUP.630/1600A 3P CHAS | 341.91
33728 | 33728 | TAF INF.630/1600A 3P CHAS | 341.91
33729 | 33729 | TAT V.SUP.630/1600A 3P CH | 341.91
33730 | 33730 | TAT V.INF.630/1600A 3P CH | 341.91
33731 | 33731 | TAT H.SUP.630/1600A 3P CH | 341.91
33732 | 33732 | TAT H.INF.630/1600A 3P CH | 341.91
33733 | 33733 | TAF SUP.630/1600A 4P CHAS | 455.87
33734 | 33734 | TAF INF.630/1600A 4P CHAS | 455.87
33735 | 33735 | TAT V.SUP.630/1600A 4P CH | 455.87
33736 | 33736 | TAT V.INF.630/1600A 4P CH | 455.87
33737 | 33737 | TAT H.SUP.630/1600A 4P CH | 455.87
33738 | 33738 | TAT H.INF.630/1600A 4P CH | 455.87
33754 | 33754 | POS.ENCAIXADO (CE) B.NÍVEL | 95.36
33755 | 33755 | POS.TESTE (CT) STD B.NÍVEL | 95.36
33756 | 33756 | POS.EXTRAÍDO (CD) B.NÍVEL | 95.36
33763 | 33763 | TAMPA DE PROTECÇÃO TERMINAIS 3P | 152.15
33764 | 33764 | TAMPA DE PROTECÇÃO TERMINAIS 4P | 197.47
33768 | 33768 | SEPARADORES DE FASE CHASSIS | 186.84
33769 | 33769 | ADAPTAÇÃO PROFALUX(S/ FECHADURA) | 74.65
33770 | 33770 | ADAPTAÇÃO RONIS(S/ FECHADURA) | 74.65
33772 | 33772 | ADAPTAÇÃO KIRK(S/ FECHADURA) | 77.6
33773 | 33773 | 1 FECHADURA PROFALUX (EXTR.) | 165.33
33774 | 33774 | 2 FEC.PROFALUX 2 CH.IDEN.(EXTR.) | 305.58
33775 | 33775 | 2 FEC.PROFALUX 2 CH.DIF.(EXTR.) | 315.7
33776 | 33776 | 1 FECHADURA RONIS (EXTR.) | 238.24
33777 | 33777 | 2 FEC.RONIS 2 CH.IDEN.EXT | 466.21
33778 | 33778 | 2 FEC.RONIS 2 CH.DIF.(EXT | 466.21
33779 | 33779 | OPÇÃO EXT-ENCAIXADO-TESTE | 71.09
33786 | 33786 | ENCR.PORTA DIR.CHASSIS(VPECD) | 204.51
33787 | 33787 | ENCR.PORTA ESQ. CHASSIS(VPECG) | 204.51
33788 | 33788 | ENCR.PORTA ABERTA (VPOC) | 147.15
33791 | 33791 | MX 012 V CC EXTR. COM | 275.37
33792 | 33792 | MX 024/030 V CA/CC EXTR. COM | 275.37
33793 | 33793 | MX 048/060 V CA/CC EXTR. COM | 262.94
33794 | 33794 | MX 100/130 V CA/CC EXTR. COM | 262.94
33795 | 33795 | MX 200/250 V CA/CC EXTR. COM | 262.94
33796 | 33796 | MX 277 V CA/CC EXTR. COM | 275.37
33797 | 33797 | MX 380/480 V CA/CC EXTR. COM | 275.37
33799 | 33799 | CONTACTO SDE MANUAL EXTR. STD | 78.61
33800 | 33800 | CONTACT SD MANUAL EXTR. STD | 78.61
33801 | 33801 | CONTACTO OF MAN EXT STD | 78.61
33802 | 33802 | CONT SDE MAN EXTB.NÍVEL | 77.45
33803 | 33803 | CONTACT SD MANUAL EXTR.B.NÍVEL | 78.61
33804 | 33804 | CONTACTO OF MANUAL EXTR.B.NÍVEL | 78.61
33806 | 33806 | CONTACTO OF MOTOR.EXTR.B.NÍVEL | 78.61
33809 | 33809 | MX 012 V CC EXTR.STD | 275.37
33810 | 33810 | MX 024/030 V CA/CC EXTR.STD | 268.05
33811 | 33811 | MX 048/060 V CA/CC EXTR.STD | 255.28
33812 | 33812 | MX 100/130 V CA/CC EXTSTD | 255.28
33813 | 33813 | MX 200/250 V CA/CC EXTSTD | 255.28
33814 | 33814 | MX 277 V CA/CC EXTR.STD | 268.05
33815 | 33815 | MX 380/480 V CA EXTR.STD | 268.05
33819 | 33819 | MN 024/030 V CA/CC EXTR.STD | 268.05
33820 | 33820 | MN 048/060 V CA/CC EXTR.STD | 255.28
33821 | 33821 | MN 100/130 V CA EXTR.STD | 255.28
33822 | 33822 | MN 200/250 V CA/CC EXTR.STD | 255.28
33824 | 33824 | MN 380/480 V CA EXTR.STD | 268.05
33842 | 33842 | MODULO COM MODBUS MAN/EXT | 1215.07
33848 | 33848 | COM MODBUS MOTOR/EXT | 1197.12
33857 | 33857 | MOLDURA DE PORTA EXTR. | 210.86
33858 | 33858 | OBTURADOR EXTR. | 441.72
33859 | 33859 | AC.TRANSPARENTE P/MOLDURA PORTA | 665.65
33866 | 33866 | ACESSÓRIO CNOMO | 125.96
33868 | 33868 | ADAP.RONIS/PROFALUX(S/FECHADURA) | 69.51
33869 | 33869 | FECHADURA PROFALUX (OFF) | 130.35
33870 | 33870 | FECHADURA RONIS (OFF) | 126.79
33871 | 33871 | FECHADURA PROFALUX (ON) | 128.04
33872 | 33872 | FECHADURA RONIS (ON) | 128.04
33873 | 33873 | COMANDO ROTATIVO DIRECTO | 196.38
33874 | 33874 | COMANDO ROTATIVO DIRECTO VER/AM. | 202
33875 | 33875 | COMANDO ROTATIVO PROLONGADO STD | 249.42
33876 | 33876 | COM.ROTATIVO PROLONGADO VER/AM | 273.52
33878 | 33878 | COMANDO ROTATIVO PROLONGADO STD | 266.62
33880 | 33880 | COM.ROTATIVO TELESCOPICO CHASSIS | 490.64
33882 | 33882 | CONT.ADIANTA ABERTURA STD | 147.79
33883 | 33883 | CONTS ADIANTA FECHO STD | 150.01
33890 | 33890 | ENCRAVAMENTO(COM.ROT.PROL) | 323.56
33895 | 33895 | CONTADOR DE MANOBRAS (CDM) | 494.39
33897 | 33897 | ENCR. BP POR CADEADOS | 197.48
33898 | 33898 | ADAP.PROF(S/ FECH) | 76.5
33899 | 33899 | ADAP.RONIS(S/ FECHADURA) | 77.64
33902 | 33902 | CAD+FECH PROF(OFF) | 162.71
33903 | 33903 | CADEADOS+FECHADURA RONIS(OFF) | 247.69
33904 | 33904 | CADEADOS+2FEC.IDEN.PROFALUX(OFF) | 320.91
33905 | 33905 | CADEADOS+2FEC.IDEN.RONIS(OFF) | 496.94
33910 | 33910 | ENCR. BARRAS 2 NS FIXOS | 1154.79
33911 | 33911 | ENCR. CABOS 2 NS FIXOS | 1154.79
33912 | 33912 | ENCR. BARRAS 2 APAR. FIXOS | 1154.79
33913 | 33913 | ENCR. BARRAS 2 APAR. EXTRAÍVEIS | 1344.61
33914 | 33914 | ENCR. CABOS 2 NS EXTRAÍVEIS | 1344.61
33915 | 33915 | ENCR. BARRAS 1 EXTR./ 1 FIXO | 1344.61
33921 | 33921 | ENCR. PORTA POR CABO EXTRAÍVEL | 965.99
33929 | 33929 | MOLDURA DE PORTA FIXO | 198.59
33975 | 33975 | LIGADORES VERT.3P NS2000/3200 | 589.53
33976 | 33976 | LIGADORES VERT.4P NS2000/3200 | 786
33986 | 33986 | MODULO COM MODBUS | 1189.64
33996 | 33996 | ENCRAVAMENTO PUNHO (REMOVÍVEL) | 69.26
33998 | 33998 | SEPARADORES DE FASE | 209.75
34006 | 34006 | NS2000 N 3P APAR. BASE SD | 7621.73
34007 | 34007 | NS2000 H 3P APAR. BASE SD | 8705.1
34009 | 34009 | NS2000 N 4P APAR. BASE SD | 9557.82
34010 | 34010 | NS2000 H 4P APAR. BASE SD | 10641.43
34012 | 34012 | NS2500 N 3P APAR. BASE SD | 9066.71
34013 | 34013 | NS2500 H 3P APAR. BASE SD | 10400.78
34015 | 34015 | NS2500 N 4P APAR. BASE SD | 11002.45
34016 | 34016 | NS2500 H 4P APAR. BASE SD | 12336.96
34018 | 34018 | NS3200 N 3P APAR. BASE SD | 12758.15
34019 | 34019 | NS3200 H 3P APAR. BASE SD | 14192.5
34021 | 34021 | NS3200 N 4P APAR. BASE SD | 15481.93
34022 | 34022 | NS3200 H 4P APAR. BASE SD | 15908.53
34027 | 34027 | NS2000 NA 3P APAR. BASE | 7232.18
34028 | 34028 | NS2000 NA 4P APAR. BASE | 9559.65
34030 | 34030 | NS2500 NA 3P APAR. BASE | 9221.35
34031 | 34031 | NS2500 NA 4P APAR. BASE | 11062.35
34033 | 34033 | NS3200 NA 3P APAR. BASE | 11669.9
34034 | 34034 | NS3200 NA 4P APAR. BASE | 13999.68
34035 | 34035 | TRANS.NEUTRO PROT.TERRA400/2000 | 2000.06
34036 | 34036 | TRANS.NEUTRO PROT.TERRA1000/4000 | 2240.66
34380 | 34380 | 1 FRONT CON.TERM.NS630B/1250 ALUMINUM | 11.38
34404 | 34404 | NS800 N 3P FIXO MICRO 2.0 E TAF | 3709.49
34405 | 34405 | NS800 H 3P FIXO MICRO 2.0 E TAF | 4005.78
34406 | 34406 | NS800 N 4P FIXO MICRO 2.0 E TAF | 4490.54
34407 | 34407 | NS800 H 4P FIXO MICRO 2.0 E TAF | 4804.95
34408 | 34408 | NS1000 N 3P FIXO MICRO 2.0 E TAF | 4700.79
34409 | 34409 | NS1000 H 3P FIXO MICRO 2.0 E TAF | 5155.82
34410 | 34410 | NS1000 N 4P FIXO MICRO 2.0 E TAF | 5526.79
34411 | 34411 | NS1000 H 4P FIXO MICRO 2.0 E TAF | 6001.84
34412 | 34412 | NS1250 N 3P FIXO MICRO 2.0 E TAF | 5368.56
34413 | 34413 | NS1250 H 3P FIXO MICRO 2.0 E TAF | 5543.25
34414 | 34414 | NS1250 N 4P FIXO MICRO 2.0 E TAF | 6264.3
34415 | 34415 | NS1250 H 4P FIXO MICRO 2.0 E TAF | 6833.86
34416 | 34416 | NS1600 N 3P FIXO MICRO 2.0 E TAF | 6035.87
34417 | 34417 | NS1600 H 3P FIXO MICRO 2.0 E TAF | 6700.55
34418 | 34418 | NS1600 N 4P FIXO MICRO 2.0 E TAF | 6932.32
34419 | 34419 | NS1600 H 4P FIXO MICRO 2.0 E TAF | 7713.99
34424 | 34424 | NS800 N 3P FIXO MICRO 5.0 E TAF | 4587.69
34425 | 34425 | NS800 H 3P FIXO MICRO 5.0 E TAF | 4883.98
34426 | 34426 | NS800 N 4P FIXO MICRO 5.0 E TAF | 5368.73
34427 | 34427 | NS800 H 4P FIXO MICRO 5.0 E TAF | 5683.17
34428 | 34428 | NS1000 N 3P FIXO MICRO 5.0 E TAF | 5579.01
34429 | 34429 | NS1000 H 3P FIXO MICRO 5.0 E TAF | 6034.04
34430 | 34430 | NS1000 N 4P FIXO MICRO 5.0 E TAF | 6404.97
34431 | 34431 | NS1000 H 4P FIXO MICRO 5.0 E TAF | 6880.04
34432 | 34432 | NS1250 N 3P FIXO MICRO 5.0 E TAF | 6246.73
34433 | 34433 | NS1250 H 3P FIXO MICRO 5.0 E TAF | 6421.44
34434 | 34434 | NS1250 N 4P FIXO MICRO 5.0 E TAF | 7142.48
34435 | 34435 | NS1250 H 4P FIXO MICRO 5.0 E TAF | 7712.05
34436 | 34436 | NS1600 N 3P FIXO MICRO 5.0 E TAF | 6914.07
34437 | 34437 | NS1600 H 3P FIXO MICRO 5.0 E TAF | 7578.74
34438 | 34438 | NS1600 N 4P FIXO MICRO 5.0 E TAF | 7810.52
34439 | 34439 | NS1600H 4P FIX M5.0E TAF | 8592.16
34510 | 34510 | 1 OF/SD/SDE/SDV NS MOTOR | 54.9
41940 | 41940 | FECHADURAS RONIS 1351,500 | 105.99
41950 | 41950 | 2 FECHADURAS RONIS 1351.500 (1 CHAVE) | 189.57
42878 | 42878 | 2 FECHADURAS PROFALUX (1 CHAVE) | 189.57
42888 | 42888 | FECHADURAS PROFALUX | 131.42
44936 | 44936 | DISP.ENCRAV. PUNHO | 19.94
46996 | 46996 | PROLO.DE PUNHO NS800/1600 | 19.39
47074 | 47074 | 1 BORNERO CLIENTE 3 HILOS NW FIJO | 15.81
47076 | 47076 | 1CONT.AUX.OF/SD/SDE/SDV NS/NT | 51.25
47310 | 47310 | XF 012 VCC FIXO COM | 247.42
47311 | 47311 | XF 024/030 VCA/VCC FIXO COM | 247.42
47312 | 47312 | XF 048/060 VCA/VCC FIXO COM | 247.42
47313 | 47313 | XF 100/130 VCA/VCC FIXO COM | 247.42
47314 | 47314 | XF 200/250 VCA/VCC FIXO COM | 247.42
47315 | 47315 | XF 240/277 VCA FIXO COM | 247.42
47316 | 47316 | XF 380/480 VCA FIXO COM | 247.42
47320 | 47320 | MX 012 VCC FIXO COM | 247.42
47321 | 47321 | MX 024/030 VCA/VCC FIXO COM | 247.42
47322 | 47322 | MX 048/060 VCA/VCC FIXO COM | 247.42
47323 | 47323 | MX 100/130 VCA/VCC FIXO COM | 247.42
47324 | 47324 | MX 200/250 VCA/VCC FIXO COM | 236.16
47325 | 47325 | MX 240/277 VCA FIXO COM | 247.42
47326 | 47326 | MX 380/480 VCA FIXO COM | 247.42
47339 | 47339 | CONTACTO OF FIXO B.NÍVEL | 73.34
47340 | 47340 | CONTACTO SDE FIXO STD | 74.64
47341 | 47341 | CONTACTO SDE FIXO B.NÍVEL | 74.64
47343 | 47343 | CONTACTO PF FIXO B.NÍVEL | 182.34
47344 | 47344 | REARME DISTÂNCIA 100/130VCA FIXO | 310.71
47345 | 47345 | REARME DISTÂNCIA 200/240VCA FIXO | 310.71
47350 | 47350 | XF 024/030 VCA/VCC FIXO STD | 236.16
47351 | 47351 | XF 048/060 VCA/VCC FIXO STD | 247.42
47352 | 47352 | XF 100/130 VCA/VCC FIXO STD | 236.16
47354 | 47354 | XF 240/277 VCA FIXO STD | 247.42
47359 | 47359 | MX 012 VCC FIXO STD | 247.42
47360 | 47360 | MX 024/030 VCA/VCC FIXO STD | 236.16
47361 | 47361 | MX 048/060 VCA/VCC FIXO STD | 247.42
47362 | 47362 | MX 100/130 VCA/VCC FIXO STD | 236.16
47364 | 47364 | MX 240/277 VCA FIXO STD | 247.42
47369 | 47369 | 2ª MX 012 VCC FIXO | 247.42
47370 | 47370 | 2ª MX 024/030 VCA/VCC FIXO | 247.42
47371 | 47371 | 2ª MX 048/060 VCA/VCC FIXO | 247.42
47372 | 47372 | 2ª MX 100/130 VCA/VCC FIXO | 247.42
47374 | 47374 | 2ª MX 240/277 VCA FIXO | 247.42
47375 | 47375 | 2ª MX 380/480 VCA FIXO | 236.16
47380 | 47380 | MN 024/030 VCA/VCC FIXO | 236.16
47381 | 47381 | MN 048/060 VCA/VCC FIXO | 247.42
47382 | 47382 | MN 100/130 VCA/VCC FIXO | 247.42
47383 | 47383 | MN 200/250 VCA/VCC FIXO | 236.16
47385 | 47385 | MN 380/480 VCA FIXO | 247.42
47390 | 47390 | MCH 024/030 VCC FIXO | 1614.08
47391 | 47391 | MCH 048/060 VCA/VCC FIXO | 1614.08
47392 | 47392 | MCH 100/130 VCC FIXO | 1614.08
47393 | 47393 | MCH 200/250 VCC FIXO | 1614.08
47395 | 47395 | MCH 100/130 VCA FIXO | 1614.08
47398 | 47398 | MCH 277/415 VCA FIXO | 1614.08
47400 | 47400 | MCH 440/480 VCA FIXO | Descontinuado
47403 | 47403 | CONT.PROGRAMÁVEIS M2C FIXO | 155.39
47409 | 47409 | MODULO COM DIGIPACT FIXO | 1090.55
47412 | 47412 | XF 024/030 VCA/VCC EXTR. COM | 247.42
47413 | 47413 | XF 048/060 VCA/VCC EXTR. COM | 247.42
47414 | 47414 | XF 100/130 VCA/VCC EXTR. COM | 247.42
47415 | 47415 | XF 200/250VCA/CC EXTR. COM | 247.42
47416 | 47416 | XF 277VCA EXTR. COM | 247.42
47417 | 47417 | XF 380/480 VCA EXTR. COM | 247.42
47430 | 47430 | CONTACTO SDE EXTR. STD | 74.64
47431 | 47431 | CONTACTO SDE EXTR. B.NÍVEL | 74.64
47432 | 47432 | CONTACTO PF EXTR. STD | 178.74
47433 | 47433 | CONTACTO PF EXTR. B.NÍVEL | 182.34
47434 | 47434 | REARME DISTÂNCIA 100/130VCA EXTR | 335.13
47435 | 47435 | REARME DISTÂNCIA 200/250VCA EXTR | 335.13
47439 | 47439 | XF 012 VCC EXTR. STD | 247.42
47440 | 47440 | XF 024/030 VAC/VCC EXTR. STD | 247.42
47441 | 47441 | XF 048/060 VCA/VCC EXTR. STD | 247.42
47442 | 47442 | XF 100/130 VCA/VCC EXTR. STD | 247.42
47443 | 47443 | XF 200/250 VCA/VCC EXTR. STD | 247.42
47444 | 47444 | XF 277 VCA EXTR. STD | 247.42
47445 | 47445 | XF 380/480 VCA EXTR. STD | 247.42
47449 | 47449 | 2ª MX 012 VCC EXTR. | 247.42
47450 | 47450 | 2ª MX 024/030 VCA/VCC EXTR. | 247.42
47451 | 47451 | 2ª MX 048/060 VCA/VCC EXTR. | 247.42
47452 | 47452 | 2ª MX 100/130 VCA/VCC EXTR. | 247.42
47453 | 47453 | 2ª MX 200/250 VCA/VCC EXTR. | 247.42
47454 | 47454 | 2ª MX 277 VCA EXTR. | 247.42
47455 | 47455 | 2ª MX 380/480 VCA EXTR. | 247.42
47460 | 47460 | MCH 024/030 VCC EXTR. | 1614.08
47461 | 47461 | MCH 048/060 VCA/VCC EXTR. | 1614.08
47462 | 47462 | MCH 100/130 VCC EXTR. | 1614.08
47463 | 47463 | MCH 200/250 VCC EXTR. | 1614.08
47466 | 47466 | MCH 200/240VCA EXTR. | 1614.08
47468 | 47468 | MCH 277/415 VCA EXTR. | 1614.08
47483 | 47483 | CONT.PROGRAMÁVEIS M2C EXTR. | 167.07
47512 | 47512 | BOTAO PRESSAO FECHO ELEC.(BPFE) | 156.94
47515 | 47515 | ADAP.PROFALUX S/FECH+SUP.(BPFE) | 73.68
47516 | 47516 | ADAP.RONIS S/FECH+SUP.(BPFE) | 70.32
47519 | 47519 | FECHADURA PROFALUX (OFF) | 214.9
47520 | 47520 | 2 FECH. PROFALUX IDEN.(OFF) | 304.68
47521 | 47521 | FECHADURA RONIS (OFF) | 230.84
47522 | 47522 | 2 FECH. RONIS IDEN.(OFF) | 428.83
47829 | 47829 | 2 ESCUADRAS FIJACION VERTICAL NW FIJO | 192.38
48182 | 48182 | TRANS.NEUTRO PROT.TERRA2000/6300 | 4545.89
48198 | 48198 | CONTACTO OF FIXO STD | 362.51
48200 | 48200 | CONTACTO SDE FIXO STD | 97.82
48201 | 48201 | CONTACTO SDE FIXO B.NÍVEL | 97.82
48202 | 48202 | REARME DISTÂNCIA 100/130VCA FIXO | 325.53
48203 | 48203 | REARME DISTÂNCIA 200/240VCA FIXO | 325.53
48206 | 48206 | MCH 024/030 VCC FIXO | 1773.89
48207 | 48207 | MCH 048/060 VCC FIXO | 1773.89
48208 | 48208 | MCH 100/130 VCC FIXO | 1773.89
48209 | 48209 | MCH 200/250 VCC FIXO | 1773.89
48211 | 48211 | MCH 100/130 VCA FIXO | 1773.89
48213 | 48213 | MCH 250/277 VCA FIXO | 1773.89
48215 | 48215 | MCH 400/480 VCA FIXO | 1773.89
48382 | 48382 | CONT.PROGRAMÁVEIS M2C EXTR. | 155.39
48383 | 48383 | CONT.PROGRAMÁVEIS M6C EXTR. | 421.64
48470 | 48470 | CONTACTO PF EXTR.B.NÍVEL | 182.34
48472 | 48472 | REARME DISTÂNCIA 100/130VCA EXTR. | 335.13
48473 | 48473 | REARME DISTÂNCIA 200/250VCA EXTR. | 335.13
48476 | 48476 | CONTACTO SDE EXTR.B.NÍVEL | 97.82
48477 | 48477 | CONTACTO EF EXTR. STD | 85.58
48478 | 48478 | CONTACTO EF EXTR.B.NÍVEL | 85.58
48480 | 48480 | XF 012 VCC EXTR. STD | 247.42
48481 | 48481 | XF 024/030 VCA/VCC EXTR. STD | 247.42
48482 | 48482 | XF 048/060 VCA/VCC EXTR. STD | 247.42
48483 | 48483 | XF 100/130 VCA/VCC EXTR. STD | 247.42
48485 | 48485 | XF 277 VCA EXTR. STD | 247.42
48490 | 48490 | MX 012 VCC EXTR. STD | 247.42
48492 | 48492 | MX 048/060 VCA/VCC EXTR. STD | 247.42
48495 | 48495 | MX 277 VCA EXTR. STD | 247.42
48501 | 48501 | MN 024/030 VCA/VCC EXTR. STD | 247.42
48502 | 48502 | MN 048/060 VCA/VCC EXTR. STD | 247.42
48503 | 48503 | MN 100/130 VCA/VCC EXTR. STD | 247.42
48504 | 48504 | MN 200-250 VCA-VCC EXTR. STD | 247.42
48506 | 48506 | MN 380/480 VCA EXTR. STD | 247.42
48510 | 48510 | 2ª MX 012 VCC EXTR. | 247.42
48511 | 48511 | 2ª MX 024/030 VCA/VCC EXTR. | 247.42
48512 | 48512 | 2ª MX 048/060 VCA/VCC EXTR. | 247.42
48514 | 48514 | 2ª MX 200/250 VCA/VCC EXTR. | 236.16
48515 | 48515 | 2ª MX 277 VCA EXTR. | 247.42
48516 | 48516 | 2ª MX 380/480 VCA EXTR. | 247.42
48521 | 48521 | MCH 024/030 VCC EXTR. | 1773.89
48522 | 48522 | MCH 048/060 VCC/VCA EXTR. | 1773.89
48523 | 48523 | MCH 100/130 VCC EXTR. | 1773.89
48526 | 48526 | MCH 100/130 VCA EXTR. | 1773.89
48528 | 48528 | MCH 250/277 VCA EXTR. | 1773.89
48529 | 48529 | MCH 380/415 VCA EXTR. | 1773.89
48530 | 48530 | MCH 400/480 VCA EXTR. | 1773.89
48533 | 48533 | ENTRADA TENSÃO EXTERNA EXTR. | 277.78
48534 | 48534 | BOTÃO PRESSÃO FECHO ELÉC.(BPFE) | 144.97
48608 | 48608 | ENCR.CABOS 3 NW 2N+1R | 2475.73
48609 | 48609 | ENCR.CABOS 3 NW 2S+1C | 2475.73
48610 | 48610 | ENCR.CABOS 3 NW 3S | 2475.73
48789 | 48789 | GETNSET KIT | Sob Consulta
48790 | 48790 | BATERIA PARA GETNSET | Sob Consulta
48791 | 48791 | CABO PARA GETNSET | Sob Consulta
48891 | 48891 | MODULO SOMADOR MDGF SGR | 1916.77
49605 | 49605 | 1 CONTACTO AUXILIAR NA/NF INF32A | 52.64
49609 | 49609 | 1 CONTACTO AUXILIAR NA INF63/160A | 63.38
49610 | 49610 | 1 CONTACTO AUXILIAR NF INF63/160A | 63.38
49614 | 49614 | COM. ROT. DIRECTO PARA INF63/160A | 68.15
49616 | 49616 | COM. ROT. PROL. VERM/AMAR INF63/160A | 73.74
49617 | 49617 | COM. ROT. PROL. VERM/AMAR INF250/800A | 74.97
49619 | 49619 | COM. ROT. PROL. STD INF63/160A | 71.63
49620 | 49620 | COM. ROT. PROL. STD INF250/800A | 72.74
49626 | 49626 | EIXO PROLONGADOR 430MM INF63/160A | 64.22
49627 | 49627 | EIXO PROLONGADOR 465MM INF250/800A | 69.54
49653 | 49653 | BORNE 1 CABO 120 A 240MM2 AL/CU INF | 166.61
49654 | 49654 | BORNE 1 CABO 120 A 300MM2 AL/CU INF | 187.15
49655 | 49655 | BORNE 1 CABO 2X120 A 300MM2 AL/CU INF | 261.61
49805 | 49805 | ISFT 160 3P LIGACAO LATERAL BARRAMENTO | 272.51
49813 | 49813 | ISFT 250 3P TAF PARA PAINEL | 667.37
49814 | 49814 | ISFT 250 3P LIGACAO LATERAL BARRAMENTO | 697.46
49815 | 49815 | ISFT 250 3P LIGACAO FRONTAL BARRAMENTO | 689.77
49819 | 49819 | ISFT 400 3P TAF PARA PAINEL | 1037.31
49820 | 49820 | ISFT 400 3P LIGACAO FRONTAL BARRAMENTO | 1093.13
49826 | 49826 | ISFT 630 3P LIGACAO FRONTAL BARRAMENTO | 1281.18
49827 | 49827 | ISFT 630 3P LIGACAO FRONTAL BARRAMENTO | 1305.17
49859 | 49859 | CONTROLADOR FUSIVEL JUSANTE ISFT 630A | 1065.81
49860 | 49860 | BORNES REPARTIÇÃO 3X10MM2 - 3 UNID | 78.35
49861 | 49861 | PENTE LIGACAO 2 APARELHOS ISFT 100 | 92.27
49862 | 49862 | PENTE LIGACAO 3 APARELHOS ISFT 100 | 115.74
49863 | 49863 | PENTE LIGACAO 4 APARELHOS ISFT 100 | 152.89
49865 | 49865 | BORNE DE ALIMENTACAO 25 A 95MM2 PENTES | 154.02
49877 | 49877 | ACESSORIO DE FIXAÇÃO CALHA DIN | 13.13
49878 | 49878 | MOLDURA DE PORTA 1 X ISFT100 | 30.97
49879 | 49879 | MOLDURA DE PORTA 2 X ISFT100 | 38.42
49885 | 49885 | 1 CONTACTO AUXILIAR NA/NF ISFT250/630 | 21.68
49888 | 49888 | MOLDURA DE PORTA 2 X ISFT400 | 60.44
49892 | 49892 | 1 CONTACTO AUXILIAR NA/NF ISFT160 | 87.44
50159 | 50159 | IMPEDANCIA LIMITACION ZX | 1707.9
50168 | 50168 | Modulo Vigilohm HRP quirofanos, 24 VDC | 593.7
50169 | 50169 | ZOCALO CARDEW C | 69.8
50170 | 50170 | CARDEW C 250 V | 328
50171 | 50171 | CARDEW C 440 V | 328
50172 | 50172 | CARDEW C 660 V | 328
50183 | 50183 | CARDEW C 1000 V | 328
50248 | 50248 | PLETINA PHT 1000 | 777.1
50282 | 50282 | GENERADOR PORTATIL XGR 220/2 | 2272
50283 | 50283 | GENERADOR PORTATIL XGR 380 415Vca | 2867.6
50420 | 50420 | Toro aberto tipo TOA 80 | 915.07
50421 | 50421 | Toro aberto tipo TOA 120 | 1506.5
50437 | 50437 | TORO FECHADO TA30 DIAM 30MM | 155.34
50438 | 50438 | TORO FECHADO PA50 DIAM 50MM | 204
50439 | 50439 | TORO FECHADO IA80 DIAM 80MM | 239.73
50440 | 50440 | TORO FECHADO MA120 DIAM 120MM | 310.15
50441 | 50441 | TORO FECHADO SA200 DIAM 200MM | 625.91
50442 | 50442 | TORO FECHADO GA300 DIAM 300MM | 963.08
50494 | 50494 | PINZA XP15 | 1336.1
50498 | 50498 | Pinza XP50 para XRM | 1548.7
50499 | 50499 | Pinza XP100 para XRM | 2443.5
50963 | 50963 | CJB306-BLOCO DE JUNCAO PARA MODBUS | Descontinuado
50964 | 50964 | CSD309-SUBD 9PINS C/TERM DE APERTO | Descontinuado
54440 | 54440 | MÓDULO AD 24/30 V DC | 811.12
54441 | 54441 | MÓDULO AD 48/60 V DC | 799.13
54442 | 54442 | MODULO AD 125 V DC | Descontinuado
54443 | 54443 | MODULO AD 110 V AC | 320.99
54444 | 54444 | MÓDULO AD 220 V AC | 316.24
54445 | 54445 | MODULO AD 380 VAC | 320.99
54446 | 54446 | BATERIA 24 V | 1050.76
54655 | 54655 | 2 CABOS DE LIGAÇÃO IVE | 336.65
56053 | 56053 | TOROS RECTANGULARES 280X115MM | 2370.26
56054 | 56054 | TOROS RECTANGULARES 470X160MM | 3247.58
56055 | 56055 | MANGA MAGNÉTICA PARA TA30 | 37.06
56056 | 56056 | MANGA MAGNÉTICA PARA PA50 | 45.67
56057 | 56057 | MANGA MAGNÉTICA PARA IA80 | 52.67
56058 | 56058 | MANGA MAGNÉTICA PARA MA120 | 59.21
56100 | 56100 | RH10M12-48VCC-12-24VCA50-60HzS=0,03AIN | 408.92
56102 | 56102 | RH10M12-48VCC-12-24VCA50-60HzS=0,1A IN | 417.1
56105 | 56105 | RH10M12-48VCC-12-24VCA50-60HzS=0,3A IN | 395.92
56106 | 56106 | RH10M48VCC-24VACS=0,5A IN | 410.94
56107 | 56107 | RH10M48VCC-24VAC S=1A IN | 410.94
56120 | 56120 | RH10M 110/130VAC 50/60HZ S=0,03A INST | 408.92
56121 | 56121 | RH10M 110/130VAC 50/60HZ S=0,05A INST | 417.1
56122 | 56122 | RH10M 110/130VAC 50/60HZ S=0,1A INST | 417.1
56125 | 56125 | RH10M 110/130VAC 50/60HZ S=0,3A INST | 395.92
56126 | 56126 | RH10M 110/130VAC 50/60HZ S=0,5A INST | 417.1
56127 | 56127 | RH10M 110/130VAC S=1A | 410.94
56130 | 56130 | RH10M 220-240VCA 50-60-400HzS=0,03A IN | 393.2
56131 | 56131 | RH10M 220/240VAC S=0,05A | 395.12
56132 | 56132 | RH10M 220-240VCA 50-60-400Hz S=0,1A IN | 400.31
56134 | 56134 | RH10M 220-240VCA 50-60-400HzS=0,25A IN | 400.31
56135 | 56135 | RH10M 220-240VCA 50-60-400Hz S=0,3A IN | 380.7
56136 | 56136 | RH10M 220-240VCA 50-60-400Hz S=0,5A IN | 400.31
56137 | 56137 | RH10M 220-240VCA 50-60-400Hz S=1A INST | 401.04
56140 | 56140 | RH10M 380/415VAC 50/60HZ S=0,03A INST | 408.92
56142 | 56142 | RH10M 380/415VAC 50/60HZ S=0,1A INST | 417.1
56145 | 56145 | RH10M 380/415VAC 50/60HZ S=0,3A INST | 395.92
56146 | 56146 | RH10M 380/415VAC 50/60HZ S=0,5A INST | 417.1
56147 | 56147 | RH10M 380/415VAC 50/60HZ S=1A INST | 417.1
56150 | 56150 | RH10M 440/525VAC 50/60HZ S=0,03A INST | 408.92
56156 | 56156 | RH10M 440/525VAC 50/60HZ S=0,5A INST | 417.1
56157 | 56157 | RH10M 440/525VAC S=1A | 410.94
56160 | 56160 | RH21M12-48VCC-12-24VCA50-60Hz0,03-0,3A | 556.78
56162 | 56162 | RH21M 130VAC S=0,03/0,3A | 548.55
56163 | 56163 | RH21M 220/240VAC 50/60HZ S=0,03/0,3A | 553.23
56164 | 56164 | RH21M 380/415VAC 50/60HZ S=0,03/0,3A | 556.78
56165 | 56165 | RH21M 525VAC S=0,03/0,3A | 548.55
56170 | 56170 | RH99M 12-48VCC-12-24VCA50-60HzC-RES MA | 265.56
56172 | 56172 | RH99M 110-130VCA 50-60Hz COM RESET MAN | 618.66
56173 | 56173 | RH99M 220-240VCA 50-60-400Hz C-RES MAN | 349.91
56174 | 56174 | RH99M 380-415VCA 50-60Hz COM RESET MAN | 265.56
56175 | 56175 | RH99M 440-525VCA 50-60Hz COM RESET MAN | 618.66
56190 | 56190 | RH99M 12-48VCC-12-24VCA50-60HzC-RES AU | 631.02
56192 | 56192 | RH99M 110-130VCA 50-60Hz COM RESET AUT | 631.02
56193 | 56193 | RH99M 220-240VCA 50-60-400Hz C-RES AUT | 606.76
56194 | 56194 | RH99M 380-415VCA 50-60Hz COM RESET AUT | 631.02
56195 | 56195 | RH99M 440-525VCA 50-60Hz COM RESET AUT | 631.02
56200 | 56200 | RH10P48VCC-24VACS=0,03AIN | 414.96
56202 | 56202 | RH10P12-48VCC-12-24VCA50-60HzS=0,1A IN | 429.59
56205 | 56205 | RH10P12-48VCC-12-24VCA50-60HzS=0,3A IN | 407.81
56206 | 56206 | RH10P12-48VCC-12-24VCA50-60HzS=0,5A IN | 429.59
56207 | 56207 | RH10P 12-48VCC-12-24VCA 50-60HzS=1A IN | 429.59
56220 | 56220 | RH10P 110/130VAC 50/60HZ S=0,03A INST | 421.18
56222 | 56222 | RH10P 110/130VAC 50/60HZ S=0,1A INST | 429.59
56225 | 56225 | RH10P 110/130VAC 50/60HZ S=0,3A INST | 407.81
56226 | 56226 | RH10P 110/130VAC 50/60HZ S=0,5A INST | 429.59
56227 | 56227 | RH10P 110/130VAC 50/60HZ S=1A INST | 429.59
56230 | 56230 | RH10P 220-240VCA 50-60-400HzS=0,03A IN | 405.01
56232 | 56232 | RH10P 220-240VCA 50-60-400Hz S=0,1A IN | 413.08
56234 | 56234 | RH10P 220-240VCA 50-60-400HzS=0,25A IN | 413.08
56235 | 56235 | RH10P 220-240VCA 50-60-400Hz S=0,3A IN | 392.13
56236 | 56236 | RH10P 220-240VCA 50-60-400Hz S=0,5A IN | 413.08
56237 | 56237 | RH10P 240VAC S=1A INST | 406.97
56240 | 56240 | RH10P 415VAC S=0,03A INST | 414.96
56242 | 56242 | RH10P 380/415VAC 50/60HZ S=0,1A INST | 429.59
56245 | 56245 | RH10P 380/415VAC 50/60HZ S=0,3A INST | 407.81
56246 | 56246 | RH10P 380/415VAC 50/60HZ S=0,5A INST | 429.59
56247 | 56247 | RH10P 380/415VAC 50/60HZ S=1A INST | 429.59
56260 | 56260 | RH21P48VCC-24VAC0,03/0,3A | 565.01
56262 | 56262 | RH21P 130VAC S=0,03/0,3A | 565.01
56263 | 56263 | RH21P 220/240VAC 50/60HZ S=0,03/0,3A | 569.81
56264 | 56264 | RH21P 415VAC S=0,03/0,3A | 565.01
56265 | 56265 | RH21P 440/525VAC 50/60HZ S=0,03/0,3A | 573.48
56270 | 56270 | RH99P 12-48VCC-12-24VCA50-60HzC-RES MA | 649.95
56272 | 56272 | RH99P 110-130VCA 50-60Hz COM RESET MAN | 649.95
56273 | 56273 | RH99P 220-240VCA 50-60-400Hz C-RES MAN | 624.97
56274 | 56274 | RH99P 380-415VCA 50-60Hz COM RESET MAN | 649.95
56275 | 56275 | RH99P 525VAC C/RESET MAN | 640.34
56290 | 56290 | RH99P 12-48VCC-12-24VCA50-60HzC-RES AU | 662.95
56292 | 56292 | RH99P 110-130VCA 50-60Hz COM RESET AUT | 662.95
56293 | 56293 | RH99P 220-240VCA 50-60-400Hz C-RES AUT | 637.47
56294 | 56294 | RH99P 415VAC C/RESET AUT | 653.15
56505 | 56505 | RH197P 24/130VCC-48VAC 50/60HZ | 783.09
56506 | 56506 | RH197P 110/130VAC 50/60HZ | 783.09
56507 | 56507 | RH197P 220/240VAC 50/60HZ | 752.94
56508 | 56508 | RH197P 380/415VAC 50/60HZ | 771.51
56510 | 56510 | RH197P 130VCC-48VAC ALARM | 783.09
56511 | 56511 | RH197P 110/130VAC ALARM | 783.09
56512 | 56512 | RH197P 220/240VAC ALARM | 752.94
56513 | 56513 | RH197P 380/415VAC ALARM | 783.09
56515 | 56515 | RH197M 24/130VCC-48VAC | 359.53
56516 | 56516 | RH197M 110/130VAC | 806.41
56517 | 56517 | RH197M 220/240VAC | 364.08
56518 | 56518 | RH197M 380/415VAC | 349.45
57257 | 57257 | **BASE PARA DETECTOR DE INCENDIO | Sob Consulta
57258 | 57258 | **SOCLE STANDARD ISIS ST 100 | Sob Consulta
60150 | 60150 | C60 2P 35A C 240VAC 10000A | 115.6
60949 | 60949 | ID 2/25/30 120/240V UL1053 | 97.13
60952 | 60952 | ID 2/40/30 120/240V UL1053 | 170.6
60995 | 60995 | ID 4/63/30 240/480V UL1053 | 973.23
66061 | 66061 | Jbus/Modbus communication card | 253.33
66066 | 66066 | **RS232 COM PORT CARD | Sob Consulta
66068 | 66068 | Alarm relays AS400 communicati | Sob Consulta
66069 | 66069 | Alarm relays electrician commu | 266.67
66074 | 66074 | Network Management Card Transverse | 515
66077 | 66077 | NMLink kit | 1323.33
66080 | 66080 | **Remote control Panel USE/DIN | Sob Consulta
66123 | 66123 | INMC Industrial Network Manage | 278.33
66846 | 66846 | Environment Sensor for Network | 266.67
68330 | 68330 | **Comet U-Talk interface (Italy) | Sob Consulta
70136 | 70136 | RELE TIPO 6 100KVA P-D165-D265 | Descontinuado
70167 | 70167 | RELE TIPO 7 160KVA P/D265 | Descontinuado
70210 | 70210 | DISJ.D265 S-DISP.C-COM.SP EX.DI23 | Descontinuado
70238 | 70238 | DISJ.D400 S-DISP. C-COM. | Descontinuado
70275 | 70275 | DISP.TIPO 6E 100KVA P/D400 | Descontinuado
70276 | 70276 | DISP.TIPO 7F 160KVA P/D400 | Descontinuado
70277 | 70277 | DISP.TIPO 8G 250KVA P-D400 | Descontinuado
81119 | 81119 | **TOM. P. 32A MURAL IP67 CONT 3P+T | 42.9
81140 | 81140 | **TOM FIXA 250VCA 2P+T - 10/16A | 10.6
81141 | 81141 | TOM FIXA LATERAL 250VCA 2P+T 10-16A | 10.6
81142 | 81142 | BASES EMPOTRABLE 1ADAPTADOR RJ45 | 12.31
81143 | 81143 | BASES EMPOTRABLE 2 ADAPTADORES RJ45 | 16.41
81144 | 81144 | Tomada UK 13A IP65 2PT | 21.68
81176 | 81176 | TOM. P. 63A MURAL IP67 110V 3P+T | 53.87
81177 | 81177 | TOM. P. 63A MURAL IP67 110V 3P+N+T | 56
81178 | 81178 | TOM. P. 63A MURAL IP67 220V 2P+T | 54.06
81179 | 81179 | **TOM. P. 63A MURAL IP67 220V 3P+T | 54.52
81180 | 81180 | TOM. P. 63A MURAL IP67 220V 3P+N+T | 77.92
81182 | 81182 | TOM. P. 63A MURAL IP67 380V 3P+T | 61.92
81183 | 81183 | TOM. P. 63A MURAL IP67 380V 3P+N+T | 64.58
81185 | 81185 | TOM. P. 63A MURAL IP67 480V 3P+T | 61.85
81186 | 81186 | TOM. P. 63A MURAL IP67 480V 3P+N+T | 73.57
81189 | 81189 | TOM. P. 125A MURAL IP67 110V 3P+N+T | 122.8
81190 | 81190 | **TOM. P. 125A MURAL IP67 220V 2P+T | 148.46
81191 | 81191 | TOM. P. 125A MURAL IP67 220V 3P+T | 114.61
81192 | 81192 | TOM. P. 125A MURAL IP67 220V 3P+N+T | 172.45
81194 | 81194 | TOM. P. 125A MURAL IP67 380V 3P+T | 111.22
81195 | 81195 | TOM. P. 125A MURAL IP67 380V 3P+N+T | 113.71
81197 | 81197 | TOM. P. 125A MURAL IP67 480V 3P+T | 136.49
81198 | 81198 | **TOM. P. 125A MURAL IP67 480V 3P+N+T | 172.45
81199 | 81199 | TOM FIXA MURAL 400/440VC 3P+T 32A IP67 | 35.46
81276 | 81276 | TOM. P. 63A E. INCL. IP67 110V 3P+T | 38.3
81277 | 81277 | TOM. P. 63A E. INCL. IP67 110V 3P+N+T | 40.91
81278 | 81278 | TOM. P. 63A E. INCL. IP67 220V 2P+T | 37.32
81279 | 81279 | T 63A IP67 220V 3P+T | 55.33
81280 | 81280 | TOM. P. 63A E. INCL. IP67 220V 3P+N+T | 53.65
81282 | 81282 | TOM. P. 63A E. INCL. IP67 380V 3P+T | 39.19
81283 | 81283 | TOM. P. 63A E. INCL. IP67 380V 3P+N+T | 38.74
81285 | 81285 | TOM. P. 63A E. INCL. IP67 480V 3P+T | 33.4
81286 | 81286 | TOM. P. 63A E. INCL. IP67 480V 3P+N+T | 33.69
81288 | 81288 | TOM. P. 125A E. INCL. IP67 110V 3P+T | 81.58
81289 | 81289 | TOM. P. 125A E. INCL. IP67 110V 3P+N+T | 90.24
81290 | 81290 | **TOM. P. 125A E. INCL. IP67 220V 2P+T | 86.11
81291 | 81291 | TOM. P. 125A E. INCL. IP67 220V 3P+T | 114.22
81292 | 81292 | **TOM. P. 125A E. INCL. IP67 220V 3P+N+T | 98.46
81294 | 81294 | TOM. P. 125A E. INCL. IP67 380V 3P+T | 83.71
81295 | 81295 | TOM. P. 125A E. INCL. IP67 380V 3P+N+T | 86.84
81297 | 81297 | TOM. P. 125A E. INCL. IP67 480V 3P+T | 103.92
81298 | 81298 | TOM. P. 125A E. INCL. IP67 480V 3P+N+T | 120.52
81376 | 81376 | FIC. P. 63A MOVEL IP67 110V 3P+T | 53.65
81377 | 81377 | FIC. P. 63A MOVEL IP67 110V 3P+N+T | 55.98
81378 | 81378 | FIC. P. 63A MOVEL IP67 220V 2P+T | 41.11
81379 | 81379 | F P 63A MV IP67 220V 3PT | 55.74
81380 | 81380 | FIC. P. 63A MOVEL IP67 220V 3P+N+T | 53.65
81382 | 81382 | FIC. P. 63A MOVEL IP67 380V 3P+T | 45.02
81383 | 81383 | FIC. P. 63A MOVEL IP67 380V 3P+N+T | 47.86
81385 | 81385 | FIC. P. 63A MOVEL IP67 480V 3P+T | 41.85
81386 | 81386 | FIC. P. 63A MOVEL IP67 480V 3P+N+T | 57.63
81388 | 81388 | FIC. P. 125A MOVEL IP67 110V 3P+T | 90.55
81389 | 81389 | FIC. P. 125A MOVEL IP67 110V 3P+N+T | 94.26
81390 | 81390 | **FIC. P. 125A MOVEL IP67 220V 2P+T | 109.1
81391 | 81391 | **FIC. P. 125A MOVEL IP67 220V 3P+T | 119.26
81392 | 81392 | **FIC. P. 125A MOVEL IP67 220V 3P+N+T | 129.4
81394 | 81394 | FIC. P. 125A MOVEL IP67 380V 3P+T | 84.69
81395 | 81395 | FIC. P. 125A MOVEL IP67 380V 3P+N+T | 85.13
81397 | 81397 | FIC. P. 125A MOVEL IP67 480V 3P+T | 90.55
81398 | 81398 | FIC. P. 125A MOVEL IP67 480V 3P+N+T | 130.78
81476 | 81476 | TOM. P. 63A MOVEL IP67 110V 3P+T | 51.75
81477 | 81477 | TOM. P. 63A MOVEL IP67 110V 3P+N+T | 53.61
81478 | 81478 | TOM. P. 63A MOVEL IP67 220V 2P+T | 48.06
81479 | 81479 | TOM. P. 63A MOVEL IP67 220V 3P+T | 62.53
81480 | 81480 | **TOM. P. 63A MOVEL IP67 220V 3P+N+T | 74.28
81482 | 81482 | TOMADA MOVEL 63A 3PT 380-415V IP67 | 48.59
81483 | 81483 | TOMADA MOVEL 63A 3PNT 380-415V IP67 | 49.86
81485 | 81485 | TOM. P. 63A MOVEL IP67 480V 3P+T | 65.31
81486 | 81486 | TOM. MOV. 63A 3PNT 480/500V IP67 | 68.24
81488 | 81488 | **TOM. P. 125A MOVEL IP67 110V 3P+T | 120.6
81489 | 81489 | TOM. P. 125A MOVEL IP67 110V 3P+N+T | 151.62
81490 | 81490 | **TOM. P. 125A MOVEL IP67 220V 2P+T | 122.33
81491 | 81491 | TOM. P. 125A MOVEL IP67 220V 3P+T | 114.61
81492 | 81492 | **TOM. P. 125A MOVEL IP67 220V 3P+N+T | 141.91
81494 | 81494 | TOM. P. 125A MOVEL IP67 380V 3P+T | 109.09
81495 | 81495 | TOM. P. 125A MOVEL IP67 380V 3P+N+T | 108.24
81497 | 81497 | TOM. P. 125A MOVEL IP67 480V 3P+T | 110.93
81498 | 81498 | TOM. P. 125A MOVEL IP67 480V 3P+N+T | 172.45
81576 | 81576 | FIC. P. 63A MURAL IP67 110V 3P+T | 51.09
81577 | 81577 | FIC. P. 63A MURAL IP67 110V 3P+N+T | 54.28
81578 | 81578 | FIC. P. 63A MURAL IP67 220V 2P+T | 50.78
81579 | 81579 | FIC. P. 63A MURAL IP67 220V 3P+T | 62.79
81580 | 81580 | FIC. P. 63A MURAL IP67 220V 3P+N+T | 52.3
81582 | 81582 | FIC. P. 63A MURAL IP67 380V 3P+T | 59.64
81583 | 81583 | FIC. P. 63A MURAL IP67 380V 3P+N+T | 64.59
81585 | 81585 | FIC. P. 63A MURAL IP67 480V 3P+T | 52.13
81586 | 81586 | FIC. P. 63A MURAL IP67 480V 3P+N+T | 64.82
81588 | 81588 | FIC. P. 125A MURAL IP67 110V 3P+T | 92.42
81589 | 81589 | FIC. P. 125A MURAL IP67 110V 3P+N+T | 125.98
81590 | 81590 | **FIC. P. 125A MURAL IP67 220V 2P+T | 112.93
81592 | 81592 | FIC. P. 125A MURAL IP67 220V 3P+N+T | 103.48
81594 | 81594 | FIC. P. 125A MURAL IP67 380V 3P+T | 95.14
81595 | 81595 | FIC. P. 125A MURAL IP67 380V 3P+N+T | 111.94
81597 | 81597 | FIC. P. 125A MURAL IP67 480V 3P+T | 92.64
81598 | 81598 | **FIC. P. 125A MURAL IP67 480V 3P+N+T | 114.59
81599 | 81599 | FIC. P. 32A MURAL IP67 CONT 3P+T | 27.51
81608 | 81608 | **TOM.ENCAS.DIR.16A 3P-T 380-415V IP44 | Sob Consulta
81676 | 81676 | TOM. P. 63A E. DIR. IP67 110V 3P+T | 28.69
81677 | 81677 | TOM. P. 63A E. DIR. IP67 110V 3P+N+T | 31.42
81678 | 81678 | TOM. P. 63A E. DIR. IP67 220V 2P+T | 53.46
81679 | 81679 | TOM. P. 63A E. DIR. IP67 220V 3P+T | 37.96
81680 | 81680 | **TOM. P. 63A E. DIR. IP67 220V 3P+N+T | 33.92
81682 | 81682 | T P 63A E D IP67 380V 3PT | 47.07
81683 | 81683 | TOM. P. 63A E. DIR. IP67 380V 3P+N+T | 57.07
81685 | 81685 | TOM. P. 63A E. DIR. IP67 480V 3P+T | 33.27
81686 | 81686 | TOM. P. 63A E. DIR. IP67 480V 3P+N+T | 45.2
81688 | 81688 | TOM. P. 125A E. DIR. IP67 110V 3P+T | 77.66
81689 | 81689 | TOM. P. 125A E. DIR. IP67 110V 3P+N+T | 85.02
81690 | 81690 | **TOM. P. 125A E. DIR. IP67 220V 2P+T | 88.49
81691 | 81691 | TOM. P. 125A E. DIR. IP67 220V 3P+T | 109.64
81692 | 81692 | TOM. P. 125A E. DIR. IP67 220V 3P+N+T | 123.62
81694 | 81694 | TOM. P. 125A E. DIR. IP67 380V 3P+T | 89.59
81695 | 81695 | TOM. P. 125A E. DIR. IP67 380V 3P+N+T | 100.28
81697 | 81697 | TOM. P. 125A E. DIR. IP67 480V 3P+T | 96.12
81698 | 81698 | TOM. P. 125A E. DIR. IP67 480V 3P+N+T | 128.32
81703 | 81703 | FIC. P. 90º 16A MOVEL IP44 110V 3P+N+T | 8.51
81704 | 81704 | FIC. P. 90 16A MOVEL IP44 220V 2P+T | 9.67
81708 | 81708 | FIC. P. 90º 16A MOVEL IP44 380V 3P+T | 10.23
81709 | 81709 | FIC. P. 90º 16A MOVEL IP44 380V 3P+N+T | 12.48
81716 | 81716 | FIC. P. 90º 32A MOVEL IP44 220V 2P+T | 13.91
81717 | 81717 | FIC. P. 90º 32A MOVEL IP44 220V 3P+T | 11.52
81720 | 81720 | FIC. P. 90º 32A MOVEL IP44 380V 3P+T | 16.38
81721 | 81721 | FIC. P. 90º 32A MOVEL IP44 380V 3P+N+T | 18.75
81726 | 81726 | FIC. 90º 16A MOVEL IP44 110V 3P+T IF | 18.23
81728 | 81728 | FIC. 90º 16A MOVEL IP44 220V 3P+T IF | 15.56
81729 | 81729 | FIC. 90º 16A MOVEL IP44 220V 3P+N+T IF | 20.62
81730 | 81730 | **FIC. 90? 16A MOVEL IP44 380V 3P+T IF | 18.64
81732 | 81732 | FIC. 90º 16A MOVEL IP44 480V 3P+T IF | 22.96
81733 | 81733 | FIC. 90º 16A MOVEL IP44 480V 3P+N+T IF | 20.12
81754 | 81754 | F 90 16A IP67 220V 2P+T | 11.88
81758 | 81758 | FIC. P. 90º 16A MOVEL IP67 380V 3P+T | 13.73
81759 | 81759 | FIC. P. 90? 16A MOVEL IP67 380V 3P+N+T | 11.99
81766 | 81766 | FIC. P. 90º 32A MOVEL IP67 220V 2P+T | 16.45
81770 | 81770 | FIC. P. 90º 32A MOVEL IP67 380V 3P+T | 18.54
81771 | 81771 | FIC. P. 90? 32A MOVEL IP67 380V 3P+N+T | 21.76
81776 | 81776 | FIC. 90º 16A MOVEL IP67 110V 3P+T IF | 23.04
81777 | 81777 | FIC. 90º 16A MOVEL IP67 110V 3P+N+T IF | 25.94
81778 | 81778 | FIC. 90º 16A MOVEL IP67 220V 3P+T IF | 19.14
81779 | 81779 | FIC. 90º 16A MOVEL IP67 220V 3P+N+T IF | 25.94
81781 | 81781 | FIC. 90º 16A MOVEL IP67 380V 3P+N+T IF | 25.06
81782 | 81782 | FIC. 90º 16A MOVEL IP67 480V 3P+T IF | 23.04
81783 | 81783 | FIC. 90º 16A MOVEL IP67 480V 3P+N+T IF | 25.94
81801 | 81801 | FIC. P. 16A P. 90º IP44 110V 2P+T | 7.4
81802 | 81802 | FIC. P. 16A P. 90º IP44 110V 3P+T | 8.32
81803 | 81803 | FIC. P. 16A P. 90º IP44 110V 3P+N+T | 10.73
81804 | 81804 | FIC. P. 16A P. 90 IP44 220V 2P+T | 9.11
81805 | 81805 | FIC. P. 16A P. 90º IP44 220V 3P+T | 8.56
81806 | 81806 | FIC. P. 16A P. 90º IP44 220V 3P+N+T | 11.47
81807 | 81807 | **FIC. P. 16A P. 90? IP44 380V 2P+T | 8.96
81808 | 81808 | FIC. P. 16A P. 90? IP44 380V 3P+T | 10.22
81809 | 81809 | FIC. P. 16A P. 90 IP44 380V 3P+N+T | 12.84
81811 | 81811 | FIC. P. 16A P. 90º IP44 480V 3P+T | 9.26
81813 | 81813 | FIC. P. 32A P. 90º IP44 110V 2P+T | 12.74
81814 | 81814 | FIC. P. 32A P. 90º IP44 110V 3P+T | 12.96
81815 | 81815 | FIC. P. 32A P. 90º IP44 110V 3P+N+T | 16.03
81816 | 81816 | FIC. P. 32A P. 90 IP44 220V 2P+T | 15.24
81817 | 81817 | FIC. P. 32A P. 90º IP44 220V 3P+T | 12.78
81818 | 81818 | FIC. P. 32A P. 90º IP44 220V 3P+N+T | 13.86
81819 | 81819 | FIC. P. 32A P. 90º IP44 380V 2P+T | 13.2
81820 | 81820 | FIC. P. 32A P. 90 IP44 380V 3P+T | 16.51
81821 | 81821 | FIC. P. 32A P. 90 IP44 380V 3P+N+T | 17.89
81823 | 81823 | FIC. P. 32A P. 90º IP44 480V 3P+T | 14.44
81824 | 81824 | FIC. P. 32A P. 90º IP44 480V 3P+N+T | 16.24
81846 | 81846 | TOM. P. 63A MOVEL IP67 480V 3P+N+T | 62.92
81876 | 81876 | FIC. P. 63A P. DIR. IP67 110V 3P+T | 48.2
81877 | 81877 | FIC. P. 63A P. DIR. IP67 110V 3P+N+T | 52.1
81878 | 81878 | FIC. P. 63A P. DIR. IP67 220V 2P+T | 51.62
81879 | 81879 | FIC. P. 63A P. DIR. IP67 220V 3P+T | 60.67
81880 | 81880 | FIC. P. 63A P. DIR. IP67 220V 3P+N+T | 51.66
81882 | 81882 | FIC. P. 63A P. DIR. IP67 380V 3P+T | 55.95
81883 | 81883 | FIC. P. 63A P. DIR. IP67 380V 3P+N+T | 48.07
81885 | 81885 | FIC. P. 63A P. DIR. IP67 480V 3P+T | 48.07
81886 | 81886 | FIC. P. 63A P. DIR. IP67 480V 3P+N+T | 65.21
81888 | 81888 | FIC. P. 125A P. DIR. IP67 110V 3P+T | 102.04
81889 | 81889 | FIC. P. 125A P. DIR. IP67 110V 3P+N+T | 118.01
81890 | 81890 | FIC. P. 125A P. DIR. IP67 220V 2P+T | 86.82
81891 | 81891 | FIC. P. 125A P. DIR. IP67 220V 3P+T | 102.04
81892 | 81892 | FIC. P. 125A P. DIR. IP67 220V 3P+N+T | 118.01
81894 | 81894 | FIC. P. 125A P. DIR. IP67 380V 3P+T | 128.79
81895 | 81895 | FIC. P. 125A P. DIR. IP67 380V 3P+N+T | 109.44
81897 | 81897 | FIC. P. 125A P. DIR. IP67 480V 3P+T | 102.04
81898 | 81898 | FIC. P. 125A P. DIR. IP67 480V 3P+N+T | 118.01
82026 | 82026 | TOM C- TRANSF SEG 230V-24V 2P 16A IP44 | 262.75
82027 | 82027 | T TF SEG 16A400V/24V IP44 | 275.34
82028 | 82028 | T ENC 16A2PT100/130V IP44 | 39.66
82029 | 82029 | T EC 16A3PT100/130V IP44 | 45.99
82030 | 82030 | T EC 16A3PNT100/130V IP44 | 51.52
82031 | 82031 | TOM.ENC.C-ENCRAV 200-250VCA 2P+T16 AIP44 | 39.82
82032 | 82032 | **TOM.ENC.C/ENCRAV 200/250VCA 3P+T+16AIP | 57.23
82033 | 82033 | **TOM.ENC.C/ENCRA 200/250VCA 3P+N+T16AIP | 54.32
82034 | 82034 | **TOM.ENC.C/ENCRAV 380/415VCA 2P+T16 AIP | 42.62
82035 | 82035 | TOM.ENC.ENCRA.380-415VCA 3P+T 16AIP IP44 | 41.46
82036 | 82036 | TOM.ENC.C-ENCRA 380-415VCA 3P+N+T16AIP44 | 48.02
82037 | 82037 | T EC 16A3PT480/500V IP44 | 45.89
82038 | 82038 | TOM. EC. 16A 3PNT 480/500V IP44 | 51.29
82039 | 82039 | T EC 32A2PT100/130V IP44 | 48.33
82040 | 82040 | T EC 32A3PT100/130V IP44 | 54.75
82041 | 82041 | T EC 32A3PNT100/130V IP44 | 61.69
82042 | 82042 | T EC 32A2PT200/250V IP44 | 45.89
82043 | 82043 | **TOM.ENC.C/ENCRA 200/250VCA 3P+T 32 AIP | 71.24
82044 | 82044 | **TOM.ENC.C/ENCRA 200/250VCA 3P+N+T32AIP | 80.09
82045 | 82045 | T EC 32A2PT380/415V IP44 | 48.42
82046 | 82046 | **TOM.ENC.ENCRA.380/415VCA 3P+T 32AIP IP | 56.53
82047 | 82047 | TOM.ENC.C-ENCRA 380-415VCA 3P+N+T32AIP44 | 54.78
82048 | 82048 | T EC 32A3PT480/500V IP44 | 54.63
82049 | 82049 | T EC 32A3PNT480/500V IP44 | 61.55
82064 | 82064 | TOM. VERT. 400/24V SELV 160VA 2 x 16A | 394.01
82073 | 82073 | **TOMENC.TRANSF.SEG.230/24V1X2P16 A IP6 | Sob Consulta
82076 | 82076 | TOM.ENC.TRANSF.SEG.230-24V1X2P16 A IP65 | 287.03
82077 | 82077 | T TSF SEG 16A1X2P 400/24V | 333.47
82078 | 82078 | 16A 2PT 100-130 toma con int. de bloqueo | 59.88
82079 | 82079 | **TOM.ENC.ENCRAV 100/130 VCA 3P+T 16A IP | 54.08
82080 | 82080 | T EC 16A3PNT100/130V IP65 | 57.57
82081 | 82081 | TOM.ENC.ENCR.200-250VCA 2P+T 16 A IP65 | 44.09
82082 | 82082 | **TOM.ENC.C/ENCRA 200/250VCA 3P+T 16 AIP | 69.72
82083 | 82083 | **TOM.ENC.C/ENCRA 200/250VCA 3P+N+T16AIP | 60.82
82084 | 82084 | **TOM.ENC.C/ENCRAV 380/415VCA 2P+T16 AIP | 50.7
82085 | 82085 | TOM.ENC.C/ENCRA 380/415VCA 3P+T16 AIP | 54.93
82086 | 82086 | TOM.ENC.C-ENCRA 380-415VCA 3P+N+T16AIP65 | 53.2
82087 | 82087 | Tom EC 16A 3PT 480/500V IP65 | 53.37
82088 | 82088 | T EC 16A3PNT480/500V IP65 | 59.4
82089 | 82089 | T EC 32A2PT100/130V IP65 | 63.19
82090 | 82090 | **TOM.ENCAS.ENCRAV 100/130VCA 3P+T 32AIP | 89.8
82091 | 82091 | T EC 32A3PNT100/130V IP65 | 75.63
82092 | 82092 | **TOM.ENC.C-ENCRA 200-250V 2P+T 32A IP65 | 62.8
82093 | 82093 | **TOM.ENC.C/ENCRA 200/250VCA 3P+T 32 AIP | 87.82
82094 | 82094 | TOM.ENC.C-ENCRA 200-250VCA 3P+N+T32AIP65 | 93.15
82095 | 82095 | 32A 2PT 380-415 toma con int. de bloqueo | 80.15
82096 | 82096 | TOM.ENC.ENCRAV.380-415VCA 3P+T 32 AIP 65 | 63.12
82097 | 82097 | TOM.ENC.ENCR.380-415VCA 3P+N+T 32 A IP65 | 72.85
82098 | 82098 | T EC 32A3PT480/500V IP65 | 69.26
82099 | 82099 | T EC 32A3PNT480/500V IP65 | 77.9
82101 | 82101 | TOM.SALIENTE 20-25 V 2P 16A IP44 | 14.86
82102 | 82102 | TOM.SAL MT.BAIX TENS 20-25 V 3P 16A IP44 | 15.21
82103 | 82103 | T MBT 16A2P 50V IP44 | 15.55
82104 | 82104 | T MBT 16A3P 50V IP44 | 18.5
82105 | 82105 | T MBT 16A2P 25V/50V IP44 | 17.54
82106 | 82106 | T MBT 16A3P 25V/50V IP44 | 18.5
82111 | 82111 | T MBT 16A2P 25V/50V IP44 | 17.54
82112 | 82112 | T MBT 16A 3P 25V/50V IP44 | 18.5
82113 | 82113 | T MBT 16A 2P 25V/50V IP44 | 17.54
82115 | 82115 | T MBT 32A 2P 25V/50V IP44 | 18.5
82116 | 82116 | T MBT 32A 3P 25V/50V IP44 | 19.48
82117 | 82117 | T MBT 32A 2P 25V/50V IP44 | 17.54
82118 | 82118 | T MBT 32A 3P 25V/50V IP44 | 19.48
82119 | 82119 | T MBT 32A 2P 25V/50V IP44 | 17.54
82120 | 82120 | T MBT 32A 3P 25V/50V IP44 | 18.5
82125 | 82125 | T MBT 32A 2P 25V/50V IP44 | 17.54
82126 | 82126 | T MBT 32A 3P 25V/50V IP44 | 18.5
82127 | 82127 | T MBT 32A 2P 25V/50V IP44 | 15.55
82128 | 82128 | **TENCAS.ENC.F.10,3X38 100/130V2PT 16 IP | 62.8
82129 | 82129 | **TENCAS.ENC.F.10,3X38 100/130V3PT 16 IP | 73.82
82130 | 82130 | **TENCAS.ENC.F10,3X38 100/130V3PNT 16 IP | 79.38
82131 | 82131 | **TENCAS.ENC.F.10,3X38 200/250V2PT 16 IP | 61.36
82132 | 82132 | **TENCAS.ENC.F.10,3X38 200/250V3PT 16 IP | 70.48
82133 | 82133 | **TENCAS.ENC.F10,3X38 200/250V3PNT 16 IP | 77.41
82134 | 82134 | **TENCAS.ENC.F.10,3X38 380/415V2PT 16 IP | 61
82135 | 82135 | SOCKET UNIKA W/INTERLOCK 16A 3P-E 380-41 | 70.48
82136 | 82136 | **TENCAS.ENC.F10,3X38 380/415V3PNT 16 IP | 75.9
82137 | 82137 | **TENCAS.ENC.F.10,3X38 480/500V3PT 16 IP | 77.84
82138 | 82138 | **TENCAS.ENC.F10,3X38 480/500V3PNT 16 IP | 85.52
82139 | 82139 | T EC+FS 32A2PT130V IP44 | 87.05
82140 | 82140 | T EC+FS 32A3PT130V IP44 | 106.53
82141 | 82141 | **TOM ENCRAV+FUS. 100/130V 3PNT 32A IP44 | 115.57
82142 | 82142 | T EC+FS 32A2PT250V IP44 | 84.27
82143 | 82143 | T EC+FS 32A3PT250V IP44 | 106.33
82144 | 82144 | T EC+FS 32A3PNT250V IP44 | 114.47
82145 | 82145 | T EC+FS 32A2PT415V IP44 | 87.15
82146 | 82146 | T EC+FS 32A3PT415V IP44 | 103.64
82147 | 82147 | T EC+FS 32A3PNT415V IP44 | 110.93
82148 | 82148 | T EC+FS 32A3PT500V IP44 | 107.32
82149 | 82149 | T EC+FS 32A3PNT500V IP44 | 114.38
82151 | 82151 | TOM.S.MUI.BAI.TEN.20-25 2P16AIP67 | 18.06
82152 | 82152 | TOM SAL MBT 20-25V 3P 16A IP67 | 22.7
82153 | 82153 | T S MBT 16A 2P 50V IP67 | 21.13
82154 | 82154 | T S MBT 16A 3P 50V IP67 | 23.9
82155 | 82155 | **TOM.S MT.BX TENS 20/25.40/50 V2P16/AIP | 17.9
82156 | 82156 | T S MBT 16A 3P 50V IP67 | 19.67
82161 | 82161 | T S MBT 16A 2P 50V IP67 | 19.97
82162 | 82162 | T S MBT 16A 3P 50V IP67 | 19.67
82163 | 82163 | T S MBT 16A 2P 50V IP67 | 19.97
82165 | 82165 | T S MBT 32A 2P 50V IP67 | 21.13
82166 | 82166 | T.SAL.T.BAIXA TENSAO 20/25 IP67 3P 32A | 23.34
82167 | 82167 | T S MBT 32A 2P 50V IP67 | 21.13
82168 | 82168 | **T.SAL.T.BAIXA TENSAO 20/50 IP67 3P 32A | 27.74
82169 | 82169 | T S MBT 32A 2P 50V IP67 | 15.04
82170 | 82170 | T S MBT 32A 3P 50V IP67 | 17.05
82175 | 82175 | T S MBT 32A 2P 50V IP67 | 17.91
82176 | 82176 | T S MBT 32A 3P 50V IP67 | 17.05
82177 | 82177 | T S MBT 32A 2P 50V IP67 | 15.04
82178 | 82178 | T EC+FS 16A2PT130V IP67 | 77.9
82179 | 82179 | T EC+FS 16A3PT130V IP67 | 86.54
82180 | 82180 | T EC+FS 16A3PNT130V IP67 | 90.49
82181 | 82181 | TOM.ENC.F.10,3X38 200-250V 2PT 16 IP65 | 69.08
82182 | 82182 | T EC+FS 16A3PT 250V IP67 | 88.42
82183 | 82183 | T ENC+FS 16A 3PNT 250V IP65 | 92.7
82184 | 82184 | T EC+FS 16A2PT 415V IP67 | 75.3
82185 | 82185 | T EC+FS 16A3PT 415V IP67 | 85.68
82186 | 82186 | T.ENC.F.10,3X38 380-415V 3PNT 16 IP65 | 85.78
82187 | 82187 | T EC+FS 16A3PT 500V IP67 | 94.68
82188 | 82188 | T EC+FS 16A3PNT 500V IP67 | 98.81
82189 | 82189 | T EC+FS 32A2PT130V IP67 | 101.36
82190 | 82190 | T EC+FS 32A3PT130V IP67 | 117.23
82191 | 82191 | T EC+FUS 3PNT32A 100_130V | 126.08
82192 | 82192 | T EC+FS 32A2PT 250V IP67 | 96.6
82193 | 82193 | T EC+FS 32A3PT 250V IP67 | 121.51
82194 | 82194 | T EC+FS 32A3PNT 250V IP67 | 128.63
82195 | 82195 | T EC+FS 32A2PT 415V IP67 | 101.53
82196 | 82196 | T EC+FS 32A3PT 415V IP67 | 116.54
82197 | 82197 | T EC+FS 32A3PNT 415V IP67 | 123.83
82198 | 82198 | T EC+FS 32A3PT 500V IP67 | 127.38
82199 | 82199 | T ENCRAV + FUSIVEL 10,3X3 | 134.64
82251 | 82251 | TFIXA MR 16A 2PT130V IP67 | 15.18
82252 | 82252 | TFIXA MR 16A 3PT130V IP67 | 17.11
82253 | 82253 | T FX 16A 3PNT130V IP67 | 22.87
82264 | 82264 | TFIXA MR 32A 3PT130V IP67 | 23.75
82265 | 82265 | T FX 32A 3PNT130V IP67 | 24.65
82267 | 82267 | T FX 32A 3PT 250V IP67 | 22.61
82268 | 82268 | T FX 32A 3PNT 250V IP67 | 26.56
82269 | 82269 | T FX 32A 2PT 415V IP67 | 23.75
82274 | 82274 | T FX 32A 3PNT 500V IP67 | 26.56
82299 | 82299 | T FX 32A 3PT 500V IP67 | 25.98
82301 | 82301 | FICH MOV.MBT 20-25V 2P 16A IP44 | 9.56
82302 | 82302 | FICH MOV.MT.BX TENS 20-25 V 3P 16 A IP44 | 9.75
82303 | 82303 | FICH MOV.MT.BX TENS 40-50V 3P 16A IP44 | 11.3
82304 | 82304 | FICHA MOV MBT 40-50V 3P 16A IP44 | 12.71
82305 | 82305 | Ficha movel 16A 2P 50V IP44 | 9.47
82306 | 82306 | FI MOV MTO BT 20-25-40-50V 3P16A IP44 | 12.26
82313 | 82313 | F MBT 16A 2P 50V IP44 | 8.62
82315 | 82315 | F MBT 32A 2P 50V IP44 | 10.26
82316 | 82316 | F MBT 32A 3P 50V IP44 | 11.37
82317 | 82317 | F MBT 32A 2P 50V IP44 | 10.26
82318 | 82318 | F MBT 32A 3P 50V IP44 | 11.37
82319 | 82319 | F MBT 32A 2P 50V IP44 | 10.26
82320 | 82320 | FICH MOV MBT 20-50V 3P 32A IP44 200Hz | 11.13
82325 | 82325 | F MBT 32A 2P 50V IP44 | 10.26
82326 | 82326 | **FICHA M?V MBT 20/50 V 3P 32A IP44 | 9.12
82327 | 82327 | FICH MOV MBT 20-25-40-50VCC 2P 32AIP44 | 8.28
82351 | 82351 | FICH MOVEL MUI.BAI TEN 20-25 3P 16A IP | 15.73
82352 | 82352 | FICH MOVEL MUI.BAI TEN 20-25 3P 16A IP | 16.35
82353 | 82353 | 16A 2P 40-50V IP67 50-60Hz Ficha | 22.83
82355 | 82355 | F MBT 16A 2P 50V IP67 | 13.57
82356 | 82356 | F MBT 16A 3P 50V IP67 | 14.14
82361 | 82361 | FIC MOV MBT 20-25 e 40-50V 2P 16A IP67 | 13.82
82362 | 82362 | F MBT 16A 3P 50V IP67 | 14.06
82363 | 82363 | F MBT 16A 2P 50V IP67 | 11.57
82365 | 82365 | FIC 32A 2P 20-25V IP67 | 14.95
82366 | 82366 | F MBT 32A 3P 50V IP67 | 12.88
82367 | 82367 | F MBT 32A 2P 50V IP67 | 11.85
82368 | 82368 | F MBT 32A 3P 50V IP67 | 12.88
82369 | 82369 | F MBT 32A 2P 50V IP67 | 13.57
82370 | 82370 | F MBT 32A 3P 50V IP67 | 14.14
82375 | 82375 | F MBT 32A 2P 50V IP67 | 13.57
82376 | 82376 | F MBT 32A 3P 50V IP67 | 14.06
82377 | 82377 | F MBT 32A 2P 50V IP67 | 11.57
82401 | 82401 | TOM.MOVEL MT.BX TENSAO 20-25 V2P16 AIP44 | 12.77
82402 | 82402 | TOM.MOVEL MT.BX TENSAO 20-25 V3P16 AIP44 | 13.54
82403 | 82403 | FICHA MOVEL MBT 40-50V 2P 16A IP44 | 12.64
82404 | 82404 | FICHA MOV MBT 40-50V 3P 16A IP44 | 19.55
82405 | 82405 | T MBT 16A 2P 50V IP44 | 11.19
82406 | 82406 | **TOM M?V MTO BT 20/25-40/50V 3P16A IP44 | 11.7
82412 | 82412 | T MBT 16A 3P 50V IP44 | 12.48
82413 | 82413 | T MBT 16A 2P 50V IP44 | 11.09
82415 | 82415 | T MBT 32A 2P 50V IP44 | 10.87
82416 | 82416 | T MBT 32A 3P 50V IP44 | 15.85
82417 | 82417 | T MBT 32A 2P 50V IP44 | 10.87
82418 | 82418 | T MBT 32A 3P 50V IP44 | 15.85
82419 | 82419 | T MBT 32A 2P 50V IP44 | 10.87
82420 | 82420 | TOM MOV MBT 20-25-40-50VCC 3P 32AIP44 | 19.53
82425 | 82425 | T MBT 32A 2P 50V IP44 | 11.57
82426 | 82426 | T MBT 32A 3P 50V IP45 | 16.92
82427 | 82427 | TOM MOV MBT 20-25-40-50VCC 2P 32AIP44 | 11.6
82433 | 82433 | TOM. C/ DISJ. E DIFER. MAIS ENC ELÉCT. | Sob Consulta
82452 | 82452 | TOM MBT16A 3P 25V IP67 | 20.02
82453 | 82453 | T MBT 16A 2P 50V IP67 | 14.72
82455 | 82455 | T MBT 16A 2P 50V IP67 | 14.72
82456 | 82456 | T MBT 16A 3P 50V IP67 | 15.86
82461 | 82461 | T MBT 16A 2P 50V IP67 | 14.72
82462 | 82462 | T MBT 16A 3P 50V IP67 | 15.86
82463 | 82463 | T MBT 16A 2P 50V IP67 | 14.72
82465 | 82465 | TOM 32A 2P 20-25V IP67 | 18.89
82466 | 82466 | T MBT 32A 3P 50V IP67 | 16.08
82467 | 82467 | T MBT 32A 2P 50V IP67 | 14.97
82468 | 82468 | T MBT 32A 3P 50V IP67 | 16.08
82469 | 82469 | T MBT 32A 2P 50V IP67 | 14.97
82470 | 82470 | T MBT 32A 3P 50V IP67 | 16.08
82475 | 82475 | T MBT 32A 2P 50V IP67 | 14.97
82476 | 82476 | T MBT 32A 3P 50V IP67 | 16.08
82477 | 82477 | T MBT 32A 2P 50V IP67 | 14.72
82479 | 82479 | T DJ EC 63A 3PT250V IP65 | 2278.13
82482 | 82482 | T DJ EC 63A 3PT 415V IP65 | 2281.09
82483 | 82483 | T DJ EC 63A 3PNT415V IP65 | 2583.68
82485 | 82485 | T DJ EC 63A 3PT500V IP65 | 2332.05
82491 | 82491 | T DJ EC 125A 3PT250V IP65 | 2820.3
82494 | 82494 | T DJ EC 125A 3PT415V IP65 | 2812.84
82495 | 82495 | TOM C DISJ ENCRV ELECT 3PN 125A | 3025.98
82497 | 82497 | T DJ EC 125A 3PT500V IP65 | 2117.84
82501 | 82501 | **FICHA SALIENTE 20/25 V 2P 16A IP44 | 11.17
82502 | 82502 | F S MBT 16A 3P 25V IP44 | 11.34
82503 | 82503 | F S MBT 16A 2P 50V IP44 | 10.42
82504 | 82504 | F S MBT 16A 3P 50V IP44 | 11.57
82505 | 82505 | F S MBT 16A 2P 50V IP44 | 10.87
82506 | 82506 | F S MBT 16A 3P 50V IP44 | 11.57
82511 | 82511 | F S MBT 16A 2P 50V IP44 | 11.34
82512 | 82512 | F S MBT 16A 3P 50V IP44 | 12.48
82513 | 82513 | F S MBT 16A 2P 50V IP44 | 10.42
82515 | 82515 | F S MBT 32A 2P 50V IP44 | 10.94
82516 | 82516 | F S MBT 32A 3P 50V IP44 | 11.57
82517 | 82517 | F S MBT 32A 2P 50V IP44 | 10.68
82518 | 82518 | F S MBT 32A 3P 50V IP44 | 11.78
82519 | 82519 | F S MBT 32A 2P 50V IP44 | 11.09
82520 | 82520 | F S MBT 32A 3P 50V IP44 | 11.78
82525 | 82525 | F S MBT 32A 2P 50V IP44 | 11.57
82526 | 82526 | F S MBT 32A 3P 50V IP44 | 12.69
82527 | 82527 | F S MBT 32A 2P 50V IP44 | 10.68
82754 | 82754 | SOCLE PRISE VER.RAIL DIN 16A 2PT 200-25 | 68.99
82783 | 82783 | ISOBLOCK-DIN IP65 380V 3P+N+T 63A | 255.76
82883 | 82883 | PK ISOBLOCK FUS 380-415V 3PNT 63A IP65 | 372.5
82901 | 82901 | TOM.ENC.MUI.BAIX TEN.20-25V 2P16A IP44 | 12.25
82902 | 82902 | TOM.ENC.MUI.BAIXTEN.20-25V 3P 16A IP44 | 12.09
82903 | 82903 | TOM.ENC.MUI.BAIX.TEN.40-50V 2P16A IP44 | 10.87
82904 | 82904 | Tomada reta 16A 40-50V IP44 | 12.25
82905 | 82905 | TOMADA ENCAST MBT 20-50V 2P 16A IP44 | 10.3
82906 | 82906 | T E MBT 16A 3P 50V IP44 | 9.3
82911 | 82911 | T E MBT 16A 2P 50V IP44 | 10.37
82912 | 82912 | TOM. ENCASTRÁVEL MUITO BAIXA TENSÃO 16A | 9.3
82913 | 82913 | TOM ENC MT BX TENSAO 40-50V 2P16A IP44 | 14.4
82915 | 82915 | T E MBT 32A 2P 50V IP44 | 11.71
82917 | 82917 | TOM.ENC.MUI.BAIX.TEN.40/50V 2P32A IP44 | 15.03
82918 | 82918 | T E MBT 32A 3P 50V IP44 | 12.25
82919 | 82919 | T E MBT 32A 2P 50V IP44 | 10.37
82920 | 82920 | TOM.ENC.MBT 20-25-40-50VCA 3P 32A IP44 | 9.89
82925 | 82925 | T E MBT 32A 2P 50V IP44 | 10.37
82926 | 82926 | TOM.ENC.MBT 20-50VCA 400Hz 3P 32A IP44 | 11.69
82927 | 82927 | TOM. ENCASTRAVEL MBT 32A 2P 20/25V E 40/ | 10.37
82951 | 82951 | TOM.ENCAST MT.BAIX TENS20-25 V2P16 AIP67 | 12.85
82952 | 82952 | TOM ENC.MBT 20-25 VCA 3P 16A IP67 | 15.34
82953 | 82953 | TOM ENC.MBT 40-50 VCA 2P 16A IP67 | 13.6
82954 | 82954 | 16A 3P 40-50V IP67 50-60Hz base emp.sal. | 15.09
82955 | 82955 | TOM ENC.MBT 20-50VCA 2P 16A IP67 | 9.67
82956 | 82956 | T E MBT 16A 3P 50V IP67 | 11.09
82961 | 82961 | TOM ENC.MBT 20-50VCA 2P 16A IP67 | 12.21
82962 | 82962 | TOM. ENCASTRAVEL MUITO BAIXA TENSAO 16A | 11.09
82963 | 82963 | TOM ENC MT BX TENSAO 40-50V 2P16A IP67 | 13.93
82965 | 82965 | T E MBT 32A 2P 50V IP67 | 11.92
82966 | 82966 | T E MBT 32A 3P 50V IP67 | 12.48
82967 | 82967 | T E MBT 32A 2P 50V IP67 | 11.34
82968 | 82968 | T E MBT 32A 3P 50V IP67 | 12.48
82969 | 82969 | T E MBT 32A 2P 50V IP67 | 10.42
82970 | 82970 | T E MBT 32A 3P 50V IP67 | 11.34
82975 | 82975 | T E MBT 32A 2P 50V IP67 | 10.42
82976 | 82976 | T E MBT 32A 3P 50V IP67 | 11.34
82977 | 82977 | TOM. ENCASTRAVEL MUITO BAIXA TENSAO 32A | 13.16
83026 | 83026 | **TOM.TRANSF.SEG 230V/24V1X2P16A IP44 | 235.17
83027 | 83027 | T TFSEG 16A 400V/24V IP44 | 239.39
83029 | 83029 | T S EC 16A 3PT130V IP44 | 51.17
83030 | 83030 | T S EC 16A 3PNT130V IP44 | 56.56
83031 | 83031 | TOM.SAL.C-ENCRAV 200-250VCA 2P+T 16AIP44 | 48.03
83032 | 83032 | TOM SAL C-ENCR 200-250VCA 3P+T 16AIP44 | 51.84
83034 | 83034 | TOM SAL.ENCRAV 380-415VCA 2P+T16 AIP44 | 50.75
83035 | 83035 | TOM SAL.C-ENCRAV 380-415VCA 3P+T 16AIP44 | 64.58
83036 | 83036 | TOM.SAL.C-ENCRAV 380-415VCA 2P+T 16AIP44 | 56.97
83037 | 83037 | T S EC 16A 3PT500V IP44 | 50.9
83038 | 83038 | T S EC 16A 3PNT500V IP44 | 56.38
83039 | 83039 | T S EC 32A 2PT130V IP44 | 53.66
83040 | 83040 | T S EC 32A 3PT130V IP44 | 60.74
83041 | 83041 | T S EC 32A 3PNT130V IP44 | 67.68
83042 | 83042 | TOM.SAL. C ENCRAV 250VCA 2PT 32A IP44 | 49.84
83043 | 83043 | T S EC 32A 3PT250V IP44 | 60.88
83044 | 83044 | TOM.SAL. C ENCRAV 250VCA 3PNT 32A IP44 | 65.42
83045 | 83045 | **TOM.SAL.C/ENCR.380/415VCA 2P+T 32A IP4 | 55.66
83046 | 83046 | TOM SALI ENCRAV 380-415VCA 3P+T 32AIP44 | 60.52
83047 | 83047 | TOM.SAL.ENCRA 380-415VCA 3P+N+T 32A IP44 | 68.96
83048 | 83048 | **TOM SALI ENCRAV 480/500VCA 3P+T 32AIP4 | 63.07
83049 | 83049 | T S EC 32A 3PNT500V IP44 | 67.68
83076 | 83076 | TOM.TRANSF SEG 230V-24V1X2P16 AIP65 | 282.62
83077 | 83077 | T TFSEG 16A 400V/24V IP65 | 253.03
83078 | 83078 | T S EC 16A 2PT130V IP65 | 57.28
83079 | 83079 | T S EC 16A 3PT130V IP65 | 62.41
83080 | 83080 | TOM SAL C-ENCRV 100-130V 3PNT 16A IP65 | 81.59
83081 | 83081 | TOM.SALC-ENCRAV 200-250VCA 2P+T 16A IP65 | 54.74
83082 | 83082 | TOM.SAL C-ENC 200-250VCA 3P+T 16A IP65 | 60.49
83083 | 83083 | T.SAL C-ENC 200-250VCA 3P+N+T 16A IP65 | 69.13
83084 | 83084 | TOM ENC.C-ENCRAV 380-415VCA 2P+T16 AIP65 | 55.72
83085 | 83085 | TOM.SAL C-ENC 380-415VCA 3PT 16A IP65 | 59.72
83086 | 83086 | TOM.SAL.ENCR.380-415VCA 3P+N+T 16 A IP65 | 64.44
83087 | 83087 | TOM.SAL C-ENC 16A 3PT 500V IP65 | 62.41
83088 | 83088 | TOM SAL ENCR 380-415VCA 3PT 16A IP65 | 69.13
83089 | 83089 | T S EC 32A 2PT130V IP65 | 73.12
83090 | 83090 | T S EC 32A 3PT130V IP65 | 78
83091 | 83091 | **TOM SAL ENCRAV 100/130VCA 3P+N+T 32AIP | 107.16
83092 | 83092 | T S EC 250V 3PT32A IP65 | 70.09
83093 | 83093 | TOM.SAL C-ENC 200-250VCA 3PT 32A IP65 | 75.46
83094 | 83094 | **TOM SAL.C/ENCRA.200/250VCA 3P+N+T32A I | 114
83095 | 83095 | TOM SAL ENCRAV 380-415V 2PT 32A IP65 | 96.5
83096 | 83096 | TOM SAL C-ENCRAV 380-415VCA 3P+T32A IP65 | 75.51
83097 | 83097 | TOM.SAL C-ENC 380-415VCA 3NPT 32A IP65 | 83.74
83098 | 83098 | T S EC 32A 3PT500V IP65 | 79.87
83099 | 83099 | TOM.SAL C-ENC 480-500VCA 3NPT 32A IP65 | 83.39
83101 | 83101 | TOM. P. 16A MURAL IP44 110V 2P+T | 14.81
83102 | 83102 | TOM. P. 16A MURAL IP44 110V 3P+T | 13.2
83103 | 83103 | TOM. P. 16A MURAL IP44 110V 3P+N+T | 19.98
83104 | 83104 | TOM. P. 16A MURAL IP44 220V 2P+T | 12.56
83105 | 83105 | **TOM. P. 16A MURAL IP44 220V 3P+T | 16.51
83106 | 83106 | **TOM. P. 16A MURAL IP44 220V 3P+N+T | 18.73
83107 | 83107 | TOM. P. 16A MURAL IP44 380V 2P+T | 15.86
83108 | 83108 | TOM. P. 16A MURAL IP44 380V 3P+T | 13.86
83109 | 83109 | TOM. P. 16A MURAL IP44 380V 3P+N+T | 21.97
83111 | 83111 | TOM. P. 16A MURAL IP44 480V 3P+T | 17.26
83112 | 83112 | TOM. P. 16A MURAL IP44 480V 3P+N+T | 24.93
83113 | 83113 | TOM. P. 32A MURAL IP44 110V 2P+T | 18.07
83114 | 83114 | TOM. P. 32A MURAL IP44 110V 3P+T | 19.19
83115 | 83115 | TOM. P. 32A MURAL IP44 110V 3P+N+T | 21.16
83116 | 83116 | **TOM. P. 32A MURAL IP44 220V 2P+T | 27
83117 | 83117 | TOM. P. 32A MURAL IP44 220V 3P+T | 22.47
83118 | 83118 | TOM. P. 32A MURAL IP44 220V 3P+N+T | 21.06
83119 | 83119 | TOM. P. 32A MURAL IP44 380V 2P+T | 18.28
83120 | 83120 | TOM. P. 32A MURAL IP44 380V 3P+T | 20.52
83121 | 83121 | TOM. P. 32A MURAL IP44 380V 3P+N+T | 24.84
83123 | 83123 | TOM. P. 32A MURAL IP44 480V 3P+T | 19.28
83124 | 83124 | TOM. P. 32A MURAL IP44 480V 3P+N+T | 26.59
83128 | 83128 | T S E+F 16 2PT130V IP44 | 64.23
83129 | 83129 | T S E+F 16 3PT130V IP44 | 78.18
83130 | 83130 | T S E+F 16 3PNT130V IP44 | 83.56
83131 | 83131 | T.SAL.C-ENC+FUS 200-250VCA 2P+T16AIP44 | 63.36
83132 | 83132 | T S E+F 16 3PT250V IP44 | 75.96
83133 | 83133 | T S E+F 16 3PNT250V IP44 | 82.76
83134 | 83134 | T S E+F 16 2PT 415V IP44 | 65.83
83135 | 83135 | T.SAL.C-ENC+FUS 380-415VCA 3P+T16AIP44 | 93.42
83136 | 83136 | T S E+F 16 3PNT415V IP44 | 81.05
83137 | 83137 | T S E+F 16 3PT500V IP44 | 83.22
83138 | 83138 | T S E+F 16 3PNT500V IP44 | 88.07
83139 | 83139 | T S E+F 32 2PT130V IP44 | 92.47
83140 | 83140 | T S E+F 32 3PT130V IP44 | 111.84
83141 | 83141 | T S E+F 32 3PNT130V IP44 | 116.19
83142 | 83142 | TOM SALIENTE C/ENCRAV+FUSIVEL 10,3X38 | 87.68
83143 | 83143 | T S E+F 32 3PT250V IP44 | 111.61
83144 | 83144 | T.SAL.C-ENC+FUS 200-250VCA 3PNT32AIP44 | 113.64
83145 | 83145 | T S E+F 32 2PT415V IP44 | 92.58
83146 | 83146 | TOM. SALIENTE COM ENCRAV.+FUSIVEL 32A 3P | 109.17
83147 | 83147 | T.SAL.C-ENC+FUS 380-415VCA 3PNT32AIP44 | 139.57
83148 | 83148 | T S E+F 32 3PT500V IP44 | 112.75
83149 | 83149 | T S E+F 32 3PNT500V IP44 | 119.09
83151 | 83151 | TOM. P. 16A MURAL IP67 110V 2P+T | 23.78
83152 | 83152 | **TOM. P. 16A MURAL IP67 110V 3P+T | 21.3
83153 | 83153 | TOM. P. 16A MURAL IP67 110V 3P+N+T | 24.31
83154 | 83154 | TOM. P. 16A MURAL IP67 220V 2P+T | 19.34
83155 | 83155 | TOM. P. 16A MURAL IP67 220V 3P+T | 27.51
83156 | 83156 | TOM. P. 16A MURAL IP67 220V 3P+N+T | 26.31
83157 | 83157 | **TOM. P. 16A MURAL IP67 380V 2P+T | 20.32
83158 | 83158 | TOM. P. 16A MURAL IP67 380V 3P+T | 21.09
83159 | 83159 | TOM. P. 16A MURAL IP67 380V 3P+N+T | 27.54
83161 | 83161 | TOM. P. 16A MURAL IP67 480V 3P+T | 27.2
83162 | 83162 | TOM. P. 16A MURAL IP67 480V 3P+N+T | 28.02
83163 | 83163 | TOM. P. 32A MURAL IP67 110V 2P+T | 33.8
83164 | 83164 | TOM. P. 32A MURAL IP67 110V 3P+T | 34.05
83165 | 83165 | TOM. P. 32A MURAL IP67 110V 3P+N+T | 28.72
83166 | 83166 | TOM. P. 32A MURAL IP67 220V 2P+T | 30.84
83167 | 83167 | TOM. P. 32A MURAL IP67 220V 3P+T | 32.54
83168 | 83168 | TOM. P. 32A MURAL IP67 220V 3P+N+T | 37.04
83169 | 83169 | TOM. P. 32A MURAL IP67 380V 2P+T | 33.8
83170 | 83170 | TOM. P. 32A MURAL IP67 380V 3P+T | 27.09
83171 | 83171 | TOM. P. 32A MURAL IP67 380V 3P+N+T | 30.83
83173 | 83173 | TOM. P. 32A MURAL IP67 480V 3P+T | 34.98
83174 | 83174 | TOM. P. 32A MURAL IP67 480V 3P+N+T | 37.54
83178 | 83178 | TOM.C-ENC+FUS100-130VCA 2P+T 16A IP65 | 89.01
83179 | 83179 | T S E+F 16 3PT130V IP65 | 95.45
83180 | 83180 | T S E+F 16 3PNT130V IP65 | 99.94
83182 | 83182 | **TOM.SAL.C-ENC+FUS220-250V 3PT 16A IP65 | 100.17
83183 | 83183 | **TOM.SL.C-ENC+FUS220-250V 3PNT 16A IP65 | 104.43
83184 | 83184 | T S E+F 16 2PT415V IP65 | 84.15
83185 | 83185 | **TOM.SAL.C-ENC+FUS38-415V 3PT 16A IP65 | 101.62
83186 | 83186 | TOM.SAL.C-ENC+FUS38-415V 3PTN 16A IP65 | 99.6
83187 | 83187 | T S E+F 16 3PT500V IP65 | 100.57
83188 | 83188 | T S E+F 16 3PNT500V IP65 | 107.02
83189 | 83189 | T S E+F 32 2PT130V IP65 | 111.08
83190 | 83190 | T S E+F 32 3PT130V IP65 | 127.51
83191 | 83191 | T S E+F 32 3PNT130V IP65 | 134.71
83192 | 83192 | T S E+F 32 2PT250V IP65 | 106.87
83193 | 83193 | T S E+F 32 3PT250V IP65 | 132.28
83194 | 83194 | T S E+F 32 3PNT250V IP65 | 140.76
83195 | 83195 | T S E+F 32 2PT415V IP65 | 111.2
83196 | 83196 | **TOM.SAL.C-ENC+FUS380-415V 3PT 32A IP65 | 160.67
83197 | 83197 | TOM.C-ENC+FUS380-415VCA 3P+N+T 32A IP65 | 171.61
83198 | 83198 | T S EC+F 32A 3PT500V IP65 | 137.17
83199 | 83199 | T S EC+F 32 3PNT500V IP65 | 141.93
83299 | 83299 | Base modular para tom. PK Unica | 56.96
83459 | 83459 | PK ISOBLOCK FUS 380/415V 3PNT 16A IP65 | Sob Consulta
83466 | 83466 | **T.FUS.S/SINAL.ENC 200/250VCA 2P+T32AIP | Sob Consulta
83471 | 83471 | PK ISOBLOCK FUS 380/415V 3PNT 32A IP65 | Sob Consulta
83501 | 83501 | FIC. P. 16A MURAL IP44 110V 2P+T | 8.61
83502 | 83502 | FIC. P. 16A MURAL IP44 110V 3P+T | 10.32
83503 | 83503 | FIC. P. 16A MURAL IP44 110V 3P+N+T | 17.69
83504 | 83504 | FIC. P. 16A MURAL IP44 220V 2P+T | 12.56
83505 | 83505 | FIC. P. 16A MURAL IP44 220V 3P+T | 12.83
83506 | 83506 | FIC. P. 16A MURAL IP44 220V 3P+N+T | 19.42
83507 | 83507 | FIC. P. 16A MURAL IP44 380V 2P+T | 11.41
83508 | 83508 | FIC. P. 16A MURAL IP44 380V 3P+T | 14.39
83509 | 83509 | FIC. P. 16A MURAL IP44 380V 3P+N+T | 24.53
83511 | 83511 | FIC. P. 16A MURAL IP44 480V 3P+T | 13.26
83512 | 83512 | FIC. P. 16A MURAL IP44 480V 3P+N+T | 15.26
83513 | 83513 | FIC. P. 32A MURAL IP44 110V 2P+T | 16.13
83514 | 83514 | FIC. P. 32A MURAL IP44 110V 3P+T | 14.91
83515 | 83515 | FIC. P. 32A MURAL IP44 110V 3P+N+T | 16.75
83516 | 83516 | FIC. P. 32A MURAL IP44 220V 2P+T | 17.15
83517 | 83517 | FIC. P. 32A MURAL IP44 220V 3P+T | 17.91
83518 | 83518 | FIC. P. 32A MURAL IP44 220V 3P+N+T | 18.07
83519 | 83519 | FIC. P. 32A MURAL IP44 380V 2P+T | 15.97
83520 | 83520 | FIC. P. 32A MURAL IP44 380V 3P+T | 26.85
83521 | 83521 | FIC. P. 32A MURAL IP44 380V 3P+N+T | 30.26
83523 | 83523 | **FIC. P. 32A MURAL IP44 480V 3P+T | 16.25
83524 | 83524 | FIC. P. 32A MURAL IP44 480V 3P+N+T | 17.25
83526 | 83526 | FIC. P. 16A MURAL IP44 110V 3P+T IF | 22.2
83527 | 83527 | FIC. P. 16A MURAL IP44 110V 3P+N+T IF | 26.78
83528 | 83528 | FIC. P. 16A MURAL IP44 220V 3P+T IF | 18.5
83529 | 83529 | FIC. P. 16A MURAL IP44 220V 3P+N+T IF | 33.8
83530 | 83530 | FIC. P. 16A MURAL IP44 380V 3P+T IF | 22.4
83531 | 83531 | FIC. P. 16A MURAL IP44 380V 3P+N+T IF | 21.87
83532 | 83532 | FIC. P. 16A MURAL IP44 480V 3P+T IF | 22.2
83533 | 83533 | **FIC. P. 16A MURAL IP44 480V 3P+N+T IF | 32.31
83551 | 83551 | FIC. P. 16A MURAL IP67 110V 2P+T | 15.5
83552 | 83552 | FIC. P. 16A MURAL IP67 110V 3P+T | 15.54
83553 | 83553 | FIC. P. 16A MURAL IP67 110V 3P+N+T | 19.56
83554 | 83554 | FIC. P. 16A MURAL IP67 220V 2P+T | 15.83
83555 | 83555 | FIC. P. 16A MURAL IP67 220V 3P+T | 18.81
83556 | 83556 | FIC. P. 16A MURAL IP67 220V 3P+N+T | 24.22
83557 | 83557 | FIC. P. 16A MURAL IP67 380V 2P+T | 14.9
83558 | 83558 | FIC. P. 16A MURAL IP67 380V 3P+T | 15.76
83559 | 83559 | FIC. P. 16A MURAL IP67 380V 3P+N+T | 25.51
83561 | 83561 | FIC. P. 16A MURAL IP67 480V 3P+T | 21.5
83562 | 83562 | FIC. P. 16A MURAL IP67 480V 3P+N+T | 24.22
83563 | 83563 | FIC. P. 32A MURAL IP67 110V 2P+T | 26.05
83564 | 83564 | FIC. P. 32A MURAL IP67 110V 3P+T | 26.9
83565 | 83565 | FIC. P. 32A MURAL IP67 110V 3P+N+T | 24.31
83566 | 83566 | FIC. P. 32A MURAL IP67 220V 2P+T | 21.79
83567 | 83567 | FIC. P. 32A MURAL IP67 220V 3P+T | 25.81
83568 | 83568 | FIC. P. 32A MURAL IP67 220V 3P+N+T | 29.56
83569 | 83569 | FIC. P. 32A MURAL IP67 380V 2P+T | 26.36
83570 | 83570 | FIC. P. 32A MURAL IP67 380V 3P+T | 20.45
83571 | 83571 | FIC. P. 32A MURAL IP67 380V 3P+N+T | 24.65
83573 | 83573 | FIC. P. 32A MURAL IP67 480V 3P+T | 21.31
83574 | 83574 | FIC. P. 32A MURAL IP67 480V 3P+N+T | 22.81
83576 | 83576 | FIC. P. 16A MURAL IP67 110V 3P+T IF | 32.47
83577 | 83577 | FIC. P. 16A MURAL IP67 110V 3P+N+T IF | 35.17
83578 | 83578 | FIC. P. 16A MURAL IP67 220V 3P+T IF | 34.43
83579 | 83579 | FIC. P. 16A MURAL IP67 220V 3P+N+T IF | 44.4
83580 | 83580 | FIC. P. 16A MURAL IP67 380V 3P+T IF | 40.98
83581 | 83581 | FIC. P. 16A MURAL IP67 380V 3P+N+T IF | 44.4
83582 | 83582 | FIC. P. 16A MURAL IP67 480V 3P+T IF | 33.33
83795 | 83795 | T.ENCR CALHA DIN4,5M 380V 3P+T32AIP65 | 116.46
83827 | 83827 | FIC. P. 16A P. 90º IP44 110V 3P+N+T IF | 26.4
83829 | 83829 | FIC. P. 16A P. 90º IP44 220V 3P+N+T IF | 33.22
83830 | 83830 | FIC. P. 16A P. 90º IP44 380V 3P+T IF | 23.37
83831 | 83831 | **FIC. P. 16A P. 90? IP44 380V 3P+N+T IF | 36.11
83832 | 83832 | FIC. P. 16A P. 90º IP44 480V 3P+T IF | 23.37
83833 | 83833 | FIC. P. 16A P. 90º IP44 480V 3P+N+T IF | 26.32
83851 | 83851 | FIC. P. 16A P. 90º IP67 110V 2P+T | 11.27
83852 | 83852 | FIC. P. 16A P. 90º IP67 110V 3P+T | 11.81
83853 | 83853 | FIC. P. 16A P. 90º IP67 110V 3P+N+T | 14.62
83854 | 83854 | FIC. P. 16A P. 90? IP67 220V 2P+T | 11.4
83855 | 83855 | FIC. P. 16A P. 90º IP67 220V 3P+T | 13.68
83856 | 83856 | FIC. P. 16A P. 90º IP67 220V 3P+N+T | 14.62
83857 | 83857 | FIC. P. 16A P. 90º IP67 380V 2P+T | 10.99
83858 | 83858 | FIC. P. 16A P. 90? IP67 380V 3P+T | 11.58
83859 | 83859 | FIC. P. 16A P. 90 IP67 380V 3P+N+T | 13.99
83861 | 83861 | FIC. P. 16A P. 90º IP67 480V 3P+T | 12.11
83862 | 83862 | FIC. P. 16A P. 90º IP67 480V 3P+N+T | 18.68
83863 | 83863 | FIC. P. 32A P. 90º IP67 110V 2P+T | 21.03
83864 | 83864 | FIC. P. 32A P. 90º IP67 110V 3P+T | 17.56
83865 | 83865 | FIC. P. 32A P. 90º IP67 110V 3P+N+T | 18.84
83866 | 83866 | FIC. P. 32A P. 90? IP67 220V 2P+T | 20.59
83867 | 83867 | FIC. P. 32A P. 90º IP67 220V 3P+T | 21.44
83868 | 83868 | FIC. P. 32A P. 90º IP67 220V 3P+N+T | 19.04
83869 | 83869 | FIC. P. 32A P. 90º IP67 380V 2P+T | 21.39
83870 | 83870 | FIC. P. 32A P. 90º IP67 380V 3P+T | 17.06
83871 | 83871 | FIC. P. 32A P. 90? IP67 380V 3P+N+T | 18.07
83873 | 83873 | FIC. P. 32A P. 90º IP67 480V 3P+T | 17.56
83874 | 83874 | **FIC. P. 32A P. 90? IP67 480V 3P+N+T | 25.87
83876 | 83876 | FIC. P. 16A P. 90º IP67 110V 3P+T IF | 35.84
83877 | 83877 | FIC. P. 16A P. 90º IP67 110V 3P+N+T IF | 40.86
83878 | 83878 | FIC. P. 16A P. 90º IP67 220V 3P+T IF | 39.03
83879 | 83879 | FIC. P. 16A P. 90º IP67 220V 3P+N+T IF | 40.86
83880 | 83880 | FIC. P. 16A P. 90º IP67 380V 3P+T IF | 35.84
83881 | 83881 | FIC. P. 16A P. 90º IP67 380V 3P+N+T IF | 40.86
83882 | 83882 | FIC. P. 16A P. 90º IP67 480V 3P+T IF | 35.84
83883 | 83883 | FIC. P. 16A P. 90º IP67 480V 3P+N+T IF | 40.86
83899 | 83899 | FIC. P. 32A P. 90º IP67 CONT. 3P+T | 22.76
83901 | 83901 | FIC. P. 16A MOVEL IP44 220V 3P+T IF | 12.86
83902 | 83902 | FIC. P. 16A MOVEL IP44 380V 3P+T IF | 16.65
83903 | 83903 | FIC. P. 16A MOVEL IP44 380V 3P+N+T IF | 16.16
83905 | 83905 | FIC. P. 16A MOVEL IP44 110V 3P+N+T IF | 14.24
83906 | 83906 | FIC. P. 16A MOVEL IP44 220V 3P+N+T IF | 17.58
83911 | 83911 | FIC. P. 16A MOVEL IP67 220V 3P+T IF | 21.03
83914 | 83914 | FIC. P. 16A MOVEL IP67 110V 3P+T IF | 22.58
83915 | 83915 | FIC. P. 16A MOVEL IP67 110V 3P+N+T IF | 26.67
83920 | 83920 | CAIXA ESTANQUE PARA TOMADA PK UNIKA | 18.36
83921 | 83921 | **BASE MODULAR 1 TOMADA PK UNICA IP 65 | 29.39
83922 | 83922 | Base modular para tom. PK Unica | 48.76
83923 | 83923 | Base modular para 3 tom. PK Unica | 66.51
83924 | 83924 | Caixa encastravel Para PK UNIKA | 15.3
83933 | 83933 | TAMPAS ESTANQUES PARA FICHAS FIXAS 2P | 4
83934 | 83934 | 16A 3PT tapón para cerrar las calvijas e | 6.75
83935 | 83935 | TAMPA FICHAS 3P+N 16A IP44 | 3.66
83936 | 83936 | TAMPA P-FICHA FIXA 3P+T 32A IP67 | 3.88
83937 | 83937 | TAMPA P-FICHA FIXA 3P+N+T 32A IP44 | 4.54
83973 | 83973 | **REGUA DE BORNES EM LATAO 2X16+10X1MM2 | Sob Consulta
83978 | 83978 | **SUPORT DE REGUA DE BORNES 248X240/400 | Sob Consulta
83979 | 83979 | **SUPORT REGUA DE BORNES 320X240/400/50 | Sob Consulta
83988 | 83988 | ADAPTADOR 230VCA 2P+T 10/16A | Sob Consulta
83992 | 83992 | BUCINS PG11 | 4.6
83993 | 83993 | BUCINS PG 13,5 | 4.88
83994 | 83994 | BUCINS PG 16 | 5.4
83995 | 83995 | BUCINS PG 21 | 7.3
83996 | 83996 | BUCINS PG 29 | 10
83997 | 83997 | BUCINS PG 36 | 9.54
84004 | 84004 | TRANS. ISOL. MONOFASICO S/ ENV 6,3KVA | 2162.58
84005 | 84005 | TRANS. ISOL. MONOFASICO S/ ENV 8KVA | 2627.51
84006 | 84006 | **TRANS. ISOL. MONOFASICO S/ ENV 10KVA | 2672.3
84007 | 84007 | TR. ISO. MONO. S/ENV. 16 | 3093.49
84008 | 84008 | TR. ISO. MONO. S/ENV. 20 | 3184.57
84018 | 84018 | TRANSF. TRIF. S/ENV. 31,5 | 2841.65
84019 | 84019 | TRANSF. TRIF. S/ENV. 40 | 3213.84
84020 | 84020 | TRANSF. TRIF. S/ENV. 50 | 3781.78
84021 | 84021 | TRANSF. TRIF. S/ENV. 63 | 4079.95
84022 | 84022 | TRANSF. TRIF. S/ENV. 80 | 4968.3
84023 | 84023 | TRANSF. TRIF. S/ENV. 100 | 5490.66
84024 | 84024 | TRANSF. TRIF. S/ENV. 125 | 6718.93
84025 | 84025 | TRANSF. TRIF. S/ENV. 160 | 7576.3
84026 | 84026 | TRANSF. TRIF. S/ENV. 200 | 8522.24
84027 | 84027 | TRANSF. TRIF. S/ENV. 250 | 10473.67
84040 | 84040 | TRANSF. TRIF. S/ENV. 31,5 | 2898.27
84041 | 84041 | TRANSF. TRIF. S/ENV. 40 | 3085.67
84042 | 84042 | TRANSF. TRIF. S/ENV. 50 | 3548.79
84043 | 84043 | TRANSF. TRIF. S/ENV. 63 | 4032.37
84044 | 84044 | TRANSF. TRIF. S/ENV. 80 | 4866.24
84045 | 84045 | TRANSF. TRIF. S/ENV. 100 | 5490.66
84046 | 84046 | TRANS. ISOL. TRI 400/400V S/ENV 125KVA | 6819.71
84047 | 84047 | TRANSF. TRIF. S/ENV. 160 | 7689.94
84048 | 84048 | TRANSF. TRIF. S/ENV. 200 | 9039.45
84049 | 84049 | TRANSF. TRIF. S/ENV. 250 | 10355.57
84050 | 84050 | TRANSF. TRIF. S/ENV. 315 | 11059.95
84051 | 84051 | TRANSF. TRIF. S/ENV. 400 | 12658.87
84088 | 84088 | AUTOTRANSF. TRI S/ENV. 10 | 1151.96
84089 | 84089 | AUTOTRANSF. TRI S/ENV. 16 | 1533.77
84090 | 84090 | AUTOTRANSF. TRI S/ENV. 25 | 1869.75
84091 | 84091 | AUTOTRAN. TRI S/ENV. 31,5 | 2134.4
84092 | 84092 | AUTOTRANSF. TRI S/ENV. 40 | 2404.57
84093 | 84093 | AUTOTRANSF. TRI S/ENV. 50 | 2637.01
84094 | 84094 | AUTOTRANSF. TRI S/ENV. 63 | 2815.19
84095 | 84095 | AUTOTRANSF. TRI S/ENV. 80 | 3061.35
84096 | 84096 | AUTOTRANS. TRI S/ENV. 100 | 3420.81
84097 | 84097 | **AUTO-TRANSFORMADOR TRI S/ENV 125KVA | 4127.15
84098 | 84098 | AUTOTRANS. TRI S/ENV. 160 | 4770.73
84099 | 84099 | AUTOTRANS. TRI S/ENV. 200 | 5158.03
84100 | 84100 | AUTOTRANS. TRI S/ENV. 250 | 5970.85
84104 | 84104 | ENV. P/ TRANS. MONO DE 6,3 A 8 KVA | 532.65
84105 | 84105 | **ENV. P/ TRANS. MONO DE 10 A 16 KVA | 576.47
84106 | 84106 | ENVOLV. AUTOTRANSF. TRIF. | 329.89
84107 | 84107 | ENVOLV. AUTOTRANSF. TRIF. | 381.12
84108 | 84108 | ENVOLV. TRANSF. TRIFÁSICO | 395.21
84109 | 84109 | ENVOLV. TRANSF. TRIFÁSICO | 429.59
84110 | 84110 | ENVOLV. TRANSF. TRIFÁSICO | 601.7
84111 | 84111 | ENVOLV. TRANSF. TRIFÁSICO | 634.77
84112 | 84112 | ENV. PARA TRANSFORMADOR. TRIFASICO | 708.61
84113 | 84113 | ENV. PARA TRANSFORMADOR. TRIFASICO | 1240.28
84114 | 84114 | ENV. PARA TRANSFORMADOR. TRIFASICO | 2079.4
84119 | 84119 | RODAS DE MANUTENÇÃO | 262.88
84120 | 84120 | RODAS MANUTENCAO PARA 40KVA A 125KVA | 323.73
84121 | 84121 | RODAS MANUTENCAO PARA 160KVA A 400KVA | 404.33
84123 | 84123 | ENVOLV. TRANSF. TRIFÁSICO | 2347.67
84126 | 84126 | SONDAS PARA TRANSFORMADOR TRIFASICO | 279.49
84130 | 84130 | PASTILHAS AMORTECIMENTO | 297.42
84131 | 84131 | PASTILHAS DE AMORTECIMENTO | 321.14
84132 | 84132 | PASTILHAS DE AMORTECIMENTO | 343.69
84133 | 84133 | PASTILHAS DE AMORTECIMENTO | 380.79
84214 | 84214 | TR. ISOL. TRIF. C/ENV.8 | 2212.56
84215 | 84215 | TR. ISOL. TRIF. C/ENV.10 | 2302.32
84216 | 84216 | TR. ISO. TRIF. C/ENV.16 | 2428.46
84217 | 84217 | TR. ISO. TRIF. C/ENV.25 | 2787.61
84218 | 84218 | TR. ISO. TRI.C/ENV. 31,5 | 3264.75
84219 | 84219 | TR. ISO. TRIF. C/ENV.40 | 3612.21
84220 | 84220 | TR. ISO. TRIF. C/ENV.50 | 4239.17
84221 | 84221 | TR. ISO. TRIF. C/ENV.63 | 4535.44
84222 | 84222 | TR. ISO. TRIF. C/ENV.80 | 5480.98
84223 | 84223 | TR. ISO. TRIF. C/ENV.100 | 5988.42
84224 | 84224 | TR. ISO. TRIF. C/ENV.125 | 7873.2
84225 | 84225 | TR. ISO. TRIF. C/ENV.160 | 8721.03
84226 | 84226 | TR. ISO. TRIF. C/ENV.200 | 9762.52
84227 | 84227 | TR. ISO. TRIF. C/ENV.250 | 11713.95
84234 | 84234 | TR. ISOL. TRIF. C/ENV.8 | 1910.32
84235 | 84235 | TR. ISOL. TRIF. C/ENV.10 | 2000.83
84236 | 84236 | TR. ISO. TRI.C/ENV. 12,5 | 1990.93
84237 | 84237 | TR. ISO. TRIF. C/ENV.16 | 2146.61
84238 | 84238 | TR. ISO. TRIF. C/ENV.20 | 2377.94
84239 | 84239 | TR. ISO. TRIF. C/ENV.25 | 2700.09
84240 | 84240 | TR. ISO. TRI.C/ENV. 31,5 | 3214.09
84241 | 84241 | TR. ISO. TRIF. C/ENV.40 | 3450.78
84242 | 84242 | TR. ISO. TRIF. C/ENV.50 | 3853.94
84243 | 84243 | TR. ISO. TRIF. C/ENV.63 | 4473.62
84244 | 84244 | TR. ISO. TRIF. C/ENV.80 | 5368.13
84245 | 84245 | TR. ISO. TRIF. C/ENV.100 | 6139.03
84246 | 84246 | TR. ISO. TRIF. C/ENV.125 | 7359.83
84247 | 84247 | TR. ISO. TRIF. C/ENV.160 | 8808.24
84248 | 84248 | TR. ISO. TRIF. C/ENV.200 | 10139.93
84249 | 84249 | TR. ISO. TRIF. C/ENV.250 | 11616.99
84250 | 84250 | TR. ISO. TRIF. C/ENV.315 | 12616.63
84251 | 84251 | TR. ISO. TRIF. C/ENV.400 | 14692.91
84416 | 84416 | TFO MONO 3300VA, 230/230V, uso medico | 2761.41
84419 | 84419 | TFO MONOFASICO 6,3KVA medico | 2924.9
84420 | 84420 | TFO MONO 8000VA, 230/230V, uso medico | 3246.41
84421 | 84421 | TFO MONO 10kVA, 230/230V uso medico | 3588.81
84441 | 84441 | TRANSF. TRIF. 6,3, MÉDICO | 2975.37
84442 | 84442 | TRANSF. TRIF. 8, MÉDICO | 3586.89
84443 | 84443 | TFO TRIF 10KVA, 400/230V USO MEDICO | 3975.32
88002 | 88002 | Compartimentacao F2 JDBH P600 | 1165.73
88005 | 88005 | 1 SUPPORT BARRE 50X10 | 55.04
88006 | 88006 | 1 SUPPORT BARRE 100X10 | 61.7
88007 | 88007 | LIAISON JDBH JDBV P600 <=1200ATRI | 326.85
88008 | 88008 | LIAISON JDBH JDBV P600 <=1200ATETRA | 398.9
88010 | 88010 | P FIXE PLAT DECO NS-INS250 3P | 146.29
88011 | 88011 | P FIXE PLAT DECO NS-INS250 4P | 172.63
88012 | 88012 | P FIXE PLAT DECO NS-INS630 3P | 228.85
88013 | 88013 | P FIXE PLAT DECO NS-INS630 4P | 270.01
88014 | 88014 | LIAISON JDBH JDBV P600 >1200ATRI | 534.59
88015 | 88015 | LIAISON JDBH JDBV P600 >1200ATETRA | 730.93
88020 | 88020 | P MOB PLAT DECO NS-INS250 3P | 247.81
88021 | 88021 | P Movel plat semi-extr. NSX-INS250 4P | 299.6
88022 | 88022 | P MOB PLAT DECO NS-INS630 3P | 413.53
88023 | 88023 | P MOB PLAT DECO NS-INS630 4P | 487.92
88030 | 88030 | P Mov Semi-ext CCM 50MM | 108.67
88031 | 88031 | P MOV PLAT SEMI-EXTR CCM 75MM | 128.49
88032 | 88032 | P Móvel plat semi-extr. MCC 100mm | 139.21
88033 | 88033 | P Movel plat semi-extr. MCC 150mm | 273.41
88034 | 88034 | P MOV PLAT SEMI-EXTR CCM 200MM | 278.4
88050 | 88050 | P Fixa Semi-Ext CCM 50MM | 72.48
88051 | 88051 | P FIXA PLAT SEMI-EXTR CCM 75MM | 85.68
88052 | 88052 | P Fixo plat semi-extr. MCC 100mm | 86.07
88053 | 88053 | P Fixo plat semi-extr. MCC 150mm | 158.07
88054 | 88054 | P FIXA PLAT SEMI-EXTR CCM 200MM | 171.27
88065 | 88065 | PLASTRON IHT LCDD SUR GAINE | 62.43
88400 | 88400 | LCDD MOTEUR 1 SENS | 525.29
251128 | 251128 | MTSPERF PR-2040 | Sob Consulta
432118 | 432118 | SH-150 CONSOLA HORIZONTAL | Sob Consulta
505599 | 505599 | FONTE DE ALIMENTACAO DE EMBUTIR | 214.94
509201 | 509201 | ELECTROVALVULA P-AQ. CENTRAL | 199.17
544829 | 544829 | INTERRUPTOR CREPUSCULAR S-ATRASO | 106.76
544890 | 544890 | **INT. CREP.2300 TEMPORIZ. ARG CZT CLR | Sob Consulta
544894 | 544894 | **INTERRUPTOR CREPUSCULAR C-ATRASO | Sob Consulta
547019 | 547019 | DETECTOR FUMO BAT. BASIC ARGUS BRC | Sob Consulta
548001 | 548001 | RELE PARA DETECTORES DE HUMO | Sob Consulta
565619 | 565619 | ARGUS 220 TIMER BRC | 169.35
576398 | 576398 | MODULO COMANDO CENTRAL DE ESTORES | 58.43
580693 | 580693 | INTERFACE P-ANEMOMETRO | 166.71
630619 | 630619 | DET.KNX ARGUS PRES. 180-2,2M SM BRC TP | 278.52
639110 | 639110 | ADAPT.VA10 P-SERVOVALVULA TERMOELECT. | 3.41
663593 | 663593 | SENSOR DE LUMINOSIDADE | 250.38
663595 | 663595 | SENSOR DE CHUVA | Sob Consulta
663991 | 663991 | SENSOR LUMINUSIDADE E TEMPERATURA IP54 | 535.41
671199 | 671199 | MEC.BCU TECLA SIMPLES S- POS. INTERM. | 129.49
671299 | 671299 | MEC.BCU TECLA DUPLA S- POS. INTERM. | 145.51
1506150 | 1506150 | Porcas rectangulares M-6 TME-6 | 0.87
1506155 | 1506155 | Porcas rectangulares M-8 TME-8 | 0.9
1530110 | 1530110 | DV-1 VALVULAS VENTILACAO | 1.73
1533140 | 1533140 | JANELA VAT-4 TAMPA ALTA | 7.47
1542160 | 1542160 | CPE-20 - Bucins Passa-cabos Isolantes | 16.9
1542170 | 1542170 | CPE-30 CONE PASSACABOS ISOL | 22.74
1542180 | 1542180 | CONES PASSA-CABOS ISOLADORES CPE-40 | 25.11
1542200 | 1542200 | PASSACABOS ISOLANTE CPE-60 | 36.06
1711110 | 1711110 | AE-52 SENAL ADHESIVA 52mm | 1.61
2511115 | 2511115 | MTS.PERFIL -GA - 35x7,5MM - LISO GALV. S | 4.39
2511220 | 2511220 | MTS.PERFIL PR-2020 a 2mts. PERFURADO | 7.93
2511230 | 2511230 | MTS.PERFIL PR-2040 PERFURADO | 21.25
2511231 | 2511231 | MTS.PERFIL PR-2141 PERF. GALV.SZ | 30.49
2511240 | 2511240 | MTS.PERFIL OMEGA 23x50 REF. GALV. SZ | 10.05
2521716 | 2521716 | porcas mola curta M6 TMMC-6 | 1.05
2521718 | 2521718 | porcas mola curta M8 TMMC-8 | 0.87
2521720 | 2521720 | porcas mola curta M10 TMMC-10 | 0.95
2521726 | 2521726 | porcas mola comprida M6 TMML-6 | 1.02
2521730 | 2521730 | porcas reforCadas M10 TMR-10 | 1.17
3000210 | 3000210 | TORIX T6 | 0.27
3311340 | 3311340 | BPT-400 BASE NH TRIPOLAR | 119.9
3946610 | 3946610 | T-8P taco plano | 14.63
3946650 | 3946650 | Base bracad max 4,8mm adesiva | 0.24
4010080 | 4010080 | CALHA COBRE-TUBOS 30x25 | 7.26
4010110 | 4010110 | CALHA COBRE-TUBOS 60x60 | 11.54
4010120 | 4010120 | CALHA COBRE-TUBOS 60x80 | 12.72
4010130 | 4010130 | CALHA COBRE-TUBOS 60x100 | 13.97
4010140 | 4010140 | CALHA COBRE-TUBOS 60x120 | 15.4
4010150 | 4010150 | CALHA COBRE-TUBOS 80x80 | 13.97
4010160 | 4010160 | CALHA COBRE-TUBOS 80x100 | 16.01
4010170 | 4010170 | CALHA COBRE-TUBOS 80x120 | 25.39
4011100 | 4011100 | CLIMACANAL 40X70 | 14.49
4011110 | 4011110 | CLIMACANAL 40X90 | 15.37
4011120 | 4011120 | CLIMACANAL 40X110 | 16.16
4011140 | 4011140 | CLIMACANAL 60X80 | 17.36
4011150 | 4011150 | CLIMACANAL 60X110 | 18.36
4011160 | 4011160 | CLIMACANAL 60X160 | 26.52
4012010 | 4012010 | BRACADEIRAS CLIMANOVA | 0.71
4012027 | 4012027 | GRAMPOS P TUBOS 10/18 P CALHA 40/70 | 3.2
4012028 | 4012028 | GRAMPOS P TUBOS 15/20 P CALHA 60/80 | 6.12
4012030 | 4012030 | GRAMPOS P TUBOS 18/30 P CALHA 60/100 | 6.17
4012037 | 4012037 | GRAMPOS P CABOS P CALHA 40/70 | 2.02
4012038 | 4012038 | GRAMPOS P CABOS P CALHA 60/80 | 1.37
4012040 | 4012040 | GRAMPOS P CABOS P CALHA 60/100 | 1.48
4012047 | 4012047 | GRAMPOS P TAMPAS 40/70 | 7.2
4012048 | 4012048 | GRAMPOS P TAMPAS 60/80 | 7.68
4012050 | 4012050 | GRAMPOS P TAMPAS 60/100 | 7.93
4012107 | 4012107 | MTS. Calha CLIMANOVA 4070 | 15.04
4012108 | 4012108 | MTS. Calha CLIMANOVA 6080 | 17.21
4012110 | 4012110 | MTS. Calha CLIMANOVA 60100 | 20.96
4012117 | 4012117 | CNE 4070 ANGULO EXTERIOR CLIMANOVA | 1.83
4012118 | 4012118 | CNE 6080 ANGULO EXTERIOR CLIMANOVA | 2.31
4012120 | 4012120 | CNE 60100 ANGULO EXTERIOR CLIMANOVA | 3.09
4012127 | 4012127 | CNI 4070 ANGULO INTERIOR CLIMANOVA | 1.83
4012128 | 4012128 | CNI 6080 ANGULO INTERIOR CLIMANOVA | 2.38
4012130 | 4012130 | CNI 60100 ANGULO INTERIOR CLIMANOVA | 3.09
4012137 | 4012137 | CNP 4070 ANGULO PLANO CLIMANOVA | 2.01
4012138 | 4012138 | CNP 6080 ANGULO PLANO CLIMANOVA | 2.46
4012140 | 4012140 | CNP 60100 ANGULO PLANO CLIMANOVA | 3.51
4012147 | 4012147 | CNM 4070 P-MUROS CURVO CLIMANOVA | 1.87
4012148 | 4012148 | CNM 6080 P-MUROS CURVO CLIMANOVA | 2.55
4012150 | 4012150 | CNM 60100 P-MUROS CURVO CLIMANOVA | 3.62
4012151 | 4012151 | CNR 4070 P-MUROS RECTO CLIMANOVA | 1.12
4012152 | 4012152 | CNR 6080 P-MUROS RECTO CLIMANOVA | 1.49
4012153 | 4012153 | CNR 60100 P-MUROS RECTO CLIMANOVA | 2.17
4012157 | 4012157 | CNT 4070 DERIVACAO T CLIMANOVA | 4.06
4012158 | 4012158 | CNT 6080 DERIVACAO T CLIMANOVA | 3.96
4012160 | 4012160 | CNT 60100 DERIVACAO T CLIMANOVA | 5.67
4012167 | 4012167 | CNF 4070 TAMPA FINAL CLIMANOVA | 1.61
4012168 | 4012168 | CNF 6080 TAMPA FINAL CLIMANOVA | 3.06
4012170 | 4012170 | CNF 60100 TAMPA FINAL CLIMANOVA | 8.32
4012177 | 4012177 | CNU 4070 UNIAO CLIMANOVA | 1.08
4012178 | 4012178 | CNU 6080 UNIAO CLIMANOVA | 2.04
4012180 | 4012180 | CNU 60100 UNIAO CLIMANOVA | 1.49
4017110 | 4017110 | SUP CLIMATIZACAO 500 | 53.84
4095117 | 4095117 | TAMPA P COBERTURA INST 40/70 | 7.63
4095118 | 4095118 | TAMPA P COBERTURA INST 60/80 | 9.65
4095220 | 4095220 | TAMPA P COBERTURA INST 60/100 | 11.97
4111110 | 4111110 | MINI-CALHA STANDARD 16/16 | 1.73
4111120 | 4111120 | MINI-CALHA STANDARD 16/25 | 2.46
4111130 | 4111130 | MINI-CALHA STANDARD 16/40 | 3.76
4111140 | 4111140 | MINI-CALHA STANDARD 25/40 | 4.73
4111145 | 4111145 | MINI-CALHA STANDARD 25/50 | 6.58
4111150 | 4111150 | MINI-CALHA STANDARD 40/40 | 7.16
4111210 | 4111210 | MINI-CALHA STANDARD 16/40/2 | 3.55
4111220 | 4111220 | MINI-CALHA STANDARD 25/40/2 | 4.38
4111225 | 4111225 | MINI-CALHA STANDARD 25/50/2 | 5.43
4111230 | 4111230 | MINI-CALHA STANDARD 25/50/3 | 5.43
4111310 | 4111310 | ANGULO INTERIOR P/MINI-CALHA 16/16 | 1.03
4111312 | 4111312 | ANGULO INTERIOR P/MINI-CALHA 16/25 | 1.4
4111314 | 4111314 | ANGULO INTERIOR P/MINI-CALHA 16/40 | 1.66
4111316 | 4111316 | ANGULO INTERIOR P/MINI-CALHA 25/40 | 1.98
4111317 | 4111317 | ANGULO INTERIOR P/MINI-CALHA 25/50 | 2.37
4111318 | 4111318 | ANGULO INTERIOR P/MINI-CALHA 40/40 | 2.53
4111330 | 4111330 | ANGULO EXTERIOR P/MINI-CALHA 16/16 | 1.24
4111332 | 4111332 | ANGULO EXTERIOR P/MINI-CALHA 16/25 | 1.66
4111334 | 4111334 | ANGULO EXTERIOR P/MINI-CALHA 16/40 | 2.04
4111336 | 4111336 | ANGULO EXTERIOR P/MINI-CALHA 25/40 | 2.34
4111337 | 4111337 | ANGULO EXTERIOR P/MINI-CALHA 25/50 | 2.73
4111338 | 4111338 | ANGULO EXTERIOR P/MINI-CALHA 40/40 | 3.05
4111350 | 4111350 | ANGULO PLANO P/MINI-CALHA 16/16 | 1.61
4111352 | 4111352 | ANGULO PLANO P/MINI-CALHA 16/25 | 1.84
4111354 | 4111354 | ANGULO PLANO P/MINI-CALHA 16/40 | 2.25
4111356 | 4111356 | ANGULO PLANO P/MINI-CALHA 25/40 | 2.53
4111357 | 4111357 | ANGULO PLANO P/MINI-CALHA 25/50 | 3.58
4111358 | 4111358 | ANGULO PLANO P/MINI-CALHA 40/40 | 4.22
4111410 | 4111410 | DERIVACAO EM T P/MINI-CALHA 16/16 | 1.49
4111412 | 4111412 | DERIVACAO EM T P/MINI-CALHA 16/25 | 1.66
4111416 | 4111416 | DERIVACAO EM T P/MINI-CALHA 16/40 | 2.09
4111418 | 4111418 | DERIVACAO EM T P/MINI-CALHA 25/40 | 2.53
4111419 | 4111419 | DERIVACAO EM T P/MINI-CALHA 25/50 | 3.58
4111420 | 4111420 | DERIVACAO EM T P/MINI-CALHA 40/40 | 5.51
4111510 | 4111510 | UNIAO P/MINI-CALHA 16/16 | 0.58
4111512 | 4111512 | UNIAO P/MINI-CALHA 16/25 | 0.58
4111514 | 4111514 | UNIAO P/MINI-CALHA 16/40 | 0.96
4111516 | 4111516 | UNIAO P/MINI-CALHA 25/40 | 0.96
4111517 | 4111517 | UNIAO P/MINI-CALHA 25/50 | 0.96
4111518 | 4111518 | UNIAO P/MINI-CALHA 40/40 | 0.96
4111550 | 4111550 | SE 16/16 TAMPA FINAL | 0.85
4111552 | 4111552 | SE 16/25 TAMPA FINAL | 1.11
4111554 | 4111554 | SE 16/40 TAMPA FINAL | 1.88
4111556 | 4111556 | SE 25/40 TAMPA FINAL | 2.09
4111557 | 4111557 | SE 25/50 TAMPA FINAL | 2.59
4111558 | 4111558 | SE 40/40 TAMPA FINAL | 2.76
4120100 | 4120100 | CX SUPERFICIE P/MEC SISTEMA EUROPEU | 7.28
4120105 | 4120105 | CX SUPERFICIE P/MEC SISTEMA AMERICANO | 8.74
4120120 | 4120120 | LIGACAO PEQUENA 90X90X43 | 6.14
4120130 | 4120130 | LIGACAO GRANDE 162X90X43 | 7.53
4120149 | 4120149 | CAIXA PANDORA P/MC AZUL | 4.77
4120150 | 4120150 | AMM ADAPT. MINICALHA- MINI SYSTEM | 3.14
4120151 | 4120151 | CAIXA PANDORA P/MC BR | 7.98
4120153 | 4120153 | MULTI-CAIXA PANDORA VERDE | 4.68
4120155 | 4120155 | MODULO AMPLIACAO BR | 4.16
4120159 | 4120159 | MODULO AMPLIACAO AZUL | 4.16
4120160 | 4120160 | ADAPTADOR LATERAL MINICALHA-PANDORA | 4.77
4129710 | 4129710 | MTS. ADC-9 Fita adesiva dupla-face | 1.01
4129720 | 4129720 | MTS. ADC-12 Fita adesiva dupla-fa | 1.29
4130100 | 4130100 | MINI-CALHAS CANATEL 7/12 | 1.9
4130102 | 4130102 | MINI-CALHAS CANATEL C/ADESIVO 7/12 | 2.03
4130105 | 4130105 | MINI-CALHAS CANATEL 10/16 | 2.85
4130106 | 4130106 | MINI-CALHAS CANATEL C/ADESIVO 10/16 | 3.07
4130110 | 4130110 | MINI-CALHAS CANATEL 10/20 | 3.86
4130112 | 4130112 | MINI-CALHAS CANATEL C/ADESIVO 10/20 | 4.19
4130115 | 4130115 | MINI-CALHAS CANATEL 10/35/2 | 4.85
4130405 | 4130405 | JOGO ACESSORIOS CANATEL P/MC 7/12 | 2.24
4130410 | 4130410 | JOGO ACESSORIOS CANATEL P/MC 10/16 | 2.9
4130420 | 4130420 | JOGO ACESSORIOS CANATEL P/MC 10/20 | 3.62
4130430 | 4130430 | JOGO ACESSORIOS CANATEL P/MC 10/35 | 4.31
4131110 | 4131110 | MTS. CALHA PASSAGEM CH?O 12x50 mm. | 3.89
4131120 | 4131120 | MTS. CALHA PASSAGEM CH?O 18x75 mm. | 5.26
4131130 | 4131130 | MTS. CALHA PASSAGEM CH?O 25x100 mm. | 9.15
4131210 | 4131210 | APC-1250 ANGULO PLANO | 0.82
4131220 | 4131220 | APC 1875 ANGULO PLANO | 0.97
4131230 | 4131230 | EPC-1250 JUN??O | 0.44
4131240 | 4131240 | EPC-1875 JUNCAO | 1.17
4132150 | 4132150 | CAIXA LIGACAO CALHA PASS. CHAO CEP | 14.07
4132155 | 4132155 | MINI-COLUNA CMP 1 ANDAR | 22.62
4132160 | 4132160 | MINI-COLUNA CMP 2 PISOS | 23.36
4132165 | 4132165 | MINI-COLUNA CMP 3 PISOS | 25.02
4132181 | 4132181 | ADAPTADOR MECAN.AEMSA | 1.57
4191110 | 4191110 | USZ ALICATE DE CORTE | 226.72
4191115 | 4191115 | FixaCOes rApidas 4 x 23 | 0.23
4191117 | 4191117 | FixaCOes rApidas 5 x 35 | 0.27
4191120 | 4191120 | Fixacoes rapidas 6 x 40 | 0.31
4212100 | 4212100 | MTS.CALHA CD 4070 | 12.4
4212105 | 4212105 | MTS.CALHA CD 4070/2 c/tabique | 12.56
4212110 | 4212110 | MTS.CALHA CD 4090 | 15.58
4212112 | 4212112 | MTS.CALHA CD 4090/2 c/tabique | 15.6
4212120 | 4212120 | MTS.CALHA CD 40110 | 16.57
4212140 | 4212140 | MTS.CALHA CD 6080 | 16.64
4212150 | 4212150 | MTS.CALHA CD 60110 | 19.2
4212160 | 4212160 | MTS.CALHA CD 60160 | 26.05
4212170 | 4212170 | MTS.CALHA CD 60200 | 30.28
4215100 | 4215100 | AI 4070 ANGULO INTERIOR | 2.64
4215110 | 4215110 | AI 4090 ANGULO INTERIOR | 4.3
4215120 | 4215120 | AI 40110 ANGULO INTERIOR | 4.43
4215140 | 4215140 | AI 6080 ANGULO INTERIOR | 3.72
4215150 | 4215150 | AI 60110 ANGULO INTERIOR | 5.3
4215160 | 4215160 | AI 60160 ANGULO INTERIOR | 8.07
4215170 | 4215170 | AI 60200 ANGULO INTERIOR | 6.95
4215200 | 4215200 | AE 4070 ANGULO EXTERIOR | 6.06
4215210 | 4215210 | AE 4090 ANGULO EXTERIOR | 7.86
4215220 | 4215220 | AE 40110 ANGULO EXTERIOR | 10.22
4215240 | 4215240 | AE 6080 ANGULO EXTERIOR | 4.93
4215250 | 4215250 | AE 60110 ANGULO EXTERIOR | 5.97
4215260 | 4215260 | AE 60160 ANGULO EXTERIOR | 7.75
4215270 | 4215270 | AE 60200 ANGULO EXTERIOR | 8.42
4215300 | 4215300 | AP 4070 ANGULO PLANO | 5.43
4215310 | 4215310 | AP 4090 ANGULO PLANO | 4.58
4215320 | 4215320 | AP 40110 ANGULO PLANO | 5.07
4215340 | 4215340 | AP 6080 ANGULO PLANO | 3.92
4215350 | 4215350 | AP 60110 ANGULO PLANO | 5.25
4215360 | 4215360 | AP 60160 ANGULO PLANO | 11.99
4215370 | 4215370 | AP 60200 ANGULO PLANO | 12.13
4215400 | 4215400 | UI 4070 UNIAO | 1.3
4215410 | 4215410 | UI 4090 UNIAO | 1.69
4215420 | 4215420 | UI 40110 UNIAO | 2.21
4215440 | 4215440 | UI 6080 UNIAO | 1.36
4215450 | 4215450 | UI 60110 UNIAO | 1.98
4215460 | 4215460 | UI 60160 UNIAO | 2.56
4215470 | 4215470 | UI 60200 UNIAO | 2.81
4215500 | 4215500 | TFI 4070 TAMPA FINAL | 1.62
4215510 | 4215510 | TFI 4090 TAMPA FINAL | 2.12
4215520 | 4215520 | TFI 40110 TAMPA FINAL | 2.77
4215540 | 4215540 | TFI 6080 TAMPA FINAL | 1.99
4215550 | 4215550 | TFI 60110 TAMPA FINAL | 2.84
4215560 | 4215560 | TFI 60160 TAMPA FINAL | 3.66
4215570 | 4215570 | TFI 60200 TAMPA FINAL | 3.1
4215600 | 4215600 | DT 4070 DERIVACAO EM T | 5.51
4215610 | 4215610 | DT 4090 DERIVACAO EM T | 7.14
4215620 | 4215620 | DT 40110 DERIVACAO EM T | 9.29
4215640 | 4215640 | DT 6080 DERIVACAO EM T | 5.43
4215650 | 4215650 | DT 60110 DERIVACAO EM T | 7.75
4215660 | 4215660 | DT 60160 DERIVACION EM T | 10.05
4215670 | 4215670 | DT 60200 DERIVACAO EM "T" | 7.33
4236100 | 4236100 | JRE 70 RETENTORES | 2.65
4236110 | 4236110 | JRE 90 RETENTORES | 3.03
4236115 | 4236115 | JRE 110 RETENTORES | 3.2
4236120 | 4236120 | JRE 160 RETENTORES | 3.79
4236125 | 4236125 | JRE 200 RETENTORES | 4.1
4241100 | 4241100 | MTS.TI-40 TABIQUE SEPARADOR | 3.18
4241110 | 4241110 | MTS.TI-60 TABIQUE SEPARADOR | 3.44
4250250 | 4250250 | MTS. CALHA CAM 60110 | 21.3
4250260 | 4250260 | MTS. CALHA CAM 60160 | 32.09
4251002 | 4251002 | MINI-COLUNA VERMELHA TBR-2M | 47.22
4251005 | 4251005 | MINI-COLUNA AZUL TBAZ-2M | 46.92
4251021 | 4251021 | ACOPLAMEMTO EM "T" 1875 | 0.89
4251022 | 4251022 | ACOPLAMEMTO EM "T" 25100 | 4.4
4251023 | 4251023 | ACOPLAMEMTO EM "CRUZ" 1875 | 0.81
4251620 | 4251620 | CAIXA CAM 60 1 MECANISMO | 1.91
4251640 | 4251640 | CAM CP CJTO.PORTA-MEC. BRANCO | 2.66
4251645 | 4251645 | CD 90 CJTO.PORTA-MECANISMOS | 4.25
4251650 | 4251650 | CD 110 CJTO.PORTA-MECANISMOS | 4.92
4251660 | 4251660 | CD 160-CD CJTO.PORTA-MECANISMOS | 3.48
4251670 | 4251670 | MG 160-CS CJTO.PORTA-MAGNETO. | 8.9
4252926 | 4252926 | CAIXA TIPO A | 23.34
4260006 | 4260006 | CAIXA ST 6 MODULOS | 36.81
4260101 | 4260101 | MTS.CALHA METALICA CM 28x150-2 | 35.87
4260102 | 4260102 | MTS.CALHA METALICA CM 28x200-2 | 40.27
4260103 | 4260103 | MTS.CALHA METALICA CM 28x250-2 | 43.76
4260104 | 4260104 | MTS.CALHA METALICA CM 28x150-3 | 40.86
4260105 | 4260105 | MTS.CALHA METALICA CM 28x200-3 | 36.37
4260106 | 4260106 | MTS.CALHA METALICA CM 28x250-3 | 42.93
4260107 | 4260107 | MTS.CALHA METALICA CM 28x350-3 | 51.32
4260111 | 4260111 | MTS.CALHA METALICA CM 38x150-2 | 36.03
4260112 | 4260112 | MTS.CALHA METALICA CM 38x200-2 | 39.62
4260113 | 4260113 | MTS.CALHA METALICA CM 38x250-2 | 43.23
4260114 | 4260114 | MTS.CALHA METALICA CM 38x150-3 | 40.6
4260115 | 4260115 | MTS.CALHA METALICA CM 38x200-3 | 44.43
4260116 | 4260116 | MTS.CALHA METALICA CM 38x250-3 | 48.32
4260117 | 4260117 | MTS.CALHA METALICA CM 38x350-3 | 54.02
4260121 | 4260121 | BRACADEIRA FIXACAO FINAL BSF 150 | 10.79
4260122 | 4260122 | BRACADEIRA FIXACAO FINAL BSF 200 | 10.43
4260123 | 4260123 | BRACADEIRA FIXACAO FINAL BSF 250 | 11.62
4260124 | 4260124 | BRACADEIRA FIXACAO FINAL BSF 350 | 11.26
4260133 | 4260133 | CURVA VERTICAL AE 28x150/2 | 21.84
4260134 | 4260134 | CURVA VERTICAL AE 28x200/2 | 24.51
4260135 | 4260135 | CURVA VERTICAL AE 28x250/2 | 26.97
4260136 | 4260136 | CURVA VERTICAL AE 28x150/3 | 24.37
4260137 | 4260137 | CURVA VERTICAL AE 28x200/3 | 28.76
4260138 | 4260138 | CURVA VERTICAL AE 28x250/3 | 37.63
4260139 | 4260139 | CURVA VERTICAL AE 28x350/3 | 45.14
4260140 | 4260140 | CURVA VERTICAL AE 38x150/2 | 20.82
4260141 | 4260141 | CURVA VERTICAL AE 38x200/2 | 32.2
4260142 | 4260142 | CURVA VERTICAL AE 38x250/2 | 35.42
4260143 | 4260143 | CURVA VERTICAL AE 38x150/3 | 32.62
4260144 | 4260144 | CURVA VERTICAL AE 38x200/3 | 44.9
4260145 | 4260145 | CURVA VERTICAL AE 38x250/3 | 39.24
4260146 | 4260146 | CURVA VERTICAL AE 38x350/3 | 46.88
4295010 | 4295010 | ARO DECORATIVO BR | 0.43
4295011 | 4295011 | ARO DECORATIVO AZUL | 0.43
4295014 | 4295014 | ARO DECORATIVO AMARELO | 0.43
4295015 | 4295015 | MARCO COLOR ALUMINIO | 2.13
4295016 | 4295016 | ARO DECORATIVO GRAFITE | 2.13
4295112 | 4295112 | TCV SEPARADOR VERTICAL | 3
4311106 | 4311106 | MTS. ESTEIRA POLINORMA.M-1 BP 40x100 | 8.57
4311107 | 4311107 | MTS. ESTEIRA POLINORMA.M-1 BP 40x150 | 12.34
4311108 | 4311108 | MTS. ESTEIRA POLINORMA.M-1 BP 40x200 | 15.83
4311110 | 4311110 | MTS. ESTEIRA POLINORMA M-1 BP 60x100 | 11.15
4311115 | 4311115 | MTS. ESTEIRA POLINORMA.M-1 BP 60x150 | 12.39
4311120 | 4311120 | MTS. ESTEIRA POLINORMA.M-1 BP 60x200 | 14.62
4311125 | 4311125 | MTS. ESTEIRA POLINORMA.M-1 BP 100x200 | 18.32
4311130 | 4311130 | MTS. ESTEIRA POLINORMA.M-1 BP 60x300 | 19.21
4311135 | 4311135 | MTS. ESTEIRA POLINORMA M-1 BP 100x300 | 20.84
4311138 | 4311138 | MTS. ESTEIRA POLINORMA.M-1 BP 60x400 | 20.69
4311140 | 4311140 | MTS. ESTEIRA POLINORMA.M-1 BP 100x400 | 25.94
4311143 | 4311143 | MTS. ESTEIRA POLINORMA.M-1 BP 100x500 | 37.04
4311145 | 4311145 | MTS. ESTEIRA POLINORMA.M-1 BP 100x600 | 39.13
4311206 | 4311206 | MTS. ESTEIRA POLINORMA.M-1 BC 40x100 | 9.88
4311207 | 4311207 | MTS. ESTEIRA POLINORMA.M-1 BC 40x150 | 12.21
4311208 | 4311208 | MTS. ESTEIRA POLINORMA.M-1 BC 40x200 | 18.71
4311210 | 4311210 | MTS. ESTEIRA POLINORMA.M-1 BC 60x100 | 11.03
4311215 | 4311215 | MTS. ESTEIRA POLINORMA.M-1 BC 60x150 | 12.1
4311220 | 4311220 | MTS. ESTEIRA POLINORMA.M-1 BC 60x200 | 19.42
4311225 | 4311225 | MTS. ESTEIRA POLINORMA.M-1 BC 100x200 | 22.97
4311230 | 4311230 | MTS. ESTEIRA POLINORMA.M-1 BC 60x300 | 22.47
4311235 | 4311235 | MTS. ESTEIRA POLINORMA.M-1 BC 100x300 | 26.98
4311238 | 4311238 | MTS. ESTEIRA POLINORMA.M-1 BC 60x400 | 29.9
4311240 | 4311240 | MTS. ESTEIRA POLINORMA.M-1 BC 100x400 | 36.6
4311243 | 4311243 | MTS. ESTEIRA POLINORMA.M-1 BC 100x500 | 37.41
4311245 | 4311245 | MTS. ESTEIRA POLINORMA.M-1 BC 100x600 | 46.49
4311510 | 4311510 | MTS. TAMPA POLINORMA.M-1 TB 100 | 6.79
4311515 | 4311515 | MTS. TAMPA POLINORMA.M-1 TB 150 | 8.32
4311520 | 4311520 | MTS. TAMPA POLINORMA.M-1 TB 200 | 8.63
4311525 | 4311525 | MTS. TAMPA POLINORMA.M-1 TB 300 | 14.47
4311530 | 4311530 | MTS. TAMPA POLINORMA.M-1 TB 400 | 13.89
4311533 | 4311533 | MTS. TAMPA POLINORMA.M-1 TB 500 | 18.18
4311535 | 4311535 | MTS. TAMPA POLINORMA.M-1 TB 600 | 21.63
4316106 | 4316106 | ANG PL 90º C/TA EA 40100 | 80.27
4316107 | 4316107 | ANG PL 90º C/TA EA 40150 | 83.94
4316108 | 4316108 | ANG PL 90º C/TA EA 40200 | 93.41
4316110 | 4316110 | ANG PL 90º C/TA EA 60100 | 78.73
4316115 | 4316115 | ANG PL 90º C/TA EA 60150 | 105.94
4316120 | 4316120 | ANG PL 90º C/TA EA 60200 | 88.71
4316125 | 4316125 | ANG PL 90º C/TA EA 100200 | 115.5
4316130 | 4316130 | ANGULO PLANO 90? C/TAMPA EA 60300 | 143.33
4316135 | 4316135 | ANG PL 90º C/TA EA 10080 | 188
4316138 | 4316138 | ANG PL 90º C/TA EA 60400 | 271.38
4316140 | 4316140 | ANG PL 90º C/TA EA 100400 | 152.8
4316143 | 4316143 | ANG PL 90º C/TA EA 100500 | 272.95
4316145 | 4316145 | ANG PL 90º C/TA EA 100600 | 271.79
4316306 | 4316306 | TAMPA FINAL ESTEIRA TF 40100 | 8.6
4316307 | 4316307 | TAMPA FINAL ESTEIRA.TF 40150 | 8.7
4316308 | 4316308 | TAMPA FINAL ESTEIRA.TF 40200 | 9.77
4316310 | 4316310 | TA FINAL EST TF60100 | 9.26
4316315 | 4316315 | TA FINAL EST TF60150 | 9.1
4316320 | 4316320 | TA FINAL EST TF60200 | 9.47
4316325 | 4316325 | TA FINAL EST.TF 100200 | 23.39
4316330 | 4316330 | TAMPA FINAL ESTEIRA.TF 60300 | 13.89
4316335 | 4316335 | TA FINAL EST.TF 10080 | 14.23
4316338 | 4316338 | TA FINAL EST TF60400 | 18.92
4316340 | 4316340 | TA FINAL EST.TF 100400 | 46.9
4316343 | 4316343 | TA FINAL EST.TF 100500 | 25.91
4316345 | 4316345 | TA FINAL EST.TF 100600 | 27.39
4316410 | 4316410 | BU-40 BRACADEIRA UNIAO c/paraf. PVC | 4.72
4316420 | 4316420 | BU-60 BRACADEIRA UNIAO c/paraf. PVC | 3.51
4316421 | 4316421 | BU-60 UNIAO RAPIDA | 9.01
4316430 | 4316430 | BU-100 BRACADEIRA UNIAO c/paraf. PVC | 4.81
4316440 | 4316440 | BU-C BRACAD. UNIAO CENTRAL c/paraf. | 3.75
4316510 | 4316510 | MTS. T-40 TABIQUE SEPARADOR | 6.08
4316520 | 4316520 | MTS. T-60 TABIQUE SEPARADOR | 6.75
4316530 | 4316530 | MTS. T-100 TABIQUE SEPARADOR | 7.72
4316606 | 4316606 | ANG. CONC C/TA ACV 40100 | 66.64
4316607 | 4316607 | ANG. CONC C/TA ACV 40150 | 68.84
4316608 | 4316608 | ANG. CONC C/TA ACV 40200 | 93.15
4316610 | 4316610 | ANG. CONC C/TA ACV 60100 | 68.13
4316615 | 4316615 | ANG. CONC C/TA ACV 60150 | 78.3
4316620 | 4316620 | ANG. CONC C/TA ACV 60200 | 104.45
4316621 | 4316621 | ANG. CONC C/TA ACV 100200 | 99.44
4316630 | 4316630 | ANG. CONCAVO C/TAMPA ACV 60300 | 139.11
4316631 | 4316631 | ANG. CONC C/TA ACV 10080 | 112.24
4316640 | 4316640 | ANG. CONC C/TA ACV 60400 | 216.89
4316641 | 4316641 | ANG. CONC C/TA ACV 100400 | 159.69
4316643 | 4316643 | ANG. CONC C/TA ACV 100500 | 226.73
4316661 | 4316661 | ANG. CONC C/TA ACV 100600 | 239.92
4316706 | 4316706 | ANG. CONV C/TA ACX 40100 | 66.67
4316707 | 4316707 | ANG. CONV C/TA ACX 40150 | 68.84
4316708 | 4316708 | ANG. C0NVEXO C/TAMPA ACX 40200 | 93.15
4316710 | 4316710 | ANG. CONV C/TA ACX 60100 | 71.16
4316715 | 4316715 | ANG. CONV C/TA ACX 60150 | 72.59
4316720 | 4316720 | ANG. CONV C/TA ACX 60200 | 80.63
4316721 | 4316721 | ANG. CONV C/TA ACX 100200 | 158.22
4316730 | 4316730 | ANG. CONVEXO C/TAMPA ACX 60300 | 139.52
4316731 | 4316731 | ANG. CONV C/TA ACX 10080 | 116.03
4316740 | 4316740 | ANG. CONV C/TA ACX 60400 | 216.65
4316741 | 4316741 | ANG. CONV C/TA ACX 100400 | 159.73
4316743 | 4316743 | ANG. CONV C/TA ACX 100500 | 227.42
4316761 | 4316761 | ANG. CONV C/TA ACX 100600 | 232.18
4321120 | 4321120 | SH-100 CONSOLA HORIZONTAL | 8.19
4321130 | 4321130 | SH-150 CONSOLA HORIZONTAL | 9.69
4321140 | 4321140 | SH-200 SOPORTE HORIZONTAL | 9.46
4321150 | 4321150 | SH-300 CONSOLA HORIZONTAL | 11.23
4321160 | 4321160 | SH-400 CONSOLA HORIZONTAL | 20.08
4321165 | 4321165 | SHF500 CONS.HORIZ.MET.EPOXI CINZENTO | 5.87
4321170 | 4321170 | SHF400 CONS.HORIZ.MET.EPOXI CINZENTO | 2.08
4321180 | 4321180 | SHF600 CONS.HORIZ.MET.EPOXI CINZENTO | 2.03
4321190 | 4321190 | SH-500 CONSOLA HORIZONTAL | 22.19
4321200 | 4321200 | SH-600 CONSOLA HORIZONTAL | 23.66
4321410 | 4321410 | SVS100 CONSOLA VERT./SUSP. | 7.22
4321415 | 4321415 | SVS150 CONSOLA VERT./SUSP. | 7.36
4321420 | 4321420 | SVS200 CONSOLA VERT./SUSP. | 13.86
4321430 | 4321430 | SVS300 CONSOLA VERT./SUSP. | 10.43
4321440 | 4321440 | SVS400 CONSOLA VERT./SUSP. | 6.16
4321450 | 4321450 | SVS500 CONSOLA VERT./SUSP. | 10.74
4321460 | 4321460 | SVS600 CONSOLA VERT./SUSP. | 13.07
4326110 | 4326110 | D-90º DERIVAÇÃO 90º C/PAR | 4.86
4326210 | 4326210 | B 60 DOBRADICA EST C/PAR | 5.17
4326220 | 4326220 | B 100 DOBRADICA EST C/PAR | 5.28
4326310 | 4326310 | AFH ANG FIXACÃO ESTEIRA | 16.46
4326410 | 4326410 | MTS. PU PERF "U" CONS SH | 47.35
4326420 | 4326420 | SUP.BASC MET.EPOXI CINZ | 15.77
4326505 | 4326505 | PASSADORES P-INOX | 2.97
4326605 | 4326605 | PARAF C/PORC M8X20 T-INOX | 0.84
4326610 | 4326610 | PARAF C/PORCA M8X20 T-PVC | 0.48
4331110 | 4331110 | MTS. TELE-RAIL -TL- | 8.78
4511110 | 4511110 | MTS.CAM.CABO PERFORMA REZ 35x100 | 10.93
4511115 | 4511115 | MTS.CAM.CABO PERFORMA REZ 35x150 | 12.11
4511120 | 4511120 | MTS.CAM.CABO PERFORMA REZ 35x200 | 13.7
4511130 | 4511130 | MTS.CAM.CABO PERFORMA REZ 35x300 | 18.35
4511206 | 4511206 | MTS.CAM.CABO PERFORMA REZ 60x60 | 10.12
4511210 | 4511210 | MTS.CAM.CABO PERFORMA REZ 70x100 | 12.94
4511215 | 4511215 | MTS.CAM.CABO PERFORMA REZ 70x150 | 14.98
4511220 | 4511220 | MTS.CAM.CABO PERFORMA REZ 70x200 | 17.16
4511230 | 4511230 | MTS.CAM.CABO PERFORMA REZ 70x300 | 27.05
4511240 | 4511240 | MTS.CAM.CABO PERFORMA REZ 70x400 | 30.94
4511250 | 4511250 | MTS.CAM.CABO PERFORMA REZ 70x500 | 35.76
4511260 | 4511260 | MTS.CAM.CABO PERFORMA REZ 70x600 | 41.34
4511320 | 4511320 | MTS.CAM.CABO PERFORMA REZ 105x200 | 25.93
4511330 | 4511330 | MTS.CAM.CABO PERFORMA REZ 105x300 | 30.67
4511340 | 4511340 | MTS.CAM.CABO PERFORMA REZ 105x400 | 36.51
4511350 | 4511350 | MTS.CAM.CABO PERFORMA REZ 105x500 | 40.48
4511360 | 4511360 | MTS.CAM.CABO PERFORMA REZ 105x600 | 45.13
4512110 | 4512110 | MTS.CAM.CABO PERFORMA REG 35x100 | 12.47
4512115 | 4512115 | M CAM CABO PF REG 35X150 | 14.95
4512120 | 4512120 | MTS.CAM.CABO PERFORMA REG 35x200 | 17.03
4512130 | 4512130 | MTS.CAM.CABO PERFORMA REG 35x300 | 23.79
4512206 | 4512206 | MTS.CAM.CABO PERFORMA REG 60x60 | 12.72
4512210 | 4512210 | MTS.CAM.CABO PERFORMA REG 70x100 | 16.53
4512215 | 4512215 | MTS.CAM.CABO PERFORMA REG 70x150 | 18.95
4512220 | 4512220 | MTS.CAM.CABO PERFORMA REG 70x200 | 21.44
4512230 | 4512230 | MTS.CAM.CABO PERFORMA REG 70x300 | 34.84
4512240 | 4512240 | MTS.CAM.CABO PERFORMA REG 70x400 | 40.88
4512250 | 4512250 | MTS.CAM.CABO PERFORMA REG 70x500 | 46.14
4512260 | 4512260 | MTS.CAM.CABO PERFORMA REG 70x600 | 51.92
4512320 | 4512320 | MTS.CAM.CABO PERFORMA REG 105x200 | 33.62
4512330 | 4512330 | MTS.CAM.CABO PERFORMA REG 105x300 | 39.22
4512340 | 4512340 | MTS.CAM.CABO PERFORMA REG 105x400 | 45.51
4512350 | 4512350 | MTS.CAM.CABO PERFORMA REG 105x500 | 52.5
4512360 | 4512360 | CHEMIN DE CABLES FIL 105X600 HDG | 59.04
4515110 | 4515110 | M CAM CABO PF REI 35X100 | 29.27
4515115 | 4515115 | M CAM CABO PF REI 35X150 | 36
4515120 | 4515120 | M CAM CABO PF REI 35X200 | 42.5
4515130 | 4515130 | MTS.CAM.CABO PERFORMA REI 35x300 | 63.61
4515206 | 4515206 | M CAM. CABO PF. REI 60X60 | 31.7
4515210 | 4515210 | M CAM CABO PF REI 70X100 | 40.56
4515215 | 4515215 | M CAM CABO PF REI 70X150 | 49.54
4515220 | 4515220 | M CAM CABO PF REI 70X200 | 55.47
4515230 | 4515230 | MTS.CAM.CABO PERFORMA REI 70x300 | 78.77
4515240 | 4515240 | M CAM CABO PF REI 70X400 | 94.48
4515250 | 4515250 | M CAM CABO PF REI 70X500 | 110.34
4515260 | 4515260 | M CAM CABO PF REI 70X600 | 124.62
4515320 | 4515320 | M CAM CABO PF REI 105X200 | 77.96
4515330 | 4515330 | MTS.CAM.CABO PERFORMA REI 105x300 | 92.79
4515340 | 4515340 | M CAM CABO PF REI 105X400 | 108.69
4515350 | 4515350 | M CAM CABO PF REI 105X500 | 127.13
4515360 | 4515360 | M CAM CABO PF REI 105X600 | 140.37
4530100 | 4530100 | RAPIDE CLIP 60X60 SUR PROFILE LARG 41 EZ | 5.5
4530135 | 4530135 | UNIAO RAP P/CAM CABO PERF 35/60 E.Z. | 1.44
4530200 | 4530200 | UNIAO RAP P/CAM CABO PERF 70/105 E.Z. | 1.57
4530300 | 4530300 | FIXACAO RAP P/PERFIS E.Z. | 0.74
4530400 | 4530400 | GANCHO FIXACAO RAPIDA E.Z. | 1.74
4530510 | 4530510 | SOPORTE SUSPENSION RAPIDO E.Z. 150 | 5.19
4530520 | 4530520 | SUPORTE SUSP FIX RAPIDA 200 E.Z. | 5.68
4530530 | 4530530 | SUPORTE SUSP FIX RAPIDA 300 E.Z. | 6.65
4530540 | 4530540 | SUPORTE SUSP FIX RAPIDA 400 E.Z. | 7.55
4530550 | 4530550 | SUPORTE SUSP FIX RAPIDA 500 E.Z. | 8.55
4530560 | 4530560 | SUPORTE SUSP FIX RAPIDA 600 E.Z. | 9.24
4530570 | 4530570 | SUPORTE SUSP FIX RAPIDA 1000 E.Z. | 12.48
4530580 | 4530580 | SUPORTE SUSP FIX RAPIDA 2000 E.Z. | 18.89
4530590 | 4530590 | SUPORTE SUSP FIX RAPIDA 3000 E.Z. | 26.31
4530700 | 4530700 | SAIDA DE CABOS E.Z. | 1.99
4530800 | 4530800 | FIXADOR TAMPA P/CAM.CABO PERFORMA E.Z. | 0.65
4530900 | 4530900 | CLIP P/CURVAS PLANAS E.Z. | 1.34
4532100 | 4532100 | FIXACAO RAP P/PERFIS 6060 Z.L. | 2.11
4532135 | 4532135 | UNIAO RAP P/CAM CABO PERF 35/60 Z.L. | 2.14
4532200 | 4532200 | UNIAO RAP P/CAM CABO PERF 70/105 Z.L. | 3.21
4532300 | 4532300 | FIXACAO RAP P/PERFIS Z.L. | 0.72
4532400 | 4532400 | GANCHO FIXACAO RAPIDA Z.L. | 2.43
4532510 | 4532510 | SUP. FIX RAP. 150 INOX | 9.73
4532520 | 4532520 | SUP. FIX RAP. 200 INOX | 10.58
4532530 | 4532530 | SUPORTE SUSP FIX RAPIDA 300 INOX | 12.39
4532540 | 4532540 | SUP. FIX RAP. 400 INOX | 10.6
4532550 | 4532550 | SUP. FIX RAP. 500 INOX | 12.2
4532560 | 4532560 | SUP. FIX RAP. 600 INOX | 13.43
4532570 | 4532570 | SUP. FIX RAP. 1000 INOX | 18.99
4532580 | 4532580 | SUP. FIX RAP. 2000 INOX | 34.21
4532590 | 4532590 | SUP. FIX RAP. 800 INOX | 48.51
4532700 | 4532700 | SAÍDA DE CABOS Z.L. | 4.02
4532800 | 4532800 | FIXADOR TAMPA PF Z.L. | 1.14
4532900 | 4532900 | CLIP P/CURVAS PLANAS Z.L. | 1.12
4541106 | 4541106 | MTS.TAMPA PERFORMA GALV.TR 60 | 9.2
4541110 | 4541110 | MTS.TAMPA PERFORMA GALV.TR 100 | 12.91
4541115 | 4541115 | MTS.TAMPA PERFORMA GALV.TR 150 | 15.57
4541120 | 4541120 | MTS.TAMPA PERFORMA GALV.TR 200 | 17.95
4541130 | 4541130 | MTS.TAMPA PERFORMA GALV.TR 300 | 27.05
4541140 | 4541140 | MTS.TAMPA PERFORMA GALV.TR 400 | 27.91
4541150 | 4541150 | MTS.TAMPA.PERFORMA GALV.TR 500 | 34.27
4541160 | 4541160 | MTS.TAMPA PERFORMA GALV.TR 600 | 42.83
4542106 | 4542106 | TAMPA CAM CAB PERF GQ 60 | 15.15
4542110 | 4542110 | TAMPA CAM CAB PERF GQ 100 | 23.3
4542115 | 4542115 | TAMPA CAM CAB PERF GQ 150 | 30.48
4542120 | 4542120 | TAMPA CAM CAB PERF GQ 200 | 36.49
4542130 | 4542130 | TAMPA P CAM CABOS PERF G.Q. 300 | 48.03
4542140 | 4542140 | TAMPA CAM CAB PERF GQ 400 | 59.72
4542150 | 4542150 | TAMPA CAM CAB PERF GQ 500 | 65.2
4542160 | 4542160 | TAMPA CAM CAB PERF GQ 600 | 79.92
4545106 | 4545106 | M TAMP PERFORM INOX.T 60 | 21.45
4545110 | 4545110 | M TAMP PERFORM INOX.T 100 | 28.02
4545115 | 4545115 | M TAMP PERFORM INOX.T 150 | 37.51
4545120 | 4545120 | M TAMP PERFORM INOX.T 200 | 45.04
4545130 | 4545130 | MTS.TAMPA REJINORMA INOX.T 300 | 59.51
4545140 | 4545140 | M TAMP PERFORM INOX.T 400 | 86.29
4545150 | 4545150 | M TAMP PERFORM INOX T 500 | 93.18
4545160 | 4545160 | M TAMP PERFORM INOX.T 600 | 113.99
4550110 | 4550110 | SUPORTE HORIZ.RAPIDO GALV. SR 100 | 6.11
4550111 | 4550111 | SUPORTE HORIZ.RAPIDO GALV. SR 150 | 7.44
4550112 | 4550112 | SUPORTE HORIZ.RAPIDO GALV. SR 200 | 7.91
4550113 | 4550113 | SUPORTE HORIZ.RAPIDO GALV. SR 300 | 9.17
4550114 | 4550114 | SUPORTE HORIZ.RAPIDO GALV. SR 400 | 19.91
4550115 | 4550115 | SUPORTE HORIZ.RAPIDO GALV. SR 500 | 22.21
4550116 | 4550116 | SUPORTE HORIZ.RAPIDO GALV. SR 600 | 32.86
4550310 | 4550310 | SUPORTE .HORIZ.GALV.OMEGA SO 100 | 7.43
4550315 | 4550315 | SUPORTE .HORIZ.GALV.OMEGA SO 150 | 8.04
4550320 | 4550320 | SUPORTE .HORIZ.GALV.OMEGA SO 200 | 9.04
4550330 | 4550330 | SUPORTE .HORIZ.GALV.OMEGA SO 300 | 10.46
4550410 | 4550410 | SUPORTE .SUSP.GALV.OMEGA SSO 100 | 11.22
4550415 | 4550415 | SUPORTE .SUSP.GALV.OMEGA SSO 150 | 11.58
4550420 | 4550420 | SUPORTE .SUSP.GALV.OMEGA SSO 200 | 14.29
4550430 | 4550430 | SUPORTE .SUSP.GALV.OMEGA SSO 300 | 14.04
4551110 | 4551110 | SUPORTE HORIZONTAL GALV.S 100 | 5.9
4551115 | 4551115 | SUPORTE HORIZONTAL GALV.S 150 | 8.54
4551120 | 4551120 | SUPORTE HORIZONTAL GALV.S 200 | 7.34
4551130 | 4551130 | SUPORTE HORIZONTAL GALV.S 300 | 10.11
4551140 | 4551140 | SUPORTE HORIZONTAL GALV.S 400 | 16.75
4551150 | 4551150 | SUPORTE HORIZONTAL GALV.S 500 | 18.51
4551160 | 4551160 | SUPORTE HORIZONTAL GALV.S 600 | 22.11
4551210 | 4551210 | CONJ.SUPORTE.HORIZ.GALV."SZ" CS100 | 15.64
4551215 | 4551215 | CONJ.SUPORTE.HORIZ.GALV."SZ" CS150 | 17.29
4551220 | 4551220 | CONJ.SUPORTE.HORIZ.GALV."SZ" CS200 | 18.99
4551230 | 4551230 | CONJ.SUPORTE.HORIZ.GALV."SZ" CS300 | 22.22
4551240 | 4551240 | CONJ.SUPORTE.HORIZ.GALV."SZ" CS400 | 26.14
4551250 | 4551250 | CONJ.SUPORTE.HORIZ.GALV."SZ" CS500 | 28.66
4551260 | 4551260 | CONJ.SUPORTE.HORIZ.GALV."SZ" CS600 | 32.87
4551310 | 4551310 | SUPORTE VERTICAL-SUSP.GALV.VS 100 | 4.04
4551315 | 4551315 | SUPORTE VERTICAL-SUSP.GALV.VS 150 | 4.87
4551320 | 4551320 | SUPORTE VERTICAL-SUSP.GALV.VS 200 | 5.22
4551330 | 4551330 | SUPORTE VERTICAL-SUSP.GALV.VS 300 | 7.41
4551340 | 4551340 | SUPORTE VERTICAL-SUSP.GALV VS 400 | 8.83
4551350 | 4551350 | SUPORTE VERTICAL-SUSP.GALV.VS 500 | 9.51
4551360 | 4551360 | SUPORTE VERTICAL-SUSP.GALV.VS 600 | 11.32
4551410 | 4551410 | SUPORTE BASCULANTE GALV."SZ" | 11.29
4551420 | 4551420 | MTS. PERFIL MET. "U" GALV."SZ" | 20.71
4551430 | 4551430 | SUSPENSAO CENTRAL ZINCADA | 1.06
4551440 | 4551440 | SUPORTE SUSPENSAO em "C" GALV."SZ" | 3.17
4551450 | 4551450 | SUPORTE SUSPENSAO em L GALV.SZ | 2.63
4551467 | 4551467 | CONJUNTO VARETA M6-10 ZINC (1m). | 6.47
4551470 | 4551470 | CONJUNTO VARETA M8-05 ZINC (0,5m). | 9.93
4551480 | 4551480 | CONJUNTO VARETA M8-10 ZINC (1m). | 8.68
4551481 | 4551481 | UNIAO PARA VARETA CV M6/6 | 1.35
4551482 | 4551482 | UNIAO PARA VARETA CV M8/8 | 1.11
4551485 | 4551485 | ETIQ. SINALIZAC -PERFORMA | 0.46
4551510 | 4551510 | CONJ.SUP. ORIE.SZ CSO-100 | 16.77
4551515 | 4551515 | CONJ.SUP. ORIE.SZ CSO-150 | 18.72
4551520 | 4551520 | CONJ.SUP. ORIE.SZ CSO-200 | 20.06
4551530 | 4551530 | CONJ.SUPORTE ORIENT."SZ" CSO-300 | 23.53
4551540 | 4551540 | CONJ.SUP. ORIE.SZ CSO-400 | 26.65
4551550 | 4551550 | CONJ.SUP. ORIE.SZ CSO-500 | 29.1
4551560 | 4551560 | CONJ.SUP. ORIE.SZ CSO-600 | 33.97
4551620 | 4551620 | SUP.SUSP.REFORCADO VSR 200 GALV. | 11.87
4551630 | 4551630 | SUP.SUSP.REFORCADO VSR 300 GALV. | 14.39
4551640 | 4551640 | SUP.SUSP.REFOR?ADO VSR 400 GALV. | 13.66
4551650 | 4551650 | SUP.SUSP.REFORCADO VSR 500 GALV. | 13.97
4551660 | 4551660 | SUP.SUSP.REFORCADO VSR 600 GALV. | 15.44
4551910 | 4551910 | CONSOLA HORIZ.GALV."SZ" C 100 | 7.08
4551915 | 4551915 | CONSOLA HORIZ.GALV."SZ" C 150 | 8.73
4551920 | 4551920 | CONSOLA HORIZ.GALV."SZ" C 200 | 10.51
4551930 | 4551930 | CONSOLA HORIZ.GALV."SZ" C 300 | 12.88
4551940 | 4551940 | CONSOLA HORIZ.GALV."SZ" C 400 | 16.88
4551950 | 4551950 | CONSOLA HORIZ.GALV. 'SZ' C 500 | 19.53
4551960 | 4551960 | CONSOLA HORIZ.GALV.'SZ' C 600 | 23.77
4552110 | 4552110 | SUPRT HORIZ.GQUENTE S 100 | 15.21
4552115 | 4552115 | SUPRT HORIZ.GQUENTE S 150 | 12.67
4552120 | 4552120 | SUPRT HORIZ.GQUENTE S 200 | 13.36
4552130 | 4552130 | SUPORTE HORIZ.GALV.QUENTE S 300 | 15.64
4552140 | 4552140 | SUPRT HORIZ.GQUENTE S 400 | 24.52
4552150 | 4552150 | SUPRT HORIZ.GQUENTE S 500 | 28.91
4552160 | 4552160 | SUPRT HORIZ.GQUENTE S 600 | 32.98
4552310 | 4552310 | SUP.VERT-SUSP.GQ VS 100 | 9.46
4552315 | 4552315 | SUP.VERT-SUSP.GQ VS 150 | 10.83
4552320 | 4552320 | SUP.VERT-SUSP.GQ VS 200 | 12.01
4552330 | 4552330 | SUP.VERT-SUSP.GALV.QUENTE VS 300 | 14.77
4552340 | 4552340 | SUP.VERT-SUSP.GQ VS 400 | 13.74
4552350 | 4552350 | SUP.VERT-SUSP.GQ VS 500 | 14.82
4552360 | 4552360 | SUP.VERT-SUSP.GQ VS 600 | 18.22
4552410 | 4552410 | SUPRT BASCULANTE G.Q. | Sob Consulta
4552420 | 4552420 | PERFIL U G.Q. | Sob Consulta
4552440 | 4552440 | SUPRT C G.Q. | Sob Consulta
4552450 | 4552450 | SUP SUSP L CALHA 100 GQ | Sob Consulta
4552910 | 4552910 | SUP HZ SUSP CALHA L100 GQ | Sob Consulta
4552915 | 4552915 | SUP HZ SUSP CALHA L150 GQ | Sob Consulta
4552920 | 4552920 | SUP HZ SUSP CALHA L200 GQ | Sob Consulta
4552940 | 4552940 | SUP HZ SUSP CALHA L400 GQ | Sob Consulta
4552950 | 4552950 | SUP HZ SUSP CALHA L500 GQ | Sob Consulta
4552960 | 4552960 | SUP HZ SUSP CALHA L600 GQ | Sob Consulta
4555110 | 4555110 | SUPRT HZ INOX. S100 | 16.12
4555115 | 4555115 | SUPRT HZ INOX. S150 | 18.33
4555120 | 4555120 | SUPRT HZ INOX. S200 | 21.13
4555130 | 4555130 | SUPORTE HORIZONTAL INOX. S300 | 26.05
4555140 | 4555140 | SUPRT HZ INOX. S400 | 45.77
4555150 | 4555150 | SUPRT HZ INOX. S500 | 49.05
4555160 | 4555160 | SUPRT HZ INOX. S600 | 53.4
4555310 | 4555310 | SUP.VERT SUSP.INOX VS-100 | 11.65
4555315 | 4555315 | SUP.VERT SUSP.INOX.VS-150 | 13.24
4555320 | 4555320 | SUP.VERT SUSP.INOX.VS-200 | 14.79
4555330 | 4555330 | SUP.VERTICAL SUSP.INOX.VS-300 | 17.63
4555340 | 4555340 | SUP.VERT SUSP.INOX.VS-400 | 21.39
4555350 | 4555350 | SUP.VERT SUSP.INOX.VS-500 | 22.78
4555360 | 4555360 | SUP.VERT SUSP.INOX.VS-600 | 26.39
4555410 | 4555410 | SUPRT BASCULANTE INOX | 27.73
4555420 | 4555420 | MTS. PERF METALICO U INOX | 64.54
4555430 | 4555430 | SUSPENSAO CENTRAL INOX | 1.99
4555440 | 4555440 | SUP. SUSPENSAO "C" INOX | 5.05
4555450 | 4555450 | SUP. SUSPENSAO "L" INOX | 5.05
4555470 | 4555470 | CONJ.VAR M8-0,5 INOX 0,5M | 15.65
4555480 | 4555480 | CONJ.VAR M8-10 INOX 1M | 17.41
4555910 | 4555910 | CONSOLA HORIZ. INOX C 100 | 20.27
4555915 | 4555915 | CONSOLA HORIZ. INOX C 150 | 25.66
4555920 | 4555920 | CONSOLA HORIZ. INOX C 200 | 31.21
4555930 | 4555930 | CONSOLA HORIZ. INOX C 300 | 43.54
4555940 | 4555940 | CONSOLA HORIZ. INOX C 400 | 47.77
4555950 | 4555950 | CONSOLA HORIZ. INOX C 500 | 68.29
4555960 | 4555960 | CONSOLA HORIZ. INOX C 600 | 75.71
4561110 | 4561110 | BRACADEIRAS UNIAO ZINC. | 0.93
4561120 | 4561120 | BRACADEIRAS FIXACAO ZINC. | 0.63
4561150 | 4561150 | UNIOES EXTENSIVEIS GALV. SZ. | 3.16
4561170 | 4561170 | BRAC. UNIAO RAPIDA BR-35 ZINC | 5.01
4561180 | 4561180 | BRAC.UNIAO RAP. BR-70/105 ZINC | 4.56
4561200 | 4561200 | UNIOES LATERAIS U-35 ZINC | 2.03
4561205 | 4561205 | UNIOES LATERAIS U-70/105 ZINC | 2.13
4562110 | 4562110 | BRACADEIRAS UNIAO GALV.CAL. | 1.17
4562120 | 4562120 | BRACADEIRAS FIX. GALV.CAL | 0.82
4562200 | 4562200 | UNIÃO LATERAL PERF GQ 35 | 2.19
4562205 | 4562205 | UNIÃO LATERAL GQ | 2.16
4565110 | 4565110 | BRAÇADEIRAS UNIÃO INOX. | 2.72
4565120 | 4565120 | BRAÇADEIRAS FIXACÃO INOX. | 1.77
4565150 | 4565150 | UNIÕES EXTENSÍVEIS INOX. | 5.96
4565200 | 4565200 | UNIÕES LATERAIS U-35 INOX | 4.41
4565205 | 4565205 | UNIÕES LAT. U-70/105 INOX | 4.72
4566110 | 4566110 | ABRACADEIRA UNIAO BICRO. | 0.88
4571110 | 4571110 | PARAFUSOS M6x20 ZINC. | 0.31
4571115 | 4571115 | PASSADOR ZINCADO 6/70 mm | 7.53
4571120 | 4571120 | SUPORTE FIXACAO GALV.SZ. | 8.99
4571130 | 4571130 | SUPORTE FIXACAO DUPLO GALV.SZ | 12.23
4571310 | 4571310 | TERMINAL LIGACAO A TERRA BTT | 14.31
4571315 | 4571315 | PDT-DERIVACAO TUBOS M-20-25-32 | 5.75
4571408 | 4571408 | GTV-8 GRAMPO PARAFUSO VIGA | 5.7
4571410 | 4571410 | GTV-10 GRAMPO PARAFUSO VIGA | 5.19
4571416 | 4571416 | GHS-6 CLIP SUSPENS?O HORIZ. | 4.1
4571418 | 4571418 | GHS-8 CLIP SUSPENSAO HORIZ. | 4.1
4571436 | 4571436 | GVS-6 CLIP SUSPENSAO VERT. | 6.16
4571438 | 4571438 | GVS-8 CLIP SUSPENSAO VERT. | 10.67
4571510 | 4571510 | MTS. TABIQUE GALV.TSR 35 | 7.12
4571520 | 4571520 | MTS. TABIQUE GALV.TSR 70 | 8.56
4571530 | 4571530 | MTS. TABIQUE GALV.TSR 105 | 10.16
4571700 | 4571700 | ELEVADOR ISOLANTE | 1.85
4572110 | 4572110 | PARAFUSOS M6x20 c/porca ZN LAMINADO | 0.43
4572510 | 4572510 | TABIQUE PERF G.Q. 35 | 8.85
4572520 | 4572520 | TABIQUE PERF G.Q. 70 | 13.19
4572530 | 4572530 | TABIQUE PERF G.Q. 105 | 14.17
4575110 | 4575110 | PARAF M6X20 C/PORCA INOX. | 0.77
4575120 | 4575120 | SUPRT SUJEICAO INOX. | 14.72
4575130 | 4575130 | SUPORTE SUJEICAO "D" INOX | 21.37
4575510 | 4575510 | MTS. TABIQUE TSR-35 INOX. | 13.02
4575520 | 4575520 | MTS. TABIQUE TSR-70 INOX. | 18.15
4575530 | 4575530 | MTS. TABIQUE TSR-105 INOX. | 22.35
4580130 | 4580130 | SPRAY PROTECTOR ZINC 98% | 103.96
4657051 | 04657051 | VERNIZ SUICO EM TUBO | 38.53
4721760 | 4721760 | MTABIQUE SEPARADOR TSM 60 | Sob Consulta
4721780 | 4721780 | MTABIQUE SEPARADOR TSM 80 | Sob Consulta
4721912 | 4721912 | PARAF M6X12 C/PORCA ZINC | Sob Consulta
4722730 | 4722730 | SEP PERF G.Q. 35 | 8.89
4722760 | 4722760 | MTS. SEP. SEP. TSM 60 GQ | Sob Consulta
4722780 | 4722780 | MTS. SEP. SEP. TSM 80 GQ | Sob Consulta
4722912 | 4722912 | PARAFUSOS M6x12 c/porca ZN LAMINADO | 0.39
4725912 | 4725912 | PARAFUSOS M6x12 c/porca INOX | 0.79
100106730 | 100106730 | Circuit board M400 Spare | 193.9
100106740 | 100106740 | Circuit board M800 Spare | 193.9
100106780 | 100106780 | Circuit board M700-SRSU Spare | 282.1
100108000 | 100108000 | Stuffing box Type S Spare | 56.4
100108100 | 100108100 | Stuffing Box VG222/VG321 Spare | 43.8
100108110 | 100108110 | Stuffing Box VG211 Spare | 78.2
100108200 | 100108200 | Stuffing Box V2x2 65-100 Spare | 127.4
100108210 | 100108210 | Stuffing Box V2x2 125-150 Spare | 223
100108220 | 100108220 | Stuffing Box V321 65-100 Spare | 223
100108230 | 100108230 | Stuffing Box V321 125-100 Spare | 223
100190210 | 100190210 | Thermister Sparepart 5 pcs | 239.6
3240100000 | 3240100000 | I-Sw,SL,135A,Out1A@30VAC,NO | 58.7
3240101000 | 3240101000 | I-Sw,SL,135A,Out1A@250VAC,NO | 68.6
3240102000 | 3240102000 | I-Sw,SP,50A,Out1A@30VAC/DC,NO | 87.8
3240103000 | 3240103000 | I-Sw,SP,50A,Out1A@30VAC/DC,NO | 78
3240104000 | 3240104000 | I-Sw,SP,50A,Out1A@30VAC/DC,NO | 117.2
3240105000 | 3240105000 | I-Sw,SP,135A,Out1A@250VAC,NO | 120.1
3240106000 | 3240106000 | I-Sw,SL,200A,Out1A@30VAC/DC,NO | 30.8
3240108000 | 3240108000 | I-Sw,SP,60A,Out1A@30VAC/DC,NO | 50.1
3240109000 | 3240109000 | I-Sw,SP,200A,Out1A@30VAC/DC,NO | 45.2
3240110000 | 3240110000 | I-Sw,SP,200A,Out1A@30VAC/DC,NO | 45.4
3240201000 | 3240201000 | I-Xdcr,SL,10/20/40AAC:4-20mA | 91.4
3240202000 | 3240202000 | I-Xdcr,SL,50/100/200AAC:4-20mA | 90.6
3240203000 | 3240203000 | I-Xdcr,SP,30/60/120AAC:4-20mA | 89.3
3240204000 | 3240204000 | I-Xdcr,SL,10/20/40AAC:0-5VDC | 78.8
3240205000 | 3240205000 | I-Xdcr,SL,50/100/200AAC:0-5VDC | 79.3
3240206000 | 3240206000 | I-Xdcr,SL,10/20/40AAC:0-10VDC | 76.6
3240207000 | 3240207000 | I-Xdcr,SL,50/100/200AAC:0-10VD | 76.6
3240208000 | 3240208000 | I-Xdcr,SL,30/60/120AAC:0-5VDC | 98.2
3240209000 | 3240209000 | I-Xdcr,SL,20/100/150AAC:0-10VD | 98.2
3240210000 | 3240210000 | I-Xdcr,0-300AAC Adj. : 4-20mA | 174.3
3240211000 | 3240211000 | I-Xdcr,0-800AAC Adj. : 4-20mA | 207.2
3240301000 | 3240301000 | Acc,DIN Adapter for H6/7/8/9xx | 4.6
3240302000 | 3240302000 | Acc,DIN Adapter for H3xx | 26.9
3411040000 | 3411040000 | transformador 40VA YT 40 | 69.4
3411060000 | 3411060000 | transformador 60VA YT 60 | 86.5
3413032000 | 3413032000 | transformador TR 32 | 93.5
3413060000 | 3413060000 | transformador TR 60 | 105
5123002010 | 5123002010 | Sensor Temp Duct STD100-50 | 32.8
5123004010 | 5123004010 | Sensor Temp Duct STD100-100 | 34.7
5123006010 | 5123006010 | Sensor Temp Duct STD100-150 | 34.4
5123008010 | 5123008010 | Sensor Temp Duct STD100-200 | 35.2
5123010010 | 5123010010 | Sensor Temp Duct STD100-250 | 34.8
5123012010 | 5123012010 | SENSOR TEMP DUCT STD100-300 | 36.9
5123014010 | 5123014010 | SENSOR TEMP DUCT STD100-400 | 38
5123034010 | 5123034010 | Sensor Temp Duct STD200-150 | 34.5
5123038010 | 5123038010 | Sensor Temp Duct STD200-250 | 35.6
5123058000 | 5123058000 | Sensor Temp Duct STD150 | 22.4
5123060010 | 5123060010 | SENSTMPAVDCT STD190 | 131.5
5123074010 | 5123074010 | Sensor Temp Duct STD501-150 | 32.3
5123078010 | 5123078010 | Sensor Temp Duct STD500-2 | 33
5123082010 | 5123082010 | Sensor Temp Duct STD500-4 | 34.1
5123084000 | 5123084000 | SENSOR TEMP DUCT STD550 | 22.9
5123086010 | 5123086010 | Sensor Temp AvDuct STD591 | 130.9
5123102010 | 5123102010 | Sensor Temp Pipe STP100-50 | 32.1
5123104010 | 5123104010 | Sensor Temp Pipe STP100-100 | 33
5123106010 | 5123106010 | Sensor Temp Pipe STP100-150 | 33.2
5123108010 | 5123108010 | Sensor Temp Pipe STP100-200 | 33.6
5123110010 | 5123110010 | Sensor Temp Pipe STP100-250 | 34.1
5123112010 | 5123112010 | SENSOR TEMP PIPE STP100-300 | 34.1
5123114010 | 5123114010 | Sensor Temp Pipe STP100-400 | 41.2
5123130010 | 5123130010 | Sensor Temp Pipe STP200-50 | 32.2
5123132010 | 5123132010 | Sensor Temp Tub STP200-100 | 33.6
5123134010 | 5123134010 | Sensor Temp Pipe STP200-150 | 33.3
5123140010 | 5123140010 | Sensor Temp Pipe STP200-300 | 34.7
5123142010 | 5123142010 | Sensor Temp Pipe STP200-400 | 35.6
5123158010 | 5123158010 | Sensor Temp Pipe STP120-70 | 57
5123160010 | 5123160010 | Sensor Temp Pipe STP120-120 | 55.6
5123170010 | 5123170010 | Sensor Temp Pipe STP501-50 | 33
5123172000 | 5123172000 | Sensor Temp Pipe STP500-100 | 33
5123174010 | 5123174010 | Sensor Temp Pipe STP501-150 | 33.6
5123176010 | 5123176010 | Sensor Temp Pipe STP500-2 | 33.7
5123180010 | 5123180010 | Sensor Temp Tubaria STP500-300 | 35.2
5123182000 | 5123182000 | Sensor Temp Pipe STP500-400 | 35.2
5123202010 | 5123202010 | Sensor Temp Contact STC100 | 26.9
5123210000 | 5123210000 | Sensor Temp Contact STC110-200 | 21.9
5123212000 | 5123212000 | SENSOR TEMP CONTACT STC110-400 | 24.5
5123214000 | 5123214000 | Sensor Temp Contact STC120 | 31.7
5123218010 | 5123218010 | Sensor Temp Contact STC50 | 27.6
5123220000 | 5123220000 | SENSOR TEMP CONTACT STC510-200 | 19.7
5123246000 | 5123246000 | Sensor temp outdoor STO200 | 35.5
5123302000 | 5123302000 | Sensor Temp Imer. STX120-200 | 19
5123304000 | 5123304000 | Sensor Temp Imer. STX120-400 | 23
5123306000 | 5123306000 | Sensor Temp Coil STX122-250 | 51.8
5123308000 | 5123308000 | Sensor Temp Coil STX122-400 | 59.7
5123310000 | 5123310000 | Sensor Temp Ground STX140 | 175.8
5123320000 | 5123320000 | SENSOR TEMP IMER. STX520-200 | 19
5123322000 | 5123322000 | SENSOR TEMP DUCT STD501-150 | 21.5
5126000000 | 5126000000 | Drayton Outdoor Sensor STO600D | 45.2
5126010000 | 5126010000 | Drayton Water Temp Sensor STP600D | 34.8
5126020000 | 5126020000 | Drayton Surface Contact STC600D | 28.4
5126030000 | 5126030000 | SENSOR TEMP DUCT TELESC STD660 | 55.3
5126040000 | 5126040000 | SENSOR TEMP DUCT STD670 | 24.4
5126050000 | 5126050000 | Sensor Temp Solar SSO600 | 69.2
5126060000 | 5126060000 | SENSOR TEMP OUTDOOR STO600 | 38.3
5126070000 | 5126070000 | SENSOR TEMP CONTACT STC600 | 28.4
5126080000 | 5126080000 | SENSOR TEMP DUCT TELESC STP660 | 51.5
5126090000 | 5126090000 | Pipe Temperature Sensor Fast STP620 | 51.6
5127000000 | 5127000000 | STT903 Frost Stat A 6m | 103.7
5127010000 | 5127010000 | STT901 Frost Stat A 1,8m | 98.5
5127020000 | 5127020000 | STT902 Frost Stat A 3m | 94
5127030000 | 5127030000 | STT904 Frost Stat A 12m | 135.2
5127040000 | 5127040000 | STT900 Frost Stat A 0,6m | 112
5127050000 | 5127050000 | STT913 Frost Stat M 6m | 131.4
5127060000 | 5127060000 | STT911 Frost Stat M 1,8m | 127.5
5127070000 | 5127070000 | STT912 Frost Stat M 3m | 119.8
5127080000 | 5127080000 | STT914 Frost Stat M 12m | 164.2
5127090000 | 5127090000 | STT910 Frost Stat M 0,6m | 131.4
5141100010 | 5141100010 | SENSOR TEMP EXTERIOR STO100 | 35.5
5141104010 | 5141104010 | Sensor temp outdoor STO500 | 35.3
5152300000 | 5152300000 | Sensor SCD110 CO2 Temp NTC Vista | 476.9
5152302000 | 5152302000 | Sensor SCD110-D CO2 Temp NTC Vista Di | 626
5152304000 | 5152304000 | Sensor SCD110-H,CO2, Temp NTC Vista, HR | 498.6
5152306000 | 5152306000 | SCD110-D-H Sens. cond. CO2-Temp-HR-LCD | 660.1
5152308000 | 5152308000 | Sensor SCD210 CO2 Temp NTC Inet | 511.8
5152316000 | 5152316000 | Sensor SCD510,CO2,Temp NTC Continuum | 476.9
5152320000 | 5152320000 | Sensor SCD510-H CO2 Temp NTC Continuum | 548.4
5152322000 | 5152322000 | Sensor SCD510-H,CO2,Temp NTC Continuum,H | 660.1
5152400000 | 5152400000 | SCR110 Sens. ambiente CO2-Temp | 342.5
5152402000 | 5152402000 | Sensor SCR110-H CO2 Temp NTC Vista HR | 448.3
5152408000 | 5152408000 | Sensor SCR510,CO2,Temp NTC Continuum | 342.5
5152410000 | 5152410000 | Sensor SCR510-H CO2 Temp NTC Continuum | 452.9
5152420000 | 5152420000 | Sensor SCR110B, CO2, Temp NTC Vista, No | 342.5
5152422000 | 5152422000 | Sensor SCR110B-H-CO2- Temp Vista- HR Bla | 448.4
5152430000 | 5152430000 | Sensor SCR510B-H, CO2, Temp Cont,HR,No | 452.9
5211010010 | 5211010010 | termostato habitacion EGF 1 | 87.1
5515010063 | 5515010063 | Sensor aire velocidad GV 63 | 100.9
5515010080 | 5515010080 | Sensor aire velocidad GV 80 | 91.6
5515010100 | 5515010100 | Sensor aire velocidad GV 100 | 88.5
5515010125 | 5515010125 | Sensor aire velocidad GV 125 | 87.7
5515010150 | 5515010150 | Sensor aire velocidad GV 150 | 93.7
5515010175 | 5515010175 | Sensor aire velocidad GV 175 | 108
5515010200 | 5515010200 | Sensor aire velocidad GV 200 | 100.3
5515010250 | 5515010250 | Sensor aire velocidad GV 250 | 106.9
5515010315 | 5515010315 | Sensor aire velocidad GV 315 | 122.6
5515010400 | 5515010400 | Sensor aire velocidad GV 400 | 122.6
6551001000 | 6551001000 | Termometro M-103iT/K-40/+60oC | 26.2
6552000000 | 6552000000 | DPG/PS Press Gauge w.Pr.switch | 166.5
6552047000 | 6552047000 | Dif/pr.Agua0-0.5bar907001161 | 508.6
6552048000 | 6552048000 | Dif/pr.Agua0-1bar912001161 | 508.6
6552049000 | 6552049000 | Dif/pr.Agua0-1.6bar914001161 | 508.6
6552050000 | 6552050000 | Dif/pr.Agua0-2.5bar916002161 | 508.6
6552051000 | 6552051000 | Dif/pr.Agua0-4bar 918001161 | 508.6
6552052000 | 6552052000 | Dif/pr.Agua0-6bar 919001161 | 508.6
6552053000 | 6552053000 | Dif/pr.Agua0-10bar930001161 | 508.6
6552054000 | 6552054000 | Dif/pr.Agua0-16bar931001161 | 508.6
6552059000 | 6552059000 | Dif.Pr.Agua.0-0.5b di907001161 | 791.5
6552060000 | 6552060000 | Dif/Pr.Agua0-1bar di912001161 | 870.7
6552061000 | 6552061000 | Dif/Pr.Agua.0-1.6b di914001161 | 870.7
6552063000 | 6552063000 | Dif/pr.Agua0-4b di918001161 | 791.5
6552064000 | 6552064000 | Dif/pr.Agua0-6b di919001161 | 791.5
6552065000 | 6552065000 | Dif/Pr.Agua.0-10b di930001161 | 791.5
6553007000 | 6553007000 | Control unit ABAV-S3 230v | 227.7
6553014000 | 6553014000 | Detector humos ST-P-DA | 170.6
6553028000 | 6553028000 | Smokedetector UG-3-O | 234.1
6553034000 | 6553034000 | Smoke detector UG-3-A4O | 362.7
6553041000 | 6553041000 | ST-P-DAi modulo Detector humos | 156.3
6553047000 | 6553047000 | NSAOS/i Detector humos | 268.6
6553048000 | 6553048000 | STB-4-SE base f.smokedet.f.cei | 21.8
6553049000 | 6553049000 | UG-MB-mounting bracket | 39.4
6553055000 | 6553055000 | presencia sensor 24vac Roofmount | 158.7
6553064000 | 6553064000 | aSENSE m III-K CO&CO2 Combi | 1128.3
6553065000 | 6553065000 | Venturipipe VR-1.5M | 60.9
6553066000 | 6553066000 | Venturipipe VR-2.8M | 108.5
6553070000 | 6553070000 | PIRTFT550B Presence Sensor 24V/3A | 110.6
6559015000 | 6559015000 | Sensor habitacion CO2 aSENSE | 524.7
6559016000 | 6559016000 | Sensor habitacion CO2 aSENSE-Display | 595.1
7210702000 | 7210702000 | valvula 2vias zona VZ22/15/0.16 | 39
7210706000 | 7210706000 | valvula 2vias zona VZ22/15/0.25 | 39
7210710000 | 7210710000 | valvula 2vias zona VZ22/15/0.4 | 39
7210714000 | 7210714000 | valvula 2vias zona VZ22/15/0.63 | 39
7210718000 | 7210718000 | valvula 2vias zona VZ22/15/1 | 36.8
7210722000 | 7210722000 | valvula 2vias zona VZ22/15/1.6 | 39
7210726000 | 7210726000 | valvula 2vias zona VZ22/20/2.5 | 61.5
7210730000 | 7210730000 | valvula 2vias zona VZ22/20/4 | 62.7
7211116000 | 7211116000 | valvula 2vias Flange V211/15/1.6 | 192.7
7211120000 | 7211120000 | valvula 2vias Flange V211/15/2.5 | 196.5
7211124000 | 7211124000 | valvula 2vias Flange V211/15/4 | 196.5
7211128000 | 7211128000 | valvula 2vias Flange V211/20/6.3 | 229.9
7211132000 | 7211132000 | valvula 2vias Flange V211/25/10 | 262.6
7211136000 | 7211136000 | valvula 2vias Flange V211/32/16 | 295.4
7211140000 | 7211140000 | valvula 2vias Flange V211/40/25 | 321.1
7211144000 | 7211144000 | valvula 2vias Flange V211/50/38 | 381.3
7211236000 | 7211236000 | valvula 2vias Flange V212/32/16 | 537.9
7211240000 | 7211240000 | valvula 2vias Flange V212/40/25 | 556.6
7211244000 | 7211244000 | valvula 2vias Flange V212/50/38 | 579.4
7211716000 | 7211716000 | valvula 2vias Thread V211T/15/1.6 | 114.9
7211720000 | 7211720000 | valvula 2vias Thread V211T/15/2.5 | 114.9
7211724000 | 7211724000 | valvula 2vias Thread V211T/15/4 | 107.5
7211728000 | 7211728000 | valvula 2vias Thread V211T/20/6.3 | 116.1
7211732000 | 7211732000 | valvula 2vias Thread V211T/25/10 | 129
7211736000 | 7211736000 | valvula 2vias Thread V211T/32/16 | 168.5
7211740000 | 7211740000 | valvula 2vias Thread V211T/40/25 | 176.8
7211744000 | 7211744000 | valvula 2vias Thread V211T/50/38 | 251.5
7211832000 | 7211832000 | valvula 2vias Thread V212T/25/10 | 354.1
7211836000 | 7211836000 | valvula 2vias Thread V212T/32/16 | 380.7
7211840000 | 7211840000 | valvula 2vias Thread V212T/40/25 | 423.4
7211844000 | 7211844000 | valvula 2vias Thread V212T/50/38 | 513.9
7212254000 | 7212254000 | Valvula 2 vias PN 16 V222/65/63 | 661
7212258000 | 7212258000 | VALvula 2 vIAs PN 16 V222/80/100 | 837.3
7212262000 | 7212262000 | Valvula 2 vias PN 16 V222/100/160 | 1150.7
7212266000 | 7212266000 | Válvula 2 vías PN 16 V222/125/250 | 1453.4
7212270000 | 7212270000 | Válvula 2 vías PN 16 V222/150/350 | 1867
7213106000 | 7213106000 | valvula 2vias Flange V231/15/0.25 | 181.9
7213110000 | 7213110000 | valvula 2vias Flange V231/15/0.40 | 191
7213114000 | 7213114000 | valvula 2vias Flange V231/15/0.63 | 183.8
7213118000 | 7213118000 | valvula 2vias Flange V231/15/1.0 | 191
7213122000 | 7213122000 | valvula 2vias Flange V231/15/1.6 | 191
7213126000 | 7213126000 | valvula 2vias Flange V231/15/2.5 | 191.4
7213130000 | 7213130000 | valvula 2vias Flange V231/15/4.0 | 191
7213134000 | 7213134000 | valvula 2vias Flange V231/20/6.3 | 227.6
7213138000 | 7213138000 | valvula 2vias Flange V231/25/10 | 227.6
7213142000 | 7213142000 | valvula 2vias Flange V231/32/16 | 328.4
7213146000 | 7213146000 | valvula 2vias Flange V231/40/25 | 328.4
7213150000 | 7213150000 | valvula 2vias Flange V231/50/38 | 361.9
7213238000 | 7213238000 | valvula 2 vias Flange V232/25/10 | 387
7213242000 | 7213242000 | valvula 2 vias Flange V232/32/16 | 438.8
7213246000 | 7213246000 | valvula 2 vias Flange V232/40/25 | 545.9
7213250000 | 7213250000 | valvula 2 vias Flange V232/50/38 | 659.3
7214106000 | 7214106000 | valvula 2vias Thread V241/15/0.25 | 117.8
7214110000 | 7214110000 | valvula 2vias Thread V241/15/0.40 | 115
7214114000 | 7214114000 | valvula 2vias Thread V241/15/0.63 | 115
7214118000 | 7214118000 | valvula 2vias Thread V241/15/1.0 | 115
7214122000 | 7214122000 | valvula 2vias Thread V241/15/1.6 | 115
7214126000 | 7214126000 | valvula 2vias Thread V241/15/2.5 | 115
7214130000 | 7214130000 | valvula 2vias Thread V241/15/4.0 | 111.7
7214134000 | 7214134000 | valvula 2vias Thread V241/20/6.3 | 127.6
7214138000 | 7214138000 | valvula 2vias Thread V241/25/10 | 145.6
7214142000 | 7214142000 | valvula 2vias Thread V241/32/16 | 175.4
7214146000 | 7214146000 | valvula 2vias Thread V241/40/25 | 199.8
7214150000 | 7214150000 | valvula 2vias Thread V241/50/38 | 266.8
7219254000 | 7219254000 | VALvula 2 vIAs PN 25 V292/65/63 | 1420.1
7219258000 | 7219258000 | VALvula 2 vIAs PN 25 V292/80/100 | 1750.2
7219262000 | 7219262000 | VALvula 2 vIAs PN 25 V292/100/160 | 2196.7
7219266000 | 7219266000 | VALvula 2 vIAs PN 25 V292/125/250 | 2781.6
7310706000 | 7310706000 | valvula 3vias zona VZ32/15/0.25 | 62.9
7310710000 | 7310710000 | valvula 3vias zona VZ32/15/0.4 | 59.4
7310714000 | 7310714000 | valvula 3vias zona VZ32/15/0.63 | 62.9
7310718000 | 7310718000 | valvula 3vias zona VZ32/15/1 | 61.7
7310722000 | 7310722000 | valvula 3vias zona VZ32/15/1.6 | 58.8
7310726000 | 7310726000 | valvula 3vias zona VZ32/20/2.5 | 82.5
7310727000 | 7310727000 | valvula 3vias zona CO VZ32/20/2.5 | 100.2
7310730000 | 7310730000 | valvula 3vias zona VZ32/20/4 | 86.8
7310731000 | 7310731000 | valvula 3vias zona CO VZ32/20/4 | 100.2
7311117000 | 7311117000 | valvula 3vias Flange V311/15/1.6 | 207.3
7311121000 | 7311121000 | valvula 3vias Flange V311/15/2.5 | 207.3
7311125000 | 7311125000 | valvula 3vias Flange V311/15/4 | 207.3
7311129000 | 7311129000 | valvula 3vias Flange V311/20/6.3 | 228.7
7311133000 | 7311133000 | valvula 3vias Flange V311/25/10 | 261.5
7311137000 | 7311137000 | valvula 3vias Flange V311/32/16 | 294.3
7311141000 | 7311141000 | valvula 3vias Flange V311/40/25 | 353.8
7311145000 | 7311145000 | valvula 3vias Flange V311/50/38 | 359.5
7311717000 | 7311717000 | valvula 3vias Thread V311T/15/1.6 | 118.8
7311721000 | 7311721000 | valvula 3vias Thread V311T/15/2.5 | 123.9
7311725000 | 7311725000 | valvula 3vias Thread V311T/15/4 | 116.5
7311729000 | 7311729000 | valvula 3vias Thread V311T/20/6.3 | 127.7
7311733000 | 7311733000 | valvula 3vias Thread V311T/25/10 | 136.7
7311737000 | 7311737000 | valvula 3vias Thread V311T/32/16 | 166.5
7311741000 | 7311741000 | valvula 3vias Thread V311T/40/25 | 200.5
7311745000 | 7311745000 | valvula 3vias Thread V311T/50/38 | 261.5
7312153010 | 7312153010 | Válvula 3 vías V321/65/63 | 713.5
7312157010 | 7312157010 | Valvula 3 vias V321/80/100 | 802.8
7312161010 | 7312161010 | Valvula 3 vias V321/100/160 | 1059.1
7312165010 | 7312165010 | VALVULA 3 VIAS V321/125/220 | 2998.8
7312169010 | 7312169010 | VALVULA 3 VIAS V321/150/320 | 3617.5
7314121000 | 7314121000 | valvula 3vias Thread V341/15/1.6 | 132.6
7314125000 | 7314125000 | valvula 3vias Thread V341/15/2.5 | 130
7314129000 | 7314129000 | valvula 3vias Thread V341/15/4.0 | 132.6
7314133000 | 7314133000 | valvula 3vias Thread V341/20/6.3 | 142.6
7314137000 | 7314137000 | valvula 3vias Thread V341/25/10 | 157.4
7314141000 | 7314141000 | valvula 3vias Thread V341/32/16 | 188.4
7314145000 | 7314145000 | valvula 3vias Thread V341/40/25 | 210.9
7314149000 | 7314149000 | valvula 3vias Thread V341/50/38 | 270.8
7317039000 | 7317039000 | valvula 3vias Flan.VTRE-F DN 20 | 133.9
7317041000 | 7317041000 | valvula 3vias Flan.VTRE-F DN 25 | 140.2
7317045000 | 7317045000 | valvula 3vias Flan.VTRE-F DN 32 | 186.2
7317049000 | 7317049000 | valvula 3vias Flan.VTRE-F DN 40 | 195.3
7317053000 | 7317053000 | valvula 3vias Flan.VTRE-F DN 50 | 250.6
7317057000 | 7317057000 | valvula 3vias Flan.VTRE-F DN 65 | 360.9
7317061000 | 7317061000 | valvula 3vias Flan.VTRE-F DN 80 | 420.5
7317065000 | 7317065000 | valvula 3vias Flan.VTRE-F DN 100 | 527.1
7317067000 | 7317067000 | valvula 3vias Flan.VTRE-F DN 125 | 682
7317069000 | 7317069000 | valvula 3vias Flan.VTRE-F DN 150 | 899.4
7410706000 | 7410706000 | valvula 4vias zona VZ42/15/0.25 | 75.2
7410710000 | 7410710000 | valvula 4vias zona VZ42/15/0.4 | 69.2
7410714000 | 7410714000 | valvula 4vias zona VZ42/15/0.63 | 71.1
7410718000 | 7410718000 | valvula 4vias zona VZ42/15/1 | 70.4
7410722000 | 7410722000 | valvula 4vias zona VZ42/15/1.6 | 68.4
7410726000 | 7410726000 | valvula 4vias zona VZ42/20/2.5 | 99.5
7410730000 | 7410730000 | valvula 4vias zona VZ42/20/4 | 109.4
8455001000 | 8455001000 | Actuator Zone MZ20B-24 5,5mm | 76
8455003000 | 8455003000 | Actuator Zone MZ20B-230 5,5mm | 104.3
8455051000 | 8455051000 | Actuator Zone MZ20A 5,5mm | 154.9
8455052000 | 8455052000 | Actuator Zone MZ20A-R 5,5mm | 145.8
8455100000 | 8455100000 | actuador zona MZ 18A 6,5mm | 211
8455101000 | 8455101000 | actuador zona MZ 18B 6,5mm | 91.2
8455102000 | 8455102000 | actuador zona MZ 18L(LON)6,5mm | 302
8455111000 | 8455111000 | actuador zona MZ 09B 2,5mm | 86
8455112000 | 8455112000 | actuador zona MZ 09L(LON)2,5mm | 287.1
8600990000 | 8600990000 | Mounting kit EM9-VTRA | 89.6
8600991000 | 8600991000 | Mounting kit EM9-TRV | 91.3
8601010000 | 8601010000 | actuador valvula M9B/24 | 259.6
8601020000 | 8601020000 | actuador valvula M9B/230 | 259.6
8601100000 | 8601100000 | actuador valvula EM9/90 | 461.9
8601110000 | 8601110000 | actuador valvula EM9/180 | 461.9
8740003000 | 8740003000 | actuador Damper LF24 | 140.1
8750003000 | 8750003000 | actuador Damper LF230 | 201.6
8751001000 | 8751001000 | ACTUADOR DAMPER MD5B-230 | 85.8
8751003000 | 8751003000 | ACTUADOR DAMPER MD5B-230-S | 91.3
8751005000 | 8751005000 | ACTUADOR DAMPER MD5B-240 | 80.5
8751007000 | 8751007000 | ACTUADOR DAMPER MD5B-24-S | 102.6
8751009000 | 8751009000 | ACTUADOR DAMPER MD5A-24 | 132.3
8751011000 | 8751011000 | ACTUADOR DAMPER MD10B-230 | 108.4
8751015000 | 8751015000 | actuador Damper MD10B-24 | 98.6
8751019000 | 8751019000 | Actuador Damper MD10A-24 | 151.4
8751021000 | 8751021000 | ACTUADOR DAMPER MD20B-230 | 142.9
8751025000 | 8751025000 | ACTUADOR DAMPER MD20B-24 | 118.7
8751029000 | 8751029000 | actuador Damper MD20A-24 | 174.7
8751035000 | 8751035000 | ACTUADOR DAMPER MD40B-24 | 220.8
8751039000 | 8751039000 | ACTUADOR DAMPER MD40A-24 | 280.7
8770003000 | 8770003000 | actuador Damper LF24-SR | 201.6
8800104000 | 8800104000 | S2-Forta | 79.8
8800109000 | 8800109000 | FYH050 Stem heat TAC Forta | 132.1
8800118000 | 8800118000 | Forta M800-Landis&Gyr adapter | 55.8
8800124000 | 8800124000 | Linkage2 Forta-Satchwell L2SV | 159.8
8800125000 | 8800125000 | Forta M800-Danfoss adapter | 101.5
8800126000 | 8800126000 | Linkage M700-Satchwell L7SV | 289.1
8800129000 | 8800129000 | AG52 linkage - VSB, VMB, VSB_F | 56.3
8800210030 | 8800210030 | actuador valvula M310 | 331.2
8800211030 | 8800211030 | actuador valvula M310 S2 | 417.4
8800230030 | 8800230030 | Actuador valvula M400 | 190.9
8800231030 | 8800231030 | actuador valvula M400 S2 | 258.2
8800252000 | 8800252000 | Adapter DN15-V298 | 18.1
8800253000 | 8800253000 | Adapter DN15-V2XX/V3XX | 56.3
8800310030 | 8800310030 | actuador valvula M800 | 304.6
8800311030 | 8800311030 | ACTUADOR VALVULA M800 S2 | 344.3
8800430000 | 8800430000 | Actuator valve M700-SRSU | 460.3
8800431000 | 8800431000 | Actuator valve M700-S2-SRSU | 553.4
8800440000 | 8800440000 | Actuator valve M700-SRSD | 446.9
8800441000 | 8800441000 | Actuator valve M700-S2-SRSD | 542
8800451000 | 8800451000 | Actuator valve M1500-S2 | 477.7
8800460000 | 8800460000 | Actuator valve MV15B-230 | 549.2
8800462000 | 8800462000 | Actuator valve MV15B-24 | 549.2
8800469000 | 8800469000 | Switch S2-MV15B | 102.8
8800500000 | 8800500000 | M3000 Forta Actuator | 791.1
8800510000 | 8800510000 | M3000-S2 Forta Actuator | 836.2
8900104000 | 8900104000 | Actuador M22A-24V | 1252.9
8900106000 | 8900106000 | Actuador M22B-24V | 920.9
8900108000 | 8900108000 | Actuador M22B-24V-S2 | 994
8900110000 | 8900110000 | Actuador M22B-230V | 780.5
8900112000 | 8900112000 | Actuador M22B-230V-S2 | 878.1
8900204000 | 8900204000 | Actuador M50A-24V | 2103.7
8900206000 | 8900206000 | Actuador M50B-24V | 1891.9
8900208000 | 8900208000 | Actuador M50B-24V-S2 | 1975.2
8900210000 | 8900210000 | Actuador M50B-230V | 1514.7
9112070000 | 9112070000 | kit adaptador MZ Act.-VZx1valvula | 91.4
9112072000 | 9112072000 | kit adaptador MZ09-Markaryd MMA | 58.7
9112075000 | 9112075000 | kit adaptador MZ09-Danfoss RA | 14.9
9112076000 | 9112076000 | conexion solder VZx2 DN15 | 10.5
9112077000 | 9112077000 | conexion solder VZx2 DN20 | 10.5
9112078000 | 9112078000 | conexion thread VZx2 DN15 | 10.2
9112078010 | 9112078010 | conn, G1/2 to R3/8 10 pc pack | 51.6
9112079000 | 9112079000 | conexion thread VZx2 DN20 | 10.2
9112079010 | 9112079010 | conn, G3/4 to R1/2 10 pc pack | 58.3
9112080000 | 9112080000 | Adapter Flat-Conex VZ-DN15 | 13.9
9112081000 | 9112081000 | Adapter Flat-Conex VZ-DN20 | 17.5
9112082000 | 9112082000 | 15mm nut and olive 10pcs | 20.8
9112083000 | 9112083000 | 22mm nut and olive 10pcs | 29.7
9112100015 | 9112100015 | conexion std.set thread DN15 | 11
9112100020 | 9112100020 | conexion std.set thread DN20 | 12.6
9112100025 | 9112100025 | conexion std.set thread DN25 | 13.1
9112100032 | 9112100032 | conexion std.set thread DN32 | 17.6
9112100040 | 9112100040 | conexion std.set thread DN40 | 21.6
9112100050 | 9112100050 | conexion std.set thread DN50 | 30.7
9112101015 | 9112101015 | conexion std.set solder DN15 | 16.9
9112101020 | 9112101020 | conexion std.set solder DN20 | 20.1
9112101025 | 9112101025 | conexion std.set solder DN25 | 22.7
9112101032 | 9112101032 | conexion std.set solder DN32 | 33.6
9112101040 | 9112101040 | conexion std.set solder DN40 | 45.7
9112101050 | 9112101050 | conexion std.set solder DN50 | 67.7
9112102015 | 9112102015 | conexion std.set weld DN15 | 14.4
9112102020 | 9112102020 | conexion std.set weld DN20 | 19.1
9112102025 | 9112102025 | conexion std.set weld DN25 | 22.9
9112102032 | 9112102032 | conexion std.set weld DN32 | 28.6
9112102040 | 9112102040 | conexion std.set weld DN40 | 38
9112102050 | 9112102050 | conexion std.set weld DN50 | 45.6
9112103015 | 9112103015 | conexion spec.set threadDN15 | 16
9112103020 | 9112103020 | conexion spec.set threadDN20 | 18.1
9112103025 | 9112103025 | conexion spec.set threadDN25 | 22
9112103032 | 9112103032 | conexion spec.set threadDN32 | 31.6
9112103040 | 9112103040 | conexion spec.set threadDN40 | 36.8
9112103050 | 9112103050 | conexion spec.set threadDN50 | 50.4
9112104015 | 9112104015 | conexion spec.set solderDN15 | 21.9
9112104020 | 9112104020 | conexion spec.set solderDN20 | 28.8
9112104025 | 9112104025 | conexion spec.set solderDN25 | 32.5
9112104032 | 9112104032 | conexion spec.set solderDN32 | 46.5
9112104040 | 9112104040 | conexion spec.set solderDN40 | 63.4
9112104050 | 9112104050 | conexion spec.set solderDN50 | 78.9
9112105015 | 9112105015 | conexion spec.set weld DN15 | 22.8
9112105020 | 9112105020 | conexion spec.set weld DN20 | 31.2
9112105025 | 9112105025 | conexion spec.set weld DN25 | 38.8
9112105032 | 9112105032 | conexion spec.set weld DN32 | 54.6
9112105040 | 9112105040 | conexion spec.set weld DN40 | 57.4
9112105050 | 9112105050 | conexion spec.set weld DN50 | 68.2
9121040000 | 9121040000 | Pocket STP 50mm Brass | 8.9
9121041000 | 9121041000 | Pocket STP 100mm Brass | 8.7
9121042000 | 9121042000 | Pocket STP 150mm Brass | 9.4
9121043000 | 9121043000 | Pocket STP 200mm Brass | 10.1
9121044000 | 9121044000 | Pocket STP 250mm Brass | 10.4
9121045000 | 9121045000 | Pocket STP 300mm Brass | 11
9121046000 | 9121046000 | Pocket STP 400mm Brass | 11.6
9121050000 | 9121050000 | Pocket STP 50mm Stainl.steel | 17.7
9121051000 | 9121051000 | Pocket STP 100mm Stainl.steel | 19
9121052000 | 9121052000 | Pocket STP 150mm Stainl.steel | 20.4
9121053000 | 9121053000 | Pocket STP 200mm Stainl.steel | 21.4
9121054000 | 9121054000 | Pocket STP 250mm Stainl.steel | 24.1
9121055000 | 9121055000 | Pocket STP 300mm Stainl.steel | 24.2
9121056000 | 9121056000 | Pocket STP 400mm Stainl.steel | 27.2
9121058000 | 9121058000 | DWA0001 Brass pocket adaptor | 31.2
9121060000 | 9121060000 | DWA0002 POCKET 120mm ST.STEEL | 29.5
9121062000 | 9121062000 | Immersion brass pocket 200mm | 54.1
9121064000 | 9121064000 | DWA0004 pocket, 200mm, stainl.steel | 78.7
9121066000 | 9121066000 | Immersion brass pocket 120mm | 27.2
9141021000 | 9141021000 | KH8 Universal damper crank arm | 54.4
9141023010 | 9141023010 | AV8-25 Shaft extension | 49.1
9141045000 | 9141045000 | ZDB-LF Angle of rotation limit | 11.3
9141046000 | 9141046000 | ZG-MDSR-MD10/20SR flat e sideKit | 60.4
9141047000 | 9141047000 | Z-AF-AF MD.SR Mount.plate adap | 66.3
9141060000 | 9141060000 | Auxiliary switch MD-S1 | 60.9
9141061000 | 9141061000 | Auxiliary switch MD-S2 | 84.5
9141062000 | 9141062000 | Spindle clamp revers K-MD10 | 30.2
9141063000 | 9141063000 | Linkage damper ZG-MD20 | 64.3
9141070000 | 9141070000 | Linkage LMD/AR-MBF | 117.9
9141071000 | 9141071000 | Linkage LMD/AR-MB | 98.3
4600110 | 004600110 | Sensor temp habitacion STR100-W | 27.1
4600200 | 004600200 | Sensor temp habitacion STR101 | 53.3
4600300 | 004600300 | Sensor temp habitacion STR102 | 62.5
4600400 | 004600400 | Sensor temp habitacion STR104 | 68
4600500 | 004600500 | Sensor temp habitacion STR106 | 80.5
4600600 | 004600600 | Sensor temp habitacion STR107 | 80.5
4600700 | 004600700 | Sensor temp habitacion STR103 | 61.8
4600800 | 004600800 | Sensor temp room STR106-B | 80.5
4602800 | 004602800 | Sensor temp habitacion STR150 | 101
4603000 | 004603000 | Sensor temp habitacion STR200 | 27.6
4603200 | 004603200 | Sensor temp habitacion STR202 | 37.8
4603300 | 004603300 | Sensor temp habitacion STR250 | 85.2
4604000 | 004604000 | Drayton Room Sensor STR600D | 27
4604100 | 004604100 | ROOM SENSOR STR600 | 27.7
4604200 | 004604200 | ROOM SENSOR STR601 | 44.4
4604300 | 004604300 | ROOM SENSOR ADJ 10-30C STR602 | 49.7
4604400 | 004604400 | Modulo de Pared STR609 | 64.8
4604500 | 004604500 | ROOM SENSOR STR610 | 66.7
4604600 | 004604600 | ROOM SENSOR CONC 10-30C STR611 | 51.2
4604700 | 004604700 | ROOM SENSOR ADJ 10-30C STR612 | 51.2
4604800 | 004604800 | ROOM SENSOR ADJ+/-3C STR613 | 58.6
4604900 | 004604900 | Modulo de Pared STR614 | 33.4
4605000 | 004605000 | Modulo de pared LonWorks STR350 | 146.7
4606000 | 004606000 | Room sensor STR500 | 27.7
4606100 | 004606100 | Room sensor STR502 | 56.3
4606200 | 004606200 | Room sensor STR504 | 64.9
4700340 | 004700340 | SPD310-1000/1200/2500/5000Pa | 179.6
4700360 | 004700360 | SPD360-300/500/1000/2500Pa | 344.5
4701060 | 004701060 | Swich Pres Air SPD910-300Pa | 38.3
4701070 | 004701070 | Swich Pres Air SPD910-500Pa | 38.3
4701080 | 004701080 | Presostato Aire SPD910-1000Pa | 39
4701090 | 004701090 | Presostato Aire SPD910-2000Pa | 39
4701100 | 004701100 | SPP920-20mBar Diff Press Switch 6 to 20m | 211.2
4701110 | 004701110 | SPP920-60mBar Diff Press Switch 15 to 60 | 211.2
4701120 | 004701120 | SPP920-200mBar Diff Press Switch 40to 20 | 211.2
4701130 | 004701130 | SPP920-1Bar Diff Press Switch150to1000mb | 211.2
4701140 | 004701140 | SPP920-3Bar Diff Press Switch 1 to 3 bar | 211.2
4701150 | 004701150 | SPP920-5.5Bar Diff Press Switch 2.5to 5. | 211.2
4702020 | 004702020 | Sensor Pres Wet SPP110-100kPa | 267.4
4702040 | 004702040 | Sensor Pres Wet SPP110-250kPa | 267.4
4702060 | 004702060 | Sensor Pres Wet SPP110-600kPa | 267.4
4702080 | 004702080 | Sensor Pres Wet SPP110-1000kPa | 267.4
4702100 | 004702100 | Sensor Pres Wet SPP110-1600kPa | 267.4
4702120 | 004702120 | Sensor Pres Wet SPP110-2500kPa | 267.4
4702140 | 004702140 | Sensor Pres Wet SPP110-4000kPa | 267.4
6902321 | 006902321 | Sensor R Humid. Duct SHD100 | 261.7
6902331 | 006902331 | Sensor R Humid. Duct SHD100-T | 295.8
6902361 | 006902361 | Sensor R Humid.Out Door SHO100 | 299.4
6902371 | 006902371 | Sensor R Humid.Out Door SHO100-T | 302.9
6902381 | 006902381 | SENS RHUMID. DUCT SHD101-T5 | 295.8
6902401 | 006902401 | SENS HUMID. OUTDOOR SHO101-T5 | 322.1
6902411 | 006902411 | Sensor R Humid.Duct SHD101-T6 | 322.5
6902500 | 006902500 | Condensation Sensor SCP110 | 120.9
6902510 | 006902510 | Condensation Sensor SCC110 | 133.6
6903115 | 006903115 | Sensor R Humid.Room SHR110-T | 230.4
6903515 | 006903515 | Sensor R Humid.Room SHR510-T | 255.7
6903615 | 006903615 | Sensor R Humid.Room SHR110-T6 | 250.7
6920021 | 006920021 | SENS TEMP CONT STC300 -50/50 | 106.7
6920041 | 006920041 | SENS TEMP CONT STC300 0/100 | 106.7
6920061 | 006920061 | SENS TEMP CONT STC300 0/160 | 106.7
6920121 | 006920121 | SensTempDuct STD300-300 -50/50 | 130.8
6920141 | 006920141 | SensTempDuct STD300-300 0/100 | 124.6
6920221 | 006920221 | SENSTEMPPIPE STP300-100 -50/50 | 113
6920241 | 006920241 | SensTempPipe STP300-100 0/100 | 116.4
6920281 | 006920281 | SENSTEMPPIPE STP300-200 -50/50 | 115.6
6920301 | 006920301 | SensTempPipe STP300-200 0/100 | 115.6
6920321 | 006920321 | SensTempPipe STP300-200 0/160 | 116.2
6920341 | 006920341 | SENSTEMPPIPE STP300-300 -50/50 | 118.1
6920361 | 006920361 | SENSTEMPPIPE STP300-300 0/100 | 118.1
6920381 | 006920381 | SENSTEMPPIPE STP300-300 0/160 | 118.1
6920401 | 006920401 | SENSTEMPPIPE STP300-400 -50/50 | 119.8
6920421 | 006920421 | SENSTEMPPIPE STP300-400 0/100 | 119.8
6920441 | 006920441 | SENSTEMPPIPE STP300-400 0/160 | 119.8
6920501 | 006920501 | Sens Temp Outd STO300 -50/50 | 146.4
6920640 | 006920640 | Sens Lux Outd SLO 320 | 180.4
6920701 | 006920701 | SENSTMPAVDUC STD400-04 -50/50 | 285.6
6920721 | 006920721 | SENSTMPAVDCT STD400-30 0/100 | 285.6
6920741 | 006920741 | SENSTMPAVDUC STD400-30 -50/50 | 287.1
6920761 | 006920761 | SENSTMPAVDCT STD400-60 0/100 | 368.8
6920781 | 006920781 | SENSTMPAVDCT STD400-60 -50/50 | 368.8
6920841 | 006920841 | SensTmpAvDct STD410-04 0/100 | 285.6
6920861 | 006920861 | SENSTMPAVDUC STD410-04 -50/50 | 285.6
6920881 | 006920881 | SENSTMPAVDCT STD410-30 0/100 | 285.6
6920901 | 006920901 | SENSTMPAVDUC STD410-30 -50/50 | 285.6
6920921 | 006920921 | SENSTMPAVDCT STD410-60 0/100 | 368.8
6922000 | 006922000 | STR300 Transmissor Temp Mural 4-20mA IP2 | 118.3
0617-9-413 | 0617-9-413 | VALVE RECONDITION.KIT (2) | 175.6
0618-9-511 | 0618-9-511 | VALVE RECONDITION.KIT (3) | 284.3
0626-9-204 | 0626-9-204 | REPLACEMENT GLAND KIT & GREASE | 87
0626-9-310 | 0626-9-310 | GLAND KIT | 114.8
0626-9-311 | 0626-9-311 | GLAND KIT | 137.8
804202000 | 0804202000 | Casing 2-modulo Spare | Descontinuado
805098005 | 0805098005 | Gasket VTRE-F/UF -65 Spare | 29.7
805099005 | 0805099005 | Gasket VTRE-F/UF 80-150 Spare | 34.4
805665005 | 0805665005 | Recond kit VTRE-F/UF 65 Spare | 406
805666005 | 0805666005 | Recond kit VTRE-F/UF 80 Spare | 570.7
805669005 | 0805669005 | Recond kit VTRE-F/UF 150 Spare | 1148.7
0C-TMRZFT007 | 0C-TMRZFT007 | GAL > 500 - 900 KVA / 1 DAY STD FAT | 6258.33
0C-TMRZFT008 | 0C-TMRZFT008 | GAL > 500 - 900 KVA / ADD UNIT FAT | Sob Consulta
0C-TMRZFT010 | 0C-TMRZFT010 | EXTRA UNIT FAT | 1141.67
0C-TMRZFT012 | 0C-TMRZFT012 | EXTRA UNIT FAT | 2750
0C-TMRZFT015 | 0C-TMRZFT015 | EXTRA UNIT FAT | Sob Consulta
0C-TMRZFT030 | 0C-TMRZFT030 | G3500 / 1 DAY STD FAT | 3200
0C-TMRZFT032 | 0C-TMRZFT032 | G5000 / 1 DAY STD FAT | 3225
0C-TMRZFT033 | 0C-TMRZFT033 | G5000 / ADD UNIT FAT | 1833.33
0C-TMRZFT034 | 0C-TMRZFT034 | G6000/ 1 DAY STD FAT | 4333.33
0C-TMRZFT035 | 0C-TMRZFT035 | G6000 / ADD UNIT FAT | 2958.33
0C-TMRZFT036 | 0C-TMRZFT036 | G7000 / 1 DAY STD FAT | 4208.33
0C-TMRZFT037 | 0C-TMRZFT037 | G7000 ADD UNIT FAT | 2625
0C-TMRZFT038 | 0C-TMRZFT038 | GPW / 1 DAY STD FAT | 3491.67
0C-TMRZFT039 | 0C-TMRZFT039 | GPW / ADD UNIT FAT | 2158.33
0C-TMRZFT040 | 0C-TMRZFT040 | G9000 / 1 DAY STD FAT | 5100
0C-TMRZFT041 | 0C-TMRZFT041 | G9000 / ADD UNIT FAT | 3733.33
0C-TMRZFT044 | 0C-TMRZFT044 | **SYM PX / 1 DAY STD FAT | 5175
0C-TMRZFT045 | 0C-TMRZFT045 | SYM PX / ADD UNIT FAT | 3166.67
0C-TMRZFT046 | 0C-TMRZFT046 | SYM MW / 1 DAY STD FAT | 18492.86
0C-TMRZFT048 | 0C-TMRZFT048 | STATIC SWITCH 1 DAY STD FAT | 5283.33
0C-TMRZFT049 | 0C-TMRZFT049 | STATIC SWITCH / ADD UNIT FAT | 3291.67
0C-TMRZFT050 | 0C-TMRZFT050 | UPSILON STS<=630A/1DAY STD FAT | 4825
0C-TMRZFT051 | 0C-TMRZFT051 | UPSILON STS<=630A/ADD UNIT FAT | 1610
0C-TMRZFT052 | 0C-TMRZFT052 | AUX FAT BYPASS FILTER TFO | 2241.67
0C-TMRZFT053 | 0C-TMRZFT053 | ADDITIONAL FAT DAY | 2241.67
0C-TMRZFT054 | 0C-TMRZFT054 | ADDITIONAL FAT DAY FOR PX & MW | 4058.33
0G-0901642 | 0G-0901642 | **GENERIC FRAME WITH SSW ASSY 1MVA EMEA | Sob Consulta
0G-0901644 | 0G-0901644 | **GENERIC FRAME WITH IN/OUT CONN 1MVA EM | Sob Consulta
0G-0901645 | 0G-0901645 | GENERIC FRAME WITH INV MODULS 800KVA EME | Sob Consulta
0G-0901646 | 0G-0901646 | **GENERIC FRAME WITH INV MODULS 1MVA EME | Sob Consulta
0G-1006 | 0G-1006 | **GEN FRAME EXT SSW 1MVA TOP EMEA | Sob Consulta
0G-1009 | 0G-1009 | **GEN FRAME EXT SSW 2MVA BOTTOM EMEA | Sob Consulta
0G-1031 | 0G-1031 | GEN ASSY INV 600 KVA EMEA | Sob Consulta
0G-1032 | 0G-1032 | **GEN SSW IN/OUT 600 KVA EMEA | Sob Consulta
0G-1083 | 0G-1083 | **GEN ASSY IN/OUT SSW 1.2 MW EMEA | Sob Consulta
0G-1084 | 0G-1084 | **GEN ASSY IN/OUT SSW 1.4 MW EMEA | Sob Consulta
0G-9342 | 0G-9342 | **SYMMETRA MW 3 X ASSY MAINS SSW EMEA | Sob Consulta
0G-G7TM300S | 0G-G7TM300S | **300KVA MODULAR UPS + STD PANEL | Sob Consulta
0G-G7TM400S | 0G-G7TM400S | **400KVA MODULAR UPS + STD PANEL | Sob Consulta
0G-G7TM500S | 0G-G7TM500S | **500KVA MODULAR UPS + STD PANEL | Sob Consulta
0G-G7TP300S | 0G-G7TP300S | **300KVA // POWER EXTENTION + STD PANEL | Sob Consulta
0G-G7TP400S | 0G-G7TP400S | **400KVA // POWER EXTENSION + STD PANEL | Sob Consulta
0G-G7TP500S | 0G-G7TP500S | **500KVA // POWER EXTENSION + STD PANEL | Sob Consulta
0G-G9TM800S | 0G-G9TM800S | **800 KVA 380-400V MODULAR + 12 PULSES | Sob Consulta
0G-G9TP800S | 0G-G9TP800S | **800 KVA 380-400V PARALLEL + 12 PULSES | Sob Consulta
0M-0213-021 | 0M-0213-021 | CORDSET 2.5MM 3W IEC309R 6.4M | 125
0M-0897 | 0M-0897 | ASSY HARDWARE IR17-IR17 CEILING KIT | 38.48
0M-1304 | 0M-1304 | S/A CKT BRKR 1P 16A ABB IEC497 | 96.67
0M-1705 | 0M-1705 | S/A TESTED BRK 1P 32A ABB SMISS | 116.67
0M-2196 | 0M-2196 | **ACCESSORY KIT 1 - 2MVA EXT SSW | Sob Consulta
0M-2322-033 | 0M-2322-033 | CORDSET 4.0MM 3W W/32A IEC309R 33 FT | 155
0M-3408 | 0M-3408 | **KIT ACCESSORY 2 - 1 MVA EMEA | Sob Consulta
0M-4137 | 0M-4137 | ACCESSORY KIT 1 - 1 MVA | Sob Consulta
0M-4713 | 0M-4713 | S/A TESTED BRKR 3P 32A 230V ABB SMISS | 208.33
0M-5042 | 0M-5042 | **ACCESSORY KIT 600KVA | Sob Consulta
0M-5371 | 0M-5371 | SET OF AIR FILTER 1000KVA SYM MW | Sob Consulta
0M-5372 | 0M-5372 | SET OF AIR FILTER 1200KVA SYM MW | Sob Consulta
0M-5373 | 0M-5373 | **SET OF AIR FILTER 1400KVA SYM MW | Sob Consulta
0M-5375 | 0M-5375 | SET OF AIR FILTER 1/2MVA EXT SSW SYM MW | Sob Consulta
0M-5378 | 0M-5378 | **SET OF AIR FILTER 600KVA SYM MW | Sob Consulta
0M-6474 | 0M-6474 | **KIT ACCESSORY 1 FOR 1.2 MW | Sob Consulta
0M-6475 | 0M-6475 | **KIT ACCESSORY 1 FOR 1.4 MW | Sob Consulta
0M-6476 | 0M-6476 | KIT ACCESSORY 2 FOR 1.2 MW | Sob Consulta
0M-6477 | 0M-6477 | **KIT ACCESSORY 2 FOR 1.4 MW | Sob Consulta
0M-G5TAB1 | 0M-G5TAB1 | EMPTY BATTERY CUBICLE 700 | 2383.33
0M-G5TAB2 | 0M-G5TAB2 | EMPTY BATTERY CUBICLE 1000 | 3275
0M-G5TB100B10 | 0M-G5TB100B10 | GALAXY 5000 100KVA BAT CAB 10MN MGE | 12524.79
0M-G5TB100B15 | 0M-G5TB100B15 | G5000 BATT 100 KVA T3 | 13466.64
0M-G5TB100B30 | 0M-G5TB100B30 | G5000 BATT 100KVA T4CAB 1X700-1X1000 | 24035.29
0M-G5TB40B30 | 0M-G5TB40B30 | G5000 BATT 40KVA T4CAB 700 | 11483.33
0M-G5TB80B15 | 0M-G5TB80B15 | G5000 BATT 80KVA T3CAB 1000 | 12488.57
0M-G5TD100B1 | 0M-G5TD100B1 | MGE GALAXY 5000 BATT CB BOX 100KVA 10 | 1188.33
0M-G5TD100K1 | 0M-G5TD100K1 | MGE GALAXY 5000 BATT CB KIT 100KVA 10MN | 996.67
0M-G5TD120K1 | 0M-G5TD120K1 | MGE GALAXY 5000 BATT CB KIT 120KVA 10 MN | 1056.67
0M-G5TD120K2 | 0M-G5TD120K2 | MGE GALAXY 5000 BCB KIT 120KVA OVER 10MN | 3591.67
0M-G5TD40B2A | 0M-G5TD40B2A | MGE GALAXY 5000 BCB/ELM 40KVA OVER 10 MN | Sob Consulta
0M-G5TD60B2 | 0M-G5TD60B2 | MGE GALAXY 5000 BCB BOX 60KVA OVER 10 MN | 1218.33
0M-G5TD60B2A | 0M-G5TD60B2A | MGE GALAXY 5000 BCB/ELM 60KVA OVER 10 MN | Sob Consulta
0M-G5TD60K2 | 0M-G5TD60K2 | MGE GALAXY 5000 BCB KIT 60KVA OVER 10 MN | 1066.67
0M-G5TD80B2 | 0M-G5TD80B2 | MGE GALAXY 5000 BCB BOX 80KVA OVER 10 MN | 1338.33
0M-G5TD80K2 | 0M-G5TD80K2 | MGE GALAXY 5000 BCB KIT 80 KVA | 1128.33
0M-G5TGOPT006 | 0M-G5TGOPT006 | MGE G5000-5500 IP32 PACK | 520
0M-G5TM100H | 0M-G5TM100H | MGE GALAXY 5000 100KVA 400V PARALLEL | 16225
0M-G5TM40HB15 | 0M-G5TM40HB15 | MGE G5000 MODULAR 40KVA 400V T3 BACKUPIN | 18383.33
0M-G5TM60H | 0M-G5TM60H | MGE GALAXY 5000 60KVA 400V PARALLEL | 12508.33
0M-G5TM60HB10 | 0M-G5TM60HB10 | MGE G5000 MODULAR 60KVA 400V T2 BACKUPIN | 19958.33
0M-G5TM80H | 0M-G5TM80H | MGE GALAXY 5000 80 KVA 400 V | 15575
0M-G5TU120H | 0M-G5TU120H | MGE GALAXY 5000 120KVA 400V | 17650
0M-G5TU40H | 0M-G5TU40H | MGE GALAXY 5000 40KVA 400V | 11458.33
0M-G5TU40HB15 | 0M-G5TU40HB15 | MGE G5000 SINGLE 40KVA 400V | 17183.33
0M-G5TU60H | 0M-G5TU60H | MGE GALAXY 5000 60KVA 400V UNITARY | 12408.33
0M-G5TU60HB10 | 0M-G5TU60HB10 | MGE G5000 SINGLE 60KVA 400V T2 BACKUP IN | 19091.67
0M-G5TU60HB5 | 0M-G5TU60HB5 | MGE G5000 SINGLE 60KVA 400V T1 BACKUP IN | 16991.67
0M-G5TU80H | 0M-G5TU80H | MGE GALAXY 5000 80KVA 400V | 15100
0M-G7TAB1 | 0M-G7TAB1 | EMPTY BATT CUBICLE 4 SHELV 700 STD | 3008.33
0M-G7TAB2 | 0M-G7TAB2 | 0M-G7TAB2 Empty autonomy cubicle W1000m | 3508.33
0M-G7TAB3 | 0M-G7TAB3 | EMPTY BATT CUBICLE 5 SHELV1400 | 4591.67
0M-G7TD160B9 | 0M-G7TD160B9 | BATT CB BOX 160KVA NO ELM ALL RUNTIMES | Sob Consulta
0M-G7TD160K9 | 0M-G7TD160K9 | BATT CB KIT 160KVA ALL RUNTIMES | Sob Consulta
0M-G7TD200B9 | 0M-G7TD200B9 | BATT CB BOX 200KVA NO ELM ALL RUNTIMES | Sob Consulta
0M-G7TD200K9 | 0M-G7TD200K9 | Battery circuit breaker kit | Sob Consulta
0M-G7TD250B9 | 0M-G7TD250B9 | BATT CB BOX 250KVA NO ELM ALL RUNTIMES | Sob Consulta
0M-G7TD250K9 | 0M-G7TD250K9 | BATT CB KIT 250KVA ALL RUNTIMES | Sob Consulta
0M-G7TD300B5 | 0M-G7TD300B5 | BATT CB BOX 300KVA NO ELM | Sob Consulta
0M-G7TD300B5A | 0M-G7TD300B5A | BATT CB BOX 300KVA WITH ELM UP TO 15MN | Sob Consulta
0M-G7TD300B6 | 0M-G7TD300B6 | BATT CB BOX 300KVA NO ELM ABOVE 15MN | Sob Consulta
0M-G7TD300K5 | 0M-G7TD300K5 | DISJONCTEUR BATTERIE | Sob Consulta
0M-G7TD400B3 | 0M-G7TD400B3 | BATT CB BOX 400KVA NO ELM UP TO 5MN | Sob Consulta
0M-G7TD400B4 | 0M-G7TD400B4 | BATT CB BOX 400KVA NO ELM ABOVE 5MN | Sob Consulta
0M-G7TD400B4A | 0M-G7TD400B4A | BATT CB BOX 400KVA WITH ELM ABOVE 5MN | Sob Consulta
0M-G7TD400K3 | 0M-G7TD400K3 | BATT CB KIT UP TO 5MN 400 KVA | Sob Consulta
0M-G7TD500B9 | 0M-G7TD500B9 | BATT CB BOX 500KVA NO ELM ALL RUNTIMES | Sob Consulta
0M-G7TD500B9A | 0M-G7TD500B9A | BATT CB BOX 500KVA WITH ELM ALL RUNTIMES | Sob Consulta
0M-G7TH1200S | 0M-G7TH1200S | 1200KVA 380-415V EXTERNAL BYPASS 1400 | 17266.67
0M-G7TH800S | 0M-G7TH800S | 800KVA 380-415V EXTERNAL BYPASS 1000 | 9583.33
0M-G7TM160CS | 0M-G7TM160CS | ASSY 160KVA 380-415V INT PARALLEL UPS | Sob Consulta
0M-G7TM160S | 0M-G7TM160S | 160KVA 380-415V INT PARALLEL UPS | Sob Consulta
0M-G7TM200CS | 0M-G7TM200CS | ASSY 200KVA 380-415V INT PARALLEL UPS | Sob Consulta
0M-G7TM250CS | 0M-G7TM250CS | ASSY 250KVA 380-415V INT PARALLEL UPS | 40966.67
0M-G7TM300CS | 0M-G7TM300CS | ASSY 300 KVA 380-415V INT//UPS | 48308.33
0M-G7TM300S | 0M-G7TM300S | 300KVA 380-415V INT PARALLEL UPS | Sob Consulta
0M-G7TM400CS | 0M-G7TM400CS | ASSY 400KVA 380-415V INT PARALLEL UPS | 57858.33
0M-G7TM500CS | 0M-G7TM500CS | ASSY 500KVA 380-415V INT PARALLEL UPS | 72608.33
0M-G7TP500CS | 0M-G7TP500CS | ASSY 500KVA 380 415V PARALLEL POWER EXT | 68975
0M-G7TP500S | 0M-G7TP500S | 500KVA 380-415V PARALLEL POWER EXTENSION | Sob Consulta
0M-G7TS2000S | 0M-G7TS2000S | 380-415V STATIC BP SWITCH 2000KVA | Sob Consulta
0M-G7TU500S | 0M-G7TU500S | 500 KVA 380-415V UNITARY UPS | 95083.33
0M-G9TM800Q | 0M-G9TM800Q | 800 KVA 380-400V INT PARALLEL UPS | Sob Consulta
0M-GWTGOPT003 | 0M-GWTGOPT003 | PCBA FOR HARMONIC FILTER WITH CONTACTOR | 286.67
0M-STSU30HY4 | 0M-STSU30HY4 | UPSILON STS30 4POLE 380-415V 1400MM | 13800
0M-STSU30HZ4 | 0M-STSU30HZ4 | UPSILON STS30 4POLE 380-415V 1900MM | 14066.67
0M-STSU60HY4 | 0M-STSU60HY4 | UPSILON STS60 4POLE 380-415V 1400MM | 15133.33
0M-STSU60HZ4 | 0M-STSU60HZ4 | STS 60A 4 poles 380V - 400V | 15425
0M-SWEP120H | 0M-SWEP120H | PARALLEL UNIT 120A | 99999.99
0M-SWEU60H | 0M-SWEU60H | SINGLE UNIT 60A | Sob Consulta
0M-TMRAB001 | 0M-TMRAB001 | COFFRET SYNCHRO EXTERNE | 3808.33
0M-TMRAB002 | 0M-TMRAB002 | BOITIER TEMPERATURE MONITOR | 83.33
0M-TMRAB004 | 0M-TMRAB004 | LED BOX | Sob Consulta
0M-TMRAL009 | 0M-TMRAL009 | LIMANDES DE BOUCLES UPS Modulaire/UPS pa | 326.67
0M-TMRAL010 | 0M-TMRAL010 | LIMANDES DE BOUCLES UPS Modulaire/UPS pa | 521.67
0P4533B | 0P4533B | ASSY SBP CAN I/O FOR BV | 1391.04
0P-STSC122X1A | 0P-STSC122X1A | CONTROL BOARD UPCO-XS | Sob Consulta
1502B | 1502B | **KITSM100 MARFIM | Sob Consulta
1503B | 1503B | **INTERRUPTOR UNIPOLAR C/INDIC. LUMINO | Sob Consulta
21AS100CDZ00001 | 21AS100CDZ00001 | Uniflair ACCESSORIE: SERIAL LINE ADAP. | 601.67
21CO020CDZ00001 | 21CO020CDZ00001 | Uniflair CLOCK BOARD FOR Pco1 | 65
21SA020CDZ00001 | 21SA020CDZ00001 | Uniflair FLOODING DETECTOR + PINHOLE PRO | 136.67
30CAP0801P400001 | 30CAP0801P400001 | Aircooled Condenser CAP0801P (R410A) Mod | 3516.67
30CAP1011P400001 | 30CAP1011P400001 | Aircooled Condenser CAP1011P (R410A) | 3933.33
30CAP1301P400001 | 30CAP1301P400001 | Aircooled Condenser CAP1301P (R410A) MOD | 4808.33
30CAP1802P00001 | 30CAP1802P00001 | Aircooled Condenser R410a -mod. CAP1802 | 7741.67
31KG006CON00001 | 31KG006CON00001 | Uniflair Accessories Kit of Legs -mod.CA | 225
31KG008CON00001 | 31KG008CON00001 | Uniflair Accessories : Legs Kit -mod.CAL | 128.33
35KAL_60X40 | 35KAL_60X40 | Raised Floor 35KAL 60x40 | 99999.99
35KAL_60X60 | 35KAL_60X60 | Raised Floor 35KAL 60 x 60 | 99999.99
3827GY-10 | 3827GY-10 | APC CATEGORY 5 UTP 568B PATCH CABLE, GRE | 8
3827GY-100 | 3827GY-100 | APC CATEGORY 5 UTP 568B PATCH CABLE, GRE | 51.67
3827GY-15 | 3827GY-15 | APC CATEGORY 5 UTP 568B PATCH CABLE, GRE | 8
3827GY-20 | 3827GY-20 | APC CATEGORY 5 UTP 568B PATCH CABLE, GRE | 9.83
3827GY-25 | 3827GY-25 | APC CATEGORY 5 UTP 568B PATCH CABLE, GRE | 9.83
3827GY-30 | 3827GY-30 | APC CATEGORY 5 UTP 568B PATCH CABLE, GRE | 12.33
3827GY-35 | 3827GY-35 | APC CATEGORY 5 UTP 568B PATCH CABLE, GRE | 13.83
3827GY-40 | 3827GY-40 | APC CATEGORY 5 UTP 568B PATCH CABLE, GRE | 15.83
3827GY-5 | 3827GY-5 | APC CATEGORY 5 UTP 568B PATCH CABLE, GRE | 8
3827GY-50 | 3827GY-50 | APC CATEGORY 5 UTP 568B PATCH CABLE, GRE | 17.92
3827GY-75 | 3827GY-75 | APC CATEGORY 5 UTP 568B PATCH CABLE, GRE | 22.5
430-0081 | 430-0081 | XFMR UNIT DP340E/400V 0031028 | Sob Consulta
4321149AA | 4321149AA | **ETIQUETA D/DESIGNACAO | Sob Consulta
4686588 FA | 4686588 FA | **PORTA C - 1FILA - OP | Sob Consulta
4686589 FA | 4686589 FA | **PORTA C - 2FILA - OP | Sob Consulta
47136WH | 47136WH | APC RJ45F/RJ45F, WHITE, IN LINE COUPLER, | 13.17
57257F | 57257F | **PLANNING SOCLE 57257 | Sob Consulta
57258F | 57258F | **PLANNING SOCLE 57258 | Sob Consulta
6657/02 | 6657/02 | **VARIADOR LUZ GIRATOR.500W SM100 MARFIM | Sob Consulta
680-243-5 | 680-243-5 | Changeover Switch, color coded, 36p | 29.5
8431.18 | 8431.18 | KIT AUDIO FM P- TECTO FALSO BRANCO | 230.75
8441.18 | 8441.18 | ALTIFALANTE 2p 16 OHM BRANCO | 92.61
8712N | 8712N | DETECTOR AUTONOMO DE FUMO | 150.69
8910DP12V02 | 8910DP12V02 | CONT BIP SQD | 70.01
8910DPA42V14 | 8910DPA42V14 | CONT 40A DPA 24 V AC 2P SQD | 391.99
91KSCO220 | 91KSCO220 | Glue for pedestal base [pc] | 99999.99
91KSDA0012 | 91KSDA0012 | Pedestal head (bolt 130mm and nut) | 99999.99
91KSDA0020 | 91KSDA0020 | Pedestal head | 99999.99
91KSDB0160 | 91KSDB0160 | Pedestal base TR 160 +/-40mm (support | 99999.99
91KSDB0360 | 91KSDB0360 | TR Pedestal base H: 360mm | 99999.99
91KSED150 | 91KSED150 | Uni 8 M structure 150mm height /sqm | 99999.99
91KSED200 | 91KSED200 | STR BASE H.200 SUPPORTO FS PEDESTAL BASE | 99999.99
91KSED260 | 91KSED260 | Uni 8 M structure 260mm height /sqm | Sob Consulta
91KSED300 | 91KSED300 | Uni 8 M structure 300mm height /sqm | Sob Consulta
91KSED360 | 91KSED360 | technical floor structure 360mm height | 99999.99
91KSED365 | 91KSED365 | Uni 8 M structure 365mm height /sqm | 99999.99
91KSED460 | 91KSED460 | Uni 8 M structure 460mm height /sqm | Sob Consulta
91KSED660 | 91KSED660 | Uni 8 M structure 660mm height /sqm | 99999.99
91KSED740 | 91KSED740 | Uni 8 M structure 740mm height /sqm | Sob Consulta
91KSFA4120 | 91KSFA4120 | Pedestal Head h=100mm | 99999.99
91KSFD0240 | 91KSFD0240 | STR UniSP/FS2 BASE H.240 ZINCATA | 99999.99
91KSGS720 | 91KSGS720 | Antistatic gasket head h=40mm - h=150mm | 99999.99
91KSGT260 | 91KSGT260 | Antistatic gasket for stringers L, M | 99999.99
91KSTR830 | 91KSTR830 | Stringer type M with open section h=35mm | 99999.99
91KSVI011 | 91KSVI011 | Screw for stringers type L and M | 99999.99
9FAC002 | 9FAC002 | RAISED FLOOR | 108.33
9FAC003 | 9FAC003 | RAISED FLOOR | 25.42
9N30KLFL00LAJ | 9N30KLFL00LAJ | Raised Floor 30KFL | 99999.99
9N35KFV00LAJ | 9N35KFV00LAJ | Raised Floor 35KFV | 99999.99
9N40LAL00LAA | 9N40LAL00LAA | Raised Floor 40LAA | 99999.99
9N40LAL00LAJ | 9N40LAL00LAJ | PANEL 600x600 LAL | Sob Consulta
9N40LFL00L | 9N40LFL00L | PANNAUX 40LFL 60x60 | 99999.99
9N40LFL00LAJ | 9N40LFL00LAJ | Raised Floor 40LFL | Sob Consulta
9NMF40L00Z | 9NMF40L00Z | 40MM THICK COVERING HPLABET WALKPRINT | 99999.99
9NMR30L00Z | 9NMR30L00Z | PREFORATED PANEL 30MM THICK COVERING HPL | 99999.99
9NMR40L00Z | 9NMR40L00Z | 40MM THICK COVERING HPLABET WALKPRINT | 99999.99
A-11101 | A-11101 | CABO STP CAT 5E CAIXAS 305 MTS | 785.75
A-1203SH | A-1203SH | **TOMADA DE TV-FM 5 A 15 EM SERIE B | Sob Consulta
A-50050 | A-50050 | **OFERTA CONJUNTO FACAS | Sob Consulta
A-50100 | A-50100 | **KITSM100 BRANCO SANTOS E QUELHAS | Sob Consulta
A94421 | A94421 | Rack ATS, | 99999.99
A9A15096 | A9A15096 | iSW AUXILIAR OF | 27.3
A9A15151 | A9A15151 | SUPORTE DE BOTONEIRA 22,3DIAM | 7.4
A9A15152 | A9A15152 | SUPORTE DE BOTONEIRA UNIVERSAL | 6.94
A9A15212 | A9A15212 | TRANSF CAMPAINHA 16VA 8-12-24V | 83.07
A9A15213 | A9A15213 | TRANSF CAMPAINHA 4VA 12V | 54.28
A9A15215 | A9A15215 | TRANSF CAMPAINHA 25VA 12-24V | 87.43
A9A15216 | A9A15216 | TRANSFO CAMPAINHA 8VA 8VCA | 73.42
A9A15218 | A9A15218 | TRANSFO SEGURANCA 15VA 12-24VC | 112.21
A9A15219 | A9A15219 | TRANSFO SEGURANCA 25VA 12-24VC | 135.01
A9A15220 | A9A15220 | TRANSF SEG. 40VA 12-24V | 133.19
A9A15222 | A9A15222 | TRANSF SEG. 63VA 12-24V | 151
A9A15306 | A9A15306 | PC 16A 250V TIPO FRANCES 2P+-T | 26.89
A9A15307 | A9A15307 | TOMADA 2P+T-SINALIZADOR 250V - 10-16A | 51.68
A9A15310 | A9A15310 | TOMADA 2P+T 10-16A 250V SCHUKO | 19.39
A9A15322 | A9A15322 | BESOURO 220VCA | 20.59
A9A15323 | A9A15323 | BESOURO 12VCA | 25.99
A9A15393 | A9A15393 | RELE FRACA INTENS. RBN 1P 2A 2 | 147.22
A9A15416 | A9A15416 | RELE MUITO BAIXA TENSAO RTBT | 152.23
A9A15921 | A9A15921 | 20X TAPA-BORNES ICT 2P | 33.63
A9A15922 | A9A15922 | 20X TAPA-BORNES ICT 3-4P 25A | 29.19
A9A15923 | A9A15923 | 20X TAPA-BORNES ICT 3-4P 40-63A | 33
A9A19801 | A9A19801 | Contacto aux OF DDIF IC60 | 68.55
A9A19802 | A9A19802 | Cont aux SD DDIF IC60 | 81.95
A9A19803 | A9A19803 | Cont aux OF/SD DDIF IC60 | 100.6
A9A19804 | A9A19804 | C. aux OF/SD24 DDIF IC60 | 122.4
A9A19805 | A9A19805 | MX 110-400V DDIF IC60 | 135.55
A9A19806 | A9A19806 | MN 230V DDIF IC60 | 283.5
A9A26476 | A9A26476 | iMX 100-415VAC | 52.72
A9A26477 | A9A26477 | iMX 48VAC | 55.06
A9A26478 | A9A26478 | iMX 12-24VAC | 55.06
A9A26500 | A9A26500 | iMSU 230VAC +275V | 87.9
A9A26897 | A9A26897 | iOF+SD24 | 55.31
A9A26898 | A9A26898 | iOF+SD24 p/montagem inferior | 55.31
A9A26924 | A9A26924 | CONTACTO AUXILIAR IOF | 35.56
A9A26927 | A9A26927 | CONTACTO AUXILIAR ISD | 36.43
A9A26929 | A9A26929 | CONTACTO AUXILIAR IOF/SD+OF | 56.68
A9A26946 | A9A26946 | iMX+OF 100-415VAC | 59.32
A9A26947 | A9A26947 | iMX+OF 48VAC | 61.36
A9A26948 | A9A26948 | iMX+OF 12-24VAC | 59.32
A9A26959 | A9A26959 | iMN 115VAC | 90.78
A9A26960 | A9A26960 | iMN 220-240VAC | 76.17
A9A26961 | A9A26961 | iMN 48VAC | 72.25
A9A26963 | A9A26963 | iMNS 220-240VAC | 98.06
A9A26969 | A9A26969 | iMNX 220-240VAC | 101.86
A9A26970 | A9A26970 | DISPOSITIVO DE ENCRAV. 10UN | 16.49
A9A26971 | A9A26971 | iMNX 380-415VAC | 97.42
A9A26975 | A9A26975 | TAPA BORNES SELAVEL 1P | 11.81
A9A26976 | A9A26976 | TAPA BORNES SELAVEL 2P | 18.94
A9A26981 | A9A26981 | TAPA PARAFUSOS SELAVEL 2UN | 25.16
A9A26982 | A9A26982 | TAPA PARAFUSOS SELAVEL 20 UNID. | 42.69
A9A27001 | A9A27001 | SEP. INTER-POLOS C60-C120 10UN | 16.54
A9A27003 | A9A27003 | PLATINA DE SECCIONAMENTO VISIV | 42.77
A9A27005 | A9A27005 | PUNHO PROLONGADO DESACOPLAVEL | 82.6
A9A27006 | A9A27006 | ROTARY HANDLE IC60 / VERMELHO | 114.58
A9A27008 | A9A27008 | ADAPTER MECHANISM FOR ROTARY HANDLE | 114.58
A9A27052 | A9A27052 | SACOS 10 CLIPS ACTI9 | 5.8
A9A27062 | A9A27062 | INTERCALAR DE VENTILACAO 9MM (5unid) | 8.11
A9A27108 | A9A27108 | iMN 24VCA/CC | 103.97
A9C15030 | A9C15030 | CT+1P+N 20A 230V | 86.07
A9C15031 | A9C15031 | CT+1P+N 20A 230V COMANDO MANUAL | 144.85
A9C15032 | A9C15032 | TL+1P+N 16A 230V | 92.97
A9C15180 | A9C15180 | CT 2P 25A | 64.91
A9C15187 | A9C15187 | CT40 2P 25A | 63.33
A9C15188 | A9C15188 | CT40 C/COM MANUAL 2P 25A | 120.12
A9C15404 | A9C15404 | iATLC 24-240 VAC | 43.29
A9C15405 | A9C15405 | iATLS 24-240 VAC/VDC | 30.83
A9C15409 | A9C15409 | iATLC+S 24-240 VAC | 44.7
A9C15410 | A9C15410 | iATLC+C 24-240 VAC | 47.1
A9C15412 | A9C15412 | iATL4 230VAC 50-60HZ | 100.95
A9C15413 | A9C15413 | iATLZ 130-240 VAC | 23.56
A9C15414 | A9C15414 | iATLM 12-240 VAC 6-110 VDC | 36.23
A9C15415 | A9C15415 | CLIPS PARA TL(10 UNIDADES) | 9.93
A9C15419 | A9C15419 | iATET 24-240 VAC | 152.2
A9C15424 | A9C15424 | iATL24 | 112.16
A9C15504 | A9C15504 | TL40 1P 16A | 36.82
A9C15509 | A9C15509 | TL40 2P 16A | 59.87
A9C15906 | A9C15906 | CDSC MONO 4 CIRC 5-90A 240V | 527.99
A9C15908 | A9C15908 | CONT. DESLAST. CDS 5-90A 2 REL | 306.79
A9C15913 | A9C15913 | CONT. DESLAST. CDS 5-90A TRIFA | 640.8
A9C15914 | A9C15914 | iACTS 1NA+1NF | 48.01
A9C15915 | A9C15915 | iACTS 1 A-F | 40.26
A9C15916 | A9C15916 | iACTS 2NA | 41.91
A9C15919 | A9C15919 | iACTP 12-48 VAC | 65.12
A9C15920 | A9C15920 | iACTP 220-240 VAC | 50.17
A9C15924 | A9C15924 | iACT24 | 112.16
A9C18195 | A9C18195 | iMDU 24/48 VUC | 192.31
A9C18308 | A9C18308 | iACTC 230 VAC | 137.28
A9C18309 | A9C18309 | iACTC 24 VAC | 189.66
A9C20132 | A9C20132 | iCT25A 2NA 24/VAC 50HZ | 62.72
A9C20134 | A9C20134 | iCT25A 4NA 24/VAC 50HZ | 98.6
A9C20137 | A9C20137 | iCT25A 4NF 24/VAC 50HZ | 122.83
A9C20162 | A9C20162 | iCT63A 2NA 24/VAC 50HZ | 184.64
A9C20164 | A9C20164 | iCT63A 4NA 24/VAC 50HZ | 255.93
A9C20167 | A9C20167 | iCT63A 4NF 24/VAC 50HZ | 265.34
A9C20232 | A9C20232 | iCT25A 2NA 48/VAC 50HZ | 64.06
A9C20431 | A9C20431 | iCT25A 1NA 127/VAC 60HZ | 51.35
A9C20432 | A9C20432 | iCT25A 2NA 127/VAC 60HZ | 61.71
A9C20433 | A9C20433 | iCT25A 3NA 127/VAC 60HZ | 84.99
A9C20436 | A9C20436 | iCT25A 2NF 127/VAC 60HZ | 69.97
A9C20442 | A9C20442 | iCT40A 2NA 127/VAC 60HZ | 67.65
A9C20443 | A9C20443 | iCT40A 3NA 127/VAC 60HZ | 87.85
A9C20463 | A9C20463 | iCT63A 3NA 127/VAC 60HZ | 182.41
A9C20531 | A9C20531 | iCT25A 1NA 220/VAC 50HZ | 39.5
A9C20532 | A9C20532 | iCT25A 2NA 220/VAC 50HZ | 52.49
A9C20536 | A9C20536 | iCT25A 2NF 220/VAC 50HZ | 58.22
A9C20631 | A9C20631 | iCT25A 1NA 220/240VAC 60HZ | 53.24
A9C20632 | A9C20632 | iCT25A 2NA 220/240VAC 60HZ | 50.11
A9C20633 | A9C20633 | iCT25A 3NA 220/240VAC 60HZ | 63.88
A9C20636 | A9C20636 | iCT25A 2NF 220/240VAC 60HZ | 69.22
A9C20642 | A9C20642 | iCT40A 2NA 220/240VAC 60HZ | 75.17
A9C20643 | A9C20643 | iCT40A 3NA 220/240VAC 60HZ | 79.87
A9C20663 | A9C20663 | iCT63A 3NA 220/240VAC 60HZ | 119.8
A9C20731 | A9C20731 | iCT25A 1NA 230/240VAC 50HZ | 40.73
A9C20732 | A9C20732 | iCT25A 2NA 230/240VAC 50HZ | 50.11
A9C20736 | A9C20736 | iCT25A 2NF 230/240VAC 50HZ | 53.2
A9C20833 | A9C20833 | iCT25A 3NA 220/240VAC 50HZ | 64.68
A9C20834 | A9C20834 | iCT25A 4NA 220/240VAC 50HZ | 67.82
A9C20837 | A9C20837 | iCT25A 4NF 220/240VAC 50HZ | 79.31
A9C20838 | A9C20838 | iCT25A 2NA 2NF 220/240VAC 50HZ | 85.01
A9C20842 | A9C20842 | iCT40A 2NA 220/240VAC 50HZ | 82.83
A9C20843 | A9C20843 | iCT40A 3NA 220/240VAC 50HZ | 95.65
A9C20844 | A9C20844 | iCT40A 4NA 220/240VAC 50HZ | 117.92
A9C20847 | A9C20847 | iCT40A 4NF 220/240VAC 50HZ | 146.47
A9C20862 | A9C20862 | iCT63A 2NA 220/240VAC 50HZ | 150.42
A9C20863 | A9C20863 | iCT63A 3NA 220/240VAC 50HZ | 168.91
A9C20864 | A9C20864 | iCT63A 4NA 220/240VAC 50HZ | 175.76
A9C20867 | A9C20867 | iCT63A 4NF 220/240VAC 50HZ | 192.52
A9C20868 | A9C20868 | iCT63A 2NA 2NF 220/240VAC 50HZ | 214.81
A9C20869 | A9C20869 | iCT63A 3NA 1NF 220/240VAC 50HZ | 224.85
A9C20882 | A9C20882 | iCT100A 2NA 220/240VAC 50HZ | 450.85
A9C20884 | A9C20884 | iCT100A 4NA 220/240VAC 50HZ | 641.46
A9C21132 | A9C21132 | iCT25A 2NA 24/VAC 50HZ M.O. | 77.05
A9C21134 | A9C21134 | iCT25A 4NA 24/VAC 50HZ M.O. | 130.11
A9C21142 | A9C21142 | iCT40A 2NA 24/VAC 50HZ M.O. | 124.76
A9C21144 | A9C21144 | iCT40A 4NA 24/VAC 50HZ M.O. | 198.09
A9C21162 | A9C21162 | iCT63A 2NA 24/VAC 50HZ M.O. | 226.88
A9C21164 | A9C21164 | iCT63A 4NA 24/VAC 50HZ M.O. | 292.83
A9C21442 | A9C21442 | iCT40A 2NA 127/VAC 60HZ M.O. | 101.47
A9C21532 | A9C21532 | iCT25A 2NA 220/VAC 50HZ M.O. | 98.75
A9C21642 | A9C21642 | iCT40A 2NA 220/240VAC 60HZ M.O. | 148.93
A9C21732 | A9C21732 | iCT25A 2NA 230/240VAC 50HZ M.O. | 99.06
A9C21833 | A9C21833 | iCT25A 3NA 220/240VAC 50HZ M.O. | 148.3
A9C21834 | A9C21834 | iCT25A 4NA 220/240VAC 50HZ M.O. | 163.43
A9C21842 | A9C21842 | iCT40A 2NA 220/240VAC 50HZ M.O. | 154.34
A9C21843 | A9C21843 | iCT40A 3NA 220/240VAC 50HZ M.O. | 207.7
A9C21844 | A9C21844 | iCT40A 4NA 220/240VAC 50HZ M.O. | 195.3
A9C21862 | A9C21862 | iCT63A 2NA 220/240VAC 50HZ M.O. | 217.32
A9C21864 | A9C21864 | iCT63A 4NA 220/240VAC 50HZ M.O. | 217.32
A9C22011 | A9C22011 | iCT16A 1NA 12/VAC 50HZ | 39.21
A9C22012 | A9C22012 | iCT16A 2NA 12/VAC 50HZ | 65.35
A9C22015 | A9C22015 | iCT16A 1NA 1NF 12/VAC 50HZ | 68.63
A9C22111 | A9C22111 | iCT16A 1NA 24/VAC 50HZ | 55.67
A9C22112 | A9C22112 | iCT16A 2NA 24/VAC 50HZ | 58.8
A9C22114 | A9C22114 | iCT16A 4NA 24/VAC 50HZ | 97.43
A9C22115 | A9C22115 | iCT16A 1NA 1NF 24/VAC 50HZ | 66.04
A9C22415 | A9C22415 | iCT16A 1NA 1NF 127/VAC 60HZ | 70.69
A9C22511 | A9C22511 | iCT16A 1NA 220/VAC 50HZ | 48.18
A9C22512 | A9C22512 | iCT16A 2NA 220/VAC 50HZ | 53.59
A9C22515 | A9C22515 | iCT16A 1NA 1NF 220/VAC 50HZ | 57.43
A9C22615 | A9C22615 | iCT16A 1NA 1NF 220/240VAC 60HZ | 51.64
A9C22711 | A9C22711 | iCT16A 1NA 230/240VAC 50HZ | 48.18
A9C22712 | A9C22712 | iCT16A 2NA 230/240VAC 50HZ | 53.54
A9C22715 | A9C22715 | iCT16A 1NA 1NF 230/240VAC 50HZ | 57.39
A9C22722 | A9C22722 | iCT20A 2NA 230/240VAC 50HZ | 42.24
A9C22813 | A9C22813 | iCT16A 3NA 220/240VAC 50HZ | 63.53
A9C22814 | A9C22814 | iCT16A 4NA 220/240VAC 50HZ | 85.58
A9C22818 | A9C22818 | iCT16A 2NA 2NF 220/240VAC 50HZ | 91.69
A9C22824 | A9C22824 | iCT20A 4NA 220/240VAC 50HZ | 95.44
A9C23512 | A9C23512 | iCT16A 2NA 220/VAC 50HZ M.O. | 100.23
A9C23515 | A9C23515 | iCT16A 1NA 1NF 220/VAC 50HZ M.O. | 101.24
A9C23712 | A9C23712 | iCT16A 2NA 230/240VAC 50HZ M.O. | 93.22
A9C23715 | A9C23715 | iCT16A 1NA 1NF 230/240VAC 50HZ M.O. | 101.24
A9C30011 | A9C30011 | iTL16A 1NA 12VAC 50-60HZ 6VDC | 47.08
A9C30012 | A9C30012 | iTL16A 2NA 12VAC 50-60HZ 6VDC | 66.88
A9C30015 | A9C30015 | iTLI 16A 1NA 1NF 12VAC 50-60HZ 6VDC | 63.95
A9C30111 | A9C30111 | iTL16A 1NA 24VAC 50-60HZ 12VDC | 41.56
A9C30112 | A9C30112 | iTL16A 2NA 24VAC 50-60HZ 12VDC | 59.15
A9C30114 | A9C30114 | iTL16A 4NO 24VAC 50-60HZ 12VDC | 92.29
A9C30115 | A9C30115 | iTLI 16A 1NA 1NF 24VAC 50-60HZ 12VDC | 56.6
A9C30211 | A9C30211 | iTL16A 1NA 48VAC 24VDC 50-60H | 44.87
A9C30212 | A9C30212 | iTL16A 2NA 48VAC 50-60HZ 24VDC | 63.51
A9C30215 | A9C30215 | iTLI 16A 1NA 1NF 48VAC 50-60HZ 24VDC | 56.6
A9C30311 | A9C30311 | iTL16A 1NA 130VAC 48VDC 50-60H | 45.73
A9C30312 | A9C30312 | iTL16A 2NA 130VAC 50-60HZ 48VDC | 59.67
A9C30315 | A9C30315 | iTLI 16A 1NA 1NF 130VAC 50-60HZ 48VDC | 67.98
A9C30811 | A9C30811 | iTL16A 1NA 230VAC 110VDC 50-60H | 29.02
A9C30812 | A9C30812 | iTL16A 2NA 230VAC 50-60HZ 110VDC | 49.88
A9C30814 | A9C30814 | iTL16A 4NO 230VAC 50-60HZ 110VDC | 80.27
A9C30815 | A9C30815 | iTLI 16A 1NA 1NF 230VAC 50-60HZ 110VDC | 56.6
A9C30831 | A9C30831 | iTL 32A 1NA 230VAC 50-60HZ 110VDC | 40.26
A9C32016 | A9C32016 | iETL16A 2NA 12VAC 50-60HZ 6VDC | 64.33
A9C32111 | A9C32111 | iTLS 16A 1NA 24VAC 50-60HZ 12VDC | 77.46
A9C32116 | A9C32116 | iETL16A 2NA 24VAC 50-60HZ 12VDC | 68.82
A9C32211 | A9C32211 | iTLS 16A 1NA 48VAC 50-60HZ 24VDC | 83.52
A9C32216 | A9C32216 | iETL16A 2NA 48VAC 50-60HZ 24VDC | 64.33
A9C32316 | A9C32316 | iETL16A 2NA 130VAC 50-60HZ 48VDC | 64.33
A9C32811 | A9C32811 | iTLS 16A 1NA 230VAC 50-60HZ 110VDC | 78.63
A9C32816 | A9C32816 | iETL16A 2NA 230VAC 50-60HZ 110VDC | 62.82
A9C32836 | A9C32836 | iETL 32A 1NA 230VAC 50-60HZ 110VDC | 66.1
A9C33111 | A9C33111 | iTLC 16A 1NA 24VAC 50-60HZ | 77.28
A9C33211 | A9C33211 | iTLC 16A 1NA 48VAC 50-60HZ | 79.67
A9C33811 | A9C33811 | iTLC 16A 1NA 230VAC 50-60HZ | 79.68
A9C34811 | A9C34811 | iTLM 16A 1NA 230VAC 50-60HZ | 73.21
A9C61210 | A9C61210 | Reflex iC60N Ti24 10 A 2P curva B | 396.32
A9C61216 | A9C61216 | Reflex TI24 16A 2P B | 313.25
A9C61225 | A9C61225 | Reflex TI24 25A 2P B | 312.94
A9C61240 | A9C61240 | Reflex TI24 40A 2P B | 370.61
A9C61310 | A9C61310 | Reflex iC60N Ti24 10 A 3P curva B | 387.78
A9C61316 | A9C61316 | Reflex TI24 16A 3P B | 359.1
A9C61325 | A9C61325 | Reflex TI24 25A 3P B | 457.57
A9C61340 | A9C61340 | Reflex iC60N Ti24 40 A 3P curva B | 456.2
A9C61410 | A9C61410 | Reflex TI24 10A 4P B | 456.02
A9C61416 | A9C61416 | Reflex TI24 16A 4P B | 447.26
A9C61425 | A9C61425 | Reflex TI24 25A 4P B | 461.35
A9C61440 | A9C61440 | Reflex iC60N Ti24 40 A 4P curva B | 568.07
A9C62210 | A9C62210 | REFLEX iC60N TI24 10A 2P C | 285.46
A9C62216 | A9C62216 | REFLEX iC60N TI24 16A 2P C | 282.43
A9C62225 | A9C62225 | REFLEX TI24 25A 2P | 266.39
A9C62240 | A9C62240 | REFLEX iC60N TI24 40A 2P C | 330.93
A9C62310 | A9C62310 | REFLEX TI24 10A 3P | 314.64
A9C62316 | A9C62316 | REFLEX iC60N TI24 16A 3P C | 328.06
A9C62325 | A9C62325 | ACTI 9 REFLEX IC60N TI24 25 A 3P CURVE C | 418.02
A9C62340 | A9C62340 | ACTI 9 REFLEX IC60N TI24 40A 3P CURVE C | 397.27
A9C62410 | A9C62410 | REFLEX iC60N TI24 10A 4P C | 416.56
A9C62416 | A9C62416 | REFLEX iC60N TI24 16A 4P C | 399.4
A9C62425 | A9C62425 | REFLEX iC60N TI24 25A 4P C | 421.45
A9C62440 | A9C62440 | Reflex iC60N 40A 4P C c/ Int Ti24 | 494.7
A9C63210 | A9C63210 | Reflex TI24 10A 2P D | 299.31
A9C63216 | A9C63216 | Reflex TI24 16A 2P D | 293.31
A9C63225 | A9C63225 | Reflex iC60N Ti24 25 A 2P curva D | 388
A9C63310 | A9C63310 | Reflex TI24 10A 3P D | 346.13
A9C63316 | A9C63316 | Reflex TI24 16A 3P D | 336.24
A9C63325 | A9C63325 | Reflex TI24 25A 3P D | 428.45
A9C63410 | A9C63410 | Reflex TI24 10A 4P D | 427
A9C63416 | A9C63416 | Reflex TI24 16A 4P D | 418.8
A9C63425 | A9C63425 | Reflex iC60N Ti24 25 A 4P curva D | 483.97
A9C64210 | A9C64210 | Reflex H TI24 10A 2P B | 399.64
A9C64216 | A9C64216 | Reflex H TI24 16A 2P B | 400.62
A9C64225 | A9C64225 | Reflex H TI24 25A 2P B | 400.24
A9C64240 | A9C64240 | Reflex H TI24 40A 2P B | 473.99
A9C64310 | A9C64310 | Reflex H TI24 10A 3P B | 462.13
A9C64316 | A9C64316 | Reflex H TI24 16A 3P B | 459.26
A9C64325 | A9C64325 | Reflex H TI24 25A 3P B | 585.19
A9C64340 | A9C64340 | Reflex H TI24 40A 3P B | 543.68
A9C64410 | A9C64410 | Reflex H TI24 10A 4P B | 583.21
A9C64416 | A9C64416 | Reflex H TI24 16A 4P B | 572.02
A9C64425 | A9C64425 | Reflex H TI24 25A 4P B | 590.05
A9C64440 | A9C64440 | Reflex H TI24 40A 4P B | 676.99
A9C65210 | A9C65210 | Reflex H TI24 10A 2P | 387.99
A9C65216 | A9C65216 | Reflex H TI24 16A 2P | 380.17
A9C65225 | A9C65225 | Reflex H TI24 25A 2P | 388.58
A9C65240 | A9C65240 | Reflex H TI24 40A 2P | 449.8
A9C65310 | A9C65310 | Reflex H TI24 10A 3P | 438.11
A9C65316 | A9C65316 | Reflex H TI24 16A 3P | 425.63
A9C65325 | A9C65325 | Reflex H TI24 25A 3P | 542.34
A9C65340 | A9C65340 | Reflex H TI24 40 A 3P | 515.42
A9C65410 | A9C65410 | Reflex H TI24 10 A 4P | 530.17
A9C65416 | A9C65416 | Reflex H TI24 16 A 4P | 508.33
A9C65425 | A9C65425 | REFLEX IC60H TI24 25A 4P | 536.39
A9C65440 | A9C65440 | Reflex iC60H 40 A 4P curva C | 629.62
A9C66210 | A9C66210 | Reflex H TI24 10A 2P D | 408.83
A9C66216 | A9C66216 | Reflex H TI24 16A 2P D | 400.62
A9C66225 | A9C66225 | Reflex H TI24 25A 2P D | 391.25
A9C66310 | A9C66310 | Reflex H TI24 10A 3P D | 472.76
A9C66316 | A9C66316 | Reflex H TI24 16A 3P D | 459.26
A9C66325 | A9C66325 | Reflex H TI24 25A 3P D | 585.19
A9C66410 | A9C66410 | Reflex H TI24 10A 4P D | 583.21
A9C66416 | A9C66416 | Reflex H TI24 16A 4P D | 572.02
A9C66425 | A9C66425 | Reflex H TI24 25A 4P D | 576.78
A9C70112 | A9C70112 | RCA IC60 1-2P | 341.32
A9C70114 | A9C70114 | RCA IC60 3-4P | 401.77
A9C70122 | A9C70122 | RCA TI24 IC60 1-2P | 355.28
A9C70124 | A9C70124 | RCA TI24 3-4P | 462.06
A9C70132 | A9C70132 | ARA IC60 1-2P | 366.99
A9C70134 | A9C70134 | ARA IC60 3-4P | 403.69
A9C70342 | A9C70342 | ARA iID 1-2P 1Prog. | 354.52
A9C70344 | A9C70344 | ARA iID 3-4P 1PROG | 366.99
A9CR1225 | A9CR1225 | Acti9 RED 2P 25A 30mA A type | 293.75
A9CR1240 | A9CR1240 | Acti9 RED 2P 40A 30mA A type | 315.02
A9CR1263 | A9CR1263 | Acti9 RED 2P 63A 30mA A type | 354.58
A9CR4225 | A9CR4225 | Acti9 RED 2P 63A 30mA A type | 321.67
A9CR4240 | A9CR4240 | Acti9 REDs 2P 40A 30mA A type | 363.11
A9CR4263 | A9CR4263 | Acti9 REDs 2P 63A 30mA A type | 392.29
A9CR5225 | A9CR5225 | Acti9 REDs 2P 25A 300mA A type | 316.46
A9CR5240 | A9CR5240 | Acti9 REDs 2P 40A 300mA A type | 328.68
A9CR5263 | A9CR5263 | Acti9 REDs 2P 63A 300mA A type | 382.09
A9D31620 | A9D31620 | DISJ DIF 6kA 20A 30mA AC iDPN N | 100.61
A9D33616 | A9D33616 | DISJ DIF 6kA 16A 30mA SI iDPN N | 127.04
A9D50216 | A9D50216 | DDIF iC60 2P 6A 300mA10kA | 223.2
A9D50232 | A9D50232 | DDIF C60 2P 32A 300mA10kA | 186
A9D52410 | A9D52410 | D DIF iC60 4P 10A 300mA A | 325.5
A9D52416 | A9D52416 | D DIF iC60 4P 16A 300mA A | 310
A9D52420 | A9D52420 | D DIF iC60 4P 20A 300mA A | 325.5
A9D52425 | A9D52425 | D DIF iC60 4P 25A 300mA A | 359.6
A9D52432 | A9D52432 | D DIF iC60 4P 32A 300mA A | 372
A9D55410 | A9D55410 | DDIF iC60 4P 10A 300mA AC | 325.5
A9D55416 | A9D55416 | DDIF iC60 4P 16A 300mA AC | 310
A9D55420 | A9D55420 | DDIF iC60 4P 20A 300mA AC | 325.5
A9D55425 | A9D55425 | DDIF iC60 4P 25A 300mA AC | 359.6
A9D55432 | A9D55432 | DDIF iC60 4P 32A 300mA AC | 372
A9D57410 | A9D57410 | D DIF iC60 4P 10A 30mA AC | 361.66
A9D57416 | A9D57416 | D DIF iC60 4P 16A 30mA AC | 344.44
A9D57420 | A9D57420 | DDIF iC60 4P 20A 30mA AC | 361.66
A9D57425 | A9D57425 | D DIF iC60 4P 25A 30mA AC | 399.55
A9D57432 | A9D57432 | D DIF iC60 4P 32A 30mA AC | 413.33
A9D67410 | A9D67410 | D DIF iC60 4P 10A 30mA A | 361.66
A9D67416 | A9D67416 | D DIF iC60 4P 16A 30mA A | 344.44
A9D67420 | A9D67420 | D DIF iC60 4P 20A 30mA A | 361.66
A9D67425 | A9D67425 | D DIF iC60 4P 25A 30mA A | 399.55
A9D67432 | A9D67432 | D DIF iC60 4P 32A 30mA A | 413.33
A9D77410 | A9D77410 | D DIF iC60 4P 10A 30mA A "si" | 470.16
A9D77416 | A9D77416 | D DIF iC60 4P 16A 30mA SI | 447.77
A9D77420 | A9D77420 | D DIF iC60 4P 20A 30mA SI | 470.16
A9D77425 | A9D77425 | D DIF iC60 4P 25A 30mA SI | 479.46
A9D77432 | A9D77432 | D DIF iC60 4P 32A 30mA SI | 495.99
A9D87410 | A9D87410 | DDIF iC60 4P 10A B 30mA A | 379.75
A9D87416 | A9D87416 | DDIF C60 4P 16A B 30mA A | 361.66
A9D87420 | A9D87420 | DDIF C60 4P 20A B 30mA A | 379.75
A9D87425 | A9D87425 | DDIF C60 4P 25A B 30mA A | 419.53
A9D87432 | A9D87432 | DDIF C60 4P 32A B 30mA A | 433.99
A9D97410 | A9D97410 | DDIF C60 4P 10A B 30mA SI | 455.69
A9D97416 | A9D97416 | DDIF C60 4P 16A B 30mA SI | 433.99
A9D97420 | A9D97420 | DDIF C60 4P 20A B 30mA SI | 455.69
A9D97425 | A9D97425 | DDIF C60 4P 25A B 30mA SI | 503.43
A9D97432 | A9D97432 | DDIF C60 4P 32A B 30mA SI | 520.79
A9DC3606 | A9DC3606 | iCV40N 6kA 6A 30mA A | 105.24
A9DC3610 | A9DC3610 | iCV40N 6kA 10A 30mA A | 103.08
A9DC3616 | A9DC3616 | iCV40N 6kA 16A 30mA A | 97.65
A9DC3620 | A9DC3620 | iCV40N 6kA 20A 30mA A | 103.08
A9DC3625 | A9DC3625 | iCV40N 6kA 25A 30mA A | 108.51
A9DC3632 | A9DC3632 | iCV40N 6kA 32A 30mA A | 115.03
A9DC3640 | A9DC3640 | iCV40N 6kA 40A 30mA A | 129.15
A9DC4606 | A9DC4606 | iCV40N 10kA 6A 30mA A | 129.44
A9DC4610 | A9DC4610 | iCV40H 10kA 10A 30mA A | 132.09
A9DC4616 | A9DC4616 | iCV40H 10kA 16A 30mA A | 125.12
A9DC4620 | A9DC4620 | iCV40H 10kA 20A 30mA A | 132.09
A9DC4625 | A9DC4625 | iCV40H 10kA 25A 30mA A | 139.01
A9DC4632 | A9DC4632 | iCV40H 10kA 32A 30mA A | 147.36
A9DC7610 | A9DC7610 | iCV40N 6kA 10A 300mA A | 95.08
A9DC7616 | A9DC7616 | iCV40N 6kA 16A 300mA A | 90.06
A9DC8606 | A9DC8606 | iCV40H 10kA 6A 300mA A | 116.52
A9DC8610 | A9DC8610 | iCV40H 10kA 10A 300mA A | 118.87
A9DC8616 | A9DC8616 | iCV40H 10kA 16A 300mA A | 112.6
A9DC8620 | A9DC8620 | iCV40H 10kA 20A 300mA A | 118.87
A9DC8625 | A9DC8625 | iCV40H 10kA 25A 300mA A | 122.07
A9DC8632 | A9DC8632 | iCV40H 10kA 32A 300mA A | 129.39
A9DE3606 | A9DE3606 | iCV40N 6kA 6A 30mA AC | 95.68
A9DE3610 | A9DE3610 | iCV40N 6kA 10A 30mA AC | 91.41
A9DE3616 | A9DE3616 | iCV40N 6kA 16A 30mA AC | 86.61
A9DE3620 | A9DE3620 | iCV40N 6kA 20A 30mA AC | 93.7
A9DE3625 | A9DE3625 | iCV40N 6kA 25A 30mA AC | 98.65
A9DE3632 | A9DE3632 | iCV40N 6kA 32A 30mA AC | 104.57
A9DE3640 | A9DE3640 | iCV40N 6kA 40A 30mA AC | 120.33
A9DE7606 | A9DE7606 | iCV40N 6kA 6A 300mA AC | 88.28
A9DE7610 | A9DE7610 | iCV40N 6kA 10A 300mA AC | 86.44
A9DE7616 | A9DE7616 | iCV40N 6kA 16A 300mA AC | 81.89
A9DE7620 | A9DE7620 | iCV40N 6kA 20A 300mA AC | 86.44
A9DE7625 | A9DE7625 | iCV40N 6kA 25A 300mA AC | 90.98
A9DE7632 | A9DE7632 | iCV40N 6kA 32A 300mA AC | 96.46
A9DE7640 | A9DE7640 | iCV40N 6kA 40A 300mA AC | 108.3
A9DF3606 | A9DF3606 | iCV40N 6kA 6A 30mA SI | 127.52
A9DF3610 | A9DF3610 | iCV40N 6kA 10A 30mA SI | 124.89
A9DF3616 | A9DF3616 | iCV40N 6kA 16A 30mA SI | 118.32
A9DF3620 | A9DF3620 | iCV40N 6kA 20A 30mA SI | 124.89
A9DF3625 | A9DF3625 | iCV40N 6kA 25A 30mA SI | 131.47
A9DF3632 | A9DF3632 | iCV40N 6kA 32A 30mA SI | 135.95
A9DF3640 | A9DF3640 | iCV40N 6kA 40A 30mA SI | 160.39
A9DF4606 | A9DF4606 | iCV40H 10kA 6A 30mA SI | 153.02
A9DF4610 | A9DF4610 | iCV40H 10kA 10A 30mA SI | 156.11
A9DF4616 | A9DF4616 | iCV40H 10kA 16A 30mA SI | 147.9
A9DF4620 | A9DF4620 | iCV40H 10kA 20A 30mA SI | 156.11
A9DF4625 | A9DF4625 | iCV40H 10kA 25A 30mA SI | 164.34
A9DF4632 | A9DF4632 | iCV40H 10kA 32A 30mA SI | 174.17
A9DF7606 | A9DF7606 | iCV40N 6kA 6A 300mA SI | 114.77
A9DF7610 | A9DF7610 | iCV40N 6kA 10A 300mA SI | 112.39
A9DF7616 | A9DF7616 | iCV40N 6kA 16A 300mA SI | 106.47
A9DF7620 | A9DF7620 | iCV40N 6kA 20A 300mA SI | 112.39
A9DF7625 | A9DF7625 | iCV40N 6kA 25A 300mA SI | 118.32
A9DF7632 | A9DF7632 | iCV40N 6kA 32A 300mA SI | 125.41
A9DF7640 | A9DF7640 | iCV40N 6kA 40A 300mA SI | 144.33
A9DF8606 | A9DF8606 | iCV40H 10kA 6A 300mA SI | 134.35
A9DF8610 | A9DF8610 | iCV40H 10kA 10A 300mA SI | 137.08
A9DF8616 | A9DF8616 | iCV40H 10kA 16A 300mA SI | 129.84
A9DF8620 | A9DF8620 | iCV40H 10kA 20A 300mA SI | 137.08
A9DF8625 | A9DF8625 | iCV40H 10kA 25A 300mA SI | 144.28
A9DF8632 | A9DF8632 | iCV40H 10kA 32A 300mA SI | 152.94
A9DH7610 | A9DH7610 | ACTI 9 iCV40N 1PN B 10A 300mA AC RCBO | 86.44
A9E15120 | A9E15120 | CMB 10A 415V CA | 92.8
A9E15121 | A9E15121 | CMD 10A 415V CA | 92.8
A9E15122 | A9E15122 | CME 10A 415V CA | 101.2
A9E15123 | A9E15123 | Conmutador 2 Pos. con llave CMC | 124.8
A9E15535 | A9E15535 | RELE INVERSOR RL1 10A 230V | 59.78
A9E15536 | A9E15536 | RELE INVERSOR RLI 16A 48V | 68.49
A9E15537 | A9E15537 | RELE INVERSOR RLI 16A 24V | 65.67
A9E15538 | A9E15538 | RELE INVERSOR RLI 16A 12V | 65.05
A9E15539 | A9E15539 | EXTENSAO P-R.INV ERL 16A 230V | 72.25
A9E15540 | A9E15540 | EXT R.INV ERL 10A 230V | 81.02
A9E15541 | A9E15541 | EXTENSAO (P/R.INV) ERL 16A 24V | 91.21
A9E15542 | A9E15542 | EXTENSAO (P/R.INV) ERL 16A 12V | 91.21
A9E16065 | A9E16065 | TEMPORIZADOR RTA | 126.87
A9E16066 | A9E16066 | TEMPORIZAD0R RTB 0.1S A 100H | 144.34
A9E16067 | A9E16067 | TEMPORIZADOR RTC 0.1S A 100H | 144.34
A9E16068 | A9E16068 | TEMPORIZADOR RTH 0.1S A 100H | 149.67
A9E16069 | A9E16069 | TEMPORIZADOR RTL 0.1S A 100H | 175.34
A9E16070 | A9E16070 | TEMPORIZADOR RTMF 0.1S A 100H | 258.04
A9E18030 | A9E18030 | iPB 1NF CINZENTO | 15.49
A9E18031 | A9E18031 | iPB 1NF VERMELHO | 16.58
A9E18032 | A9E18032 | iPB 1NA CINZENTO | 15.11
A9E18033 | A9E18033 | iPB 1NA-1NF | 16.82
A9E18034 | A9E18034 | iPB 1NA-1NF DUPLO verde/vermelho | 20.91
A9E18035 | A9E18035 | iPB 1NA-1NA DUPLO cinzento/cinzento | 22.36
A9E18036 | A9E18036 | iPB 1NA SIN. VERDE 110-230VAC | 20.29
A9E18037 | A9E18037 | iPB 1NF SIN. VERMELHO 110-230VAC | 23.78
A9E18038 | A9E18038 | iPB CINZENTO 1F+SINALIZA.VERDE 12-48V | 18.49
A9E18039 | A9E18039 | iPB CINZENTO 1O+SINALIZA.VERME.12-48V | 18.49
A9E18070 | A9E18070 | COMUTADOR 2 POSICOES INVERSOR OF | 16.46
A9E18071 | A9E18071 | COMUTADOR 2 POSICOES DUPLO INVER.OF | 29.32
A9E18072 | A9E18072 | COMUTADOR 2 POSICOES 1O+OF | 18
A9E18073 | A9E18073 | COMUTADOR 3 POSICOES INVERSOR OF | 21.32
A9E18074 | A9E18074 | COMUTADOR 3 POSICOES DUPLO INVER.OF | 33.59
A9E18320 | A9E18320 | SIN. LUMI. VERMELHO 110-230 VAC | 9
A9E18321 | A9E18321 | SIN. LUMI. VERDE 110-230 VAC | 9
A9E18322 | A9E18322 | SIN. LUMI. BRANCO 110-230 VAC | 12.66
A9E18323 | A9E18323 | SIN. LUMI. AZUL 110-230 VAC | 13.52
A9E18324 | A9E18324 | SIN. LUMI. AMARELO 110-230 VAC | 9
A9E18325 | A9E18325 | SIN. LUMI. VERDE/VERMELHO 110-230 VAC | 13.14
A9E18326 | A9E18326 | SIN. INT. VERMELHO 110-230 VAC | 40.37
A9E18327 | A9E18327 | SIN. LUMI. 3XVERMELHO 230-400 VAC | 45.78
A9E18328 | A9E18328 | SIN. LUMI. BRANCO/BRANCO 110-230 VAC | 13.68
A9E18330 | A9E18330 | SIN. LUMI. VERMELHO 12-48 VAC/DC | 10.45
A9E18331 | A9E18331 | SIN. LUMI. VERDE 12-48 VAC/DC | 11.23
A9E18332 | A9E18332 | SIN. LUMI. BRANCO 12-48 VAC/DC | 15.12
A9E18333 | A9E18333 | SIN. LUMI. AZUL - 12-48 VAC/DC | 15.06
A9E18334 | A9E18334 | SIN. LUMI. AMARELO - 12-48 VAC/DC | 11.23
A9E18335 | A9E18335 | SIN. LUMI. VERDE/VERME - 12-48 VAC/DC | 14.87
A9E21180 | A9E21180 | RELE CONTROLO DE FASE RCP | 205.73
A9E21181 | A9E21181 | RELE CONTROLO DE INTENSIDADE R | 214.9
A9E21182 | A9E21182 | RELE CONTROLO DE TENSAO RCU | 216.54
A9E21183 | A9E21183 | RELE PROTEC. DE CLIMATIZADORES | 327.29
A9F04104 | A9F04104 | ACTI9 IC60N 1P 4A C MINIATURE CIRCUIT BR | 22.81
A9F07202 | A9F07202 | ACTI9 IC60H 2P 2A C DISJONCTEUR MINIAT | 54.25
A9F07206 | A9F07206 | ACTI9 IC60H 2P 6A C DISJONCTEUR MINIAT | 63.82
A9F07210 | A9F07210 | ACTI9 IC60H 2P 10A C DISJONCTEUR MINIA | 41.08
A9F07216 | A9F07216 | ACTI9 IC60H 2P 16A C Terminal duplo | 30.32
A9F07316 | A9F07316 | ACTI9 IC60H 3P 16A C Terminal duplo | 46.39
A9F07325 | A9F07325 | iC60H 3P 25A C terminais duplos | 82.44
A9F73101 | A9F73101 | iC60N 1P 1A B | 27.17
A9F73102 | A9F73102 | iC60N 1P 2A B | 27.7
A9F73103 | A9F73103 | iC60N 1P 3A B | 26.23
A9F73104 | A9F73104 | iC60N 1P 4A B | 24.33
A9F73113 | A9F73113 | iC60N 1P 13A B | 16.6
A9F73170 | A9F73170 | iC60N 1P 0,5A B | 29.1
A9F73201 | A9F73201 | iC60N 2P 1A B | 72.89
A9F73202 | A9F73202 | iC60N 2P 2A B | 63.56
A9F73203 | A9F73203 | iC60N 2P 3A B | 66.68
A9F73204 | A9F73204 | iC60N 2P 4A B | 63.56
A9F73213 | A9F73213 | iC60N 2P 13A B | 46.6
A9F73301 | A9F73301 | iC60N 3P 1A B | 106.44
A9F73302 | A9F73302 | iC60N 3P 2A B | 86.8
A9F73303 | A9F73303 | iC60N 3P 3A B | 92.09
A9F73304 | A9F73304 | iC60N 3P 4A B | 83.95
A9F73313 | A9F73313 | iC60N 3P 13A B | 67.68
A9F73401 | A9F73401 | iC60N 4P 1A B | 152.24
A9F73402 | A9F73402 | iC60N 4P 2A B | 151.07
A9F73403 | A9F73403 | iC60N 4P 3A B | 149.29
A9F73404 | A9F73404 | iC60N 4P 4A B | 140.06
A9F73413 | A9F73413 | iC60N 4P 13A B | 101.93
A9F74101 | A9F74101 | iC60N 1P 1A C | 25.02
A9F74102 | A9F74102 | iC60N 1P 2A C | 23.79
A9F74103 | A9F74103 | iC60N 1P 3A C | 25.38
A9F74104 | A9F74104 | iC60N 1P 4A C | 22.81
A9F74113 | A9F74113 | iC60N 1P 13A C | 13.43
A9F74170 | A9F74170 | iC60N 1P 0,5A C | 28.99
A9F74201 | A9F74201 | iC60N 2P 1A C | 63.38
A9F74202 | A9F74202 | iC60N 2P 2A C | 55.13
A9F74203 | A9F74203 | iC60N 2P 3A C | 57.04
A9F74204 | A9F74204 | iC60N 2P 4A C | 57.97
A9F74213 | A9F74213 | iC60N 2P 13A C | 42.3
A9F74270 | A9F74270 | iC60N 2P 0,5A C | 67.05
A9F74301 | A9F74301 | iC60N 3P 1A C | 94.49
A9F74302 | A9F74302 | iC60N 3P 2A C | 78.04
A9F74303 | A9F74303 | iC60N 3P 3A C | 81.49
A9F74304 | A9F74304 | iC60N 3P 4A C | 78.04
A9F74313 | A9F74313 | iC60N 3P 13A C | 62.39
A9F74370 | A9F74370 | iC60N 3P 0,5A C | 82.73
A9F74401 | A9F74401 | iC60N 4P 1A C | 121.19
A9F74402 | A9F74402 | iC60N 4P 2A C | 116.1
A9F74403 | A9F74403 | iC60N 4P 3A C | 114.96
A9F74404 | A9F74404 | ACTI9 IC60N 4P 4A C MINIATURE CIRCUIT BR | 115.52
A9F74413 | A9F74413 | iC60N 4P 13A C | 85.6
A9F74470 | A9F74470 | iC60N 4P 0,5A C | 116.63
A9F74602 | A9F74602 | DISJ. iC60N 1P+N 2A C | 50.85
A9F74604 | A9F74604 | ACTI9 IC60N 1P-N 4A C DISJONCTEUR MINIAT | 50.18
A9F75101 | A9F75101 | iC60N 1P 1A D | 37.4
A9F75102 | A9F75102 | iC60N 1P 2A D | 38.1
A9F75103 | A9F75103 | iC60N 1P 3A D | 34.05
A9F75104 | A9F75104 | iC60N 1P 4A D | 28.25
A9F75106 | A9F75106 | iC60N 1P 6A D | 24.09
A9F75110 | A9F75110 | iC60N 1P 10A D | 21.4
A9F75113 | A9F75113 | iC60N 1P 13A D | 21.08
A9F75116 | A9F75116 | iC60N 1P 16A D | 18.3
A9F75120 | A9F75120 | iC60N 1P 20A D | 18.9
A9F75125 | A9F75125 | iC60N 1P 25A D | 19.83
A9F75132 | A9F75132 | iC60N 1P 32A D | 22.4
A9F75140 | A9F75140 | iC60N 1P 40A D | 25.5
A9F75150 | A9F75150 | iC60N 1P 50A D | 29.96
A9F75163 | A9F75163 | iC60N 1P 63A D | 32.31
A9F75170 | A9F75170 | iC60N 1P 0,5A D | 42.26
A9F75201 | A9F75201 | iC60N 2P 1A D | 93.82
A9F75202 | A9F75202 | iC60N 2P 2A D | 63.72
A9F75203 | A9F75203 | iC60N 2P 3A D | 71.2
A9F75204 | A9F75204 | iC60N 2P 4A D | 65.91
A9F75206 | A9F75206 | iC60N 2P 6A D | 59.35
A9F75210 | A9F75210 | iC60N 2P 10A D | 57.67
A9F75216 | A9F75216 | iC60N 2P 16A D | 54.45
A9F75220 | A9F75220 | iC60N 2P 20A D | 59.42
A9F75225 | A9F75225 | iC60N 2P 25A D | 59.99
A9F75232 | A9F75232 | iC60N 2P 32A D | 65.55
A9F75240 | A9F75240 | iC60N 2P 40A D | 66.98
A9F75250 | A9F75250 | iC60N 2P 50A D | 88.83
A9F75263 | A9F75263 | iC60N 2P 63A D | 94.49
A9F75270 | A9F75270 | iC60N 2P 0,5A D | 100.85
A9F75301 | A9F75301 | iC60N 3P 1A D | 131.49
A9F75302 | A9F75302 | iC60N 3P 2A D | 93.37
A9F75303 | A9F75303 | iC60N 3P 3A D | 99.9
A9F75304 | A9F75304 | iC60N 3P 4A D | 99.9
A9F75306 | A9F75306 | iC60N 3P 6A D | 88.83
A9F75310 | A9F75310 | iC60N 3P 10A D | 84.54
A9F75313 | A9F75313 | iC60N 3P 13A D | 80
A9F75316 | A9F75316 | iC60N 3P 16A D | 77.4
A9F75320 | A9F75320 | iC60N 3P 20A D | 82.38
A9F75325 | A9F75325 | iC60N 3P 25A D | 80.7
A9F75332 | A9F75332 | iC60N 3P 32A D | 82.79
A9F75340 | A9F75340 | iC60N 3P 40A D | 82.79
A9F75350 | A9F75350 | iC60N 3P 50A D | 128.61
A9F75363 | A9F75363 | iC60N 3P 63A D | 133.01
A9F75370 | A9F75370 | iC60N 3P 0,5A D | 148.94
A9F75401 | A9F75401 | iC60N 4P 1A D | 179
A9F75402 | A9F75402 | iC60N 4P 2A D | 126.37
A9F75403 | A9F75403 | iC60N 4P 3A D | 126.37
A9F75404 | A9F75404 | iC60N 4P 4A D | 124.55
A9F75406 | A9F75406 | iC60N 4P 6A D | 118.66
A9F75410 | A9F75410 | iC60N 4P 10A D | 109.12
A9F75416 | A9F75416 | iC60N 4P 16A D | 103.74
A9F75420 | A9F75420 | iC60N 4P 20A D | 105.99
A9F75425 | A9F75425 | iC60N 4P 25A D | 104.01
A9F75432 | A9F75432 | iC60N 4P 32A D | 105.66
A9F75440 | A9F75440 | iC60N 4P 40A D | 108.82
A9F75450 | A9F75450 | iC60N 4P 50A D | 134.83
A9F75463 | A9F75463 | iC60N 4P 63A D | 138.09
A9F75470 | A9F75470 | iC60N 4P 0,5A D | 178.18
A9F78106 | A9F78106 | iC60N 1P 6A B | 19.83
A9F78110 | A9F78110 | iC60N 1P 10A B | 18.73
A9F78116 | A9F78116 | iC60N 1P 16A B | 16.43
A9F78120 | A9F78120 | iC60N 1P 20A B | 16.95
A9F78125 | A9F78125 | iC60N 1P 25A B | 17.16
A9F78132 | A9F78132 | iC60N 1P 32A B | 20.22
A9F78140 | A9F78140 | iC60N 1P 40A B | 22.41
A9F78150 | A9F78150 | iC60N 1P 50A B | 28.18
A9F78163 | A9F78163 | iC60N 1P 63A B | 25.72
A9F78206 | A9F78206 | iC60N 2P 6A B | 48.88
A9F78210 | A9F78210 | iC60N 2P 10A B | 46.22
A9F78216 | A9F78216 | iC60N 2P 16A B | 44.78
A9F78220 | A9F78220 | iC60N 2P 20A B | 46.22
A9F78225 | A9F78225 | iC60N 2P 25A B | 47.02
A9F78232 | A9F78232 | iC60N 2P 32A B | 54.25
A9F78240 | A9F78240 | iC60N 2P 40A B | 58.28
A9F78250 | A9F78250 | iC60N 2P 50A B | 72.47
A9F78263 | A9F78263 | iC60N 2P 63A B | 74.25
A9F78306 | A9F78306 | iC60N 3P 6A B | 72.2
A9F78310 | A9F78310 | iC60N 3P 10A B | 68.11
A9F78316 | A9F78316 | iC60N 3P 16A B | 66.2
A9F78320 | A9F78320 | iC60N 3P 20A B | 69.44
A9F78325 | A9F78325 | iC60N 3P 25A B | 69.99
A9F78332 | A9F78332 | iC60N 3P 32A B | 78.9
A9F78340 | A9F78340 | iC60N 3P 40A B | 94.17
A9F78350 | A9F78350 | iC60N 3P 50A B | 118.38
A9F78363 | A9F78363 | iC60N 3P 63A B | 125.05
A9F78406 | A9F78406 | iC60N 4P 6A B | 103.58
A9F78410 | A9F78410 | iC60N 4P 10A B | 100.25
A9F78416 | A9F78416 | iC60N 4P 16A B | 107.26
A9F78420 | A9F78420 | iC60N 4P 20A B | 100.25
A9F78425 | A9F78425 | iC60N 4P 25A B | 98.92
A9F78432 | A9F78432 | iC60N 4P 32A B | 108.87
A9F78440 | A9F78440 | iC60N 4P 40A B | 121.1
A9F78450 | A9F78450 | iC60N 4P 50A B | 137.46
A9F78463 | A9F78463 | iC60N 4P 63A B | 143.31
A9F78610 | A9F78610 | iC60N 1P+N 10A B | 42.98
A9F79106 | A9F79106 | iC60N 1P 6A C | 14.37
A9F79110 | A9F79110 | iC60N 1P 10A C | 13.64
A9F79116 | A9F79116 | iC60N 1P 16A C | 13.01
A9F79120 | A9F79120 | iC60N 1P 20A C | 13.87
A9F79125 | A9F79125 | iC60N 1P 25A C | 14.06
A9F79132 | A9F79132 | iC60N 1P 32A C | 14.85
A9F79140 | A9F79140 | iC60N 1P 40A C | 20.06
A9F79150 | A9F79150 | iC60N 1P 50A C | 24.5
A9F79163 | A9F79163 | iC60N 1P 63A C | 24.18
A9F79206 | A9F79206 | iC60N 2P 6A C | 42.31
A9F79210 | A9F79210 | iC60N 2P 10A C | 40.89
A9F79216 | A9F79216 | iC60N 2P 16A C | 38.46
A9F79220 | A9F79220 | iC60N 2P 20A C | 40.89
A9F79225 | A9F79225 | iC60N 2P 25A C | 41.4
A9F79232 | A9F79232 | iC60N 2P 32A C | 44.04
A9F79240 | A9F79240 | iC60N 2P 40A C | 54.15
A9F79250 | A9F79250 | iC60N 2P 50A C | 66.33
A9F79263 | A9F79263 | iC60N 2P 63A C | 67.79
A9F79306 | A9F79306 | iC60N 3P 6A C | 65.81
A9F79310 | A9F79310 | iC60N 3P 10A C | 60.23
A9F79316 | A9F79316 | iC60N 3P 16A C | 57.36
A9F79320 | A9F79320 | iC60N 3P 20A C | 60.23
A9F79325 | A9F79325 | iC60N 3P 25A C | 60.76
A9F79332 | A9F79332 | iC60N 3P 32A C | 60.08
A9F79340 | A9F79340 | iC60N 3P 40A C | 71.84
A9F79350 | A9F79350 | iC60N 3P 50A C | 94.79
A9F79363 | A9F79363 | iC60N 3P 63A C | 91.71
A9F79406 | A9F79406 | iC60N 4P 6A C | 87.88
A9F79410 | A9F79410 | iC60N 4P 10A C | 82.68
A9F79416 | A9F79416 | iC60N 4P 16A C | 80.09
A9F79420 | A9F79420 | iC60N 4P 20A C | 83.87
A9F79425 | A9F79425 | iC60N 4P 25A C | 86.21
A9F79432 | A9F79432 | iC60N 4P 32A C | 87.16
A9F79440 | A9F79440 | iC60N 4P 40A C | 89.27
A9F79450 | A9F79450 | iC60N 4P 50A C | 101.47
A9F79463 | A9F79463 | iC60N 4P 63A C | 102.89
A9F79620 | A9F79620 | Disj iC60 1P+N 20A C | 29.15
A9F83101 | A9F83101 | iC60H 1P 1A B | 47.09
A9F83102 | A9F83102 | iC60H 1P 2A B | 47.09
A9F83103 | A9F83103 | iC60H 1P 3A B | 47.09
A9F83104 | A9F83104 | iC60H 1P 4A B | 45.08
A9F83113 | A9F83113 | iC60H 1P 13A B | 42.57
A9F83202 | A9F83202 | DISJ. iC60H 2A B | 87.4
A9F83204 | A9F83204 | DISJ. iC60H 4A B | 79.45
A9F83213 | A9F83213 | iC60H 2P 13A B | 73.62
A9F83313 | A9F83313 | iC60H 3P 13A B | 117.18
A9F83413 | A9F83413 | iC60H 4P 13A B | 166.98
A9F83416 | A9F83416 | iC60H 4P 16A B | 161.82
A9F83420 | A9F83420 | iC60H 4P 20A B | 167.44
A9F83425 | A9F83425 | iC60H 4P 25A B | 171.54
A9F84101 | A9F84101 | iC60H 1P 1A C | 39.3
A9F84102 | A9F84102 | iC60H 1P 2A C | 38.52
A9F84103 | A9F84103 | iC60H 1P 3A C | 39.3
A9F84104 | A9F84104 | iC60H 1P 4A C | 38.94
A9F84113 | A9F84113 | iC60H 1P 13A C | 35.61
A9F84170 | A9F84170 | iC60H 1P 0,5A C | 44
A9F84201 | A9F84201 | iC60H 2P 1A C | 74.16
A9F84202 | A9F84202 | iC60H 2P 2A C | 70.99
A9F84203 | A9F84203 | iC60H 2P 3A C | 74.16
A9F84204 | A9F84204 | iC60H 2P 4A C | 74.16
A9F84213 | A9F84213 | iC60H 2P 13A C | 66.8
A9F84270 | A9F84270 | iC60H 2P 0,5A C | 82.82
A9F84301 | A9F84301 | iC60H 3P 1A C | 119.76
A9F84302 | A9F84302 | iC60H 3P 2A C | 116.91
A9F84303 | A9F84303 | iC60H 3P 3A C | 118.06
A9F84304 | A9F84304 | iC60H 3P 4A C | 116.63
A9F84313 | A9F84313 | iC60H 3P 13A C | 108.52
A9F84370 | A9F84370 | iC60H 3P 0,5A C | 139.28
A9F84401 | A9F84401 | iC60H 4P 1A C | 165.38
A9F84402 | A9F84402 | iC60H 4P 2A C | 161.36
A9F84403 | A9F84403 | iC60H 4P 3A C | 166.95
A9F84404 | A9F84404 | iC60H 4P 4A C | 167.83
A9F84413 | A9F84413 | iC60H 4P 13A C | 153.49
A9F84470 | A9F84470 | iC60H 4P 0,5A C | 189.14
A9F85101 | A9F85101 | iC60H 1P 1A D | 58.55
A9F85102 | A9F85102 | iC60H 1P 2A D | 58.55
A9F85103 | A9F85103 | iC60H 1P 3A D | 58.25
A9F85104 | A9F85104 | iC60H 1P 4A D | 62.83
A9F85106 | A9F85106 | iC60H 1P 6A D | 52.48
A9F85110 | A9F85110 | iC60H 1P 10A D | 50.04
A9F85116 | A9F85116 | iC60H 1P 16A D | 48.13
A9F85120 | A9F85120 | iC60H 1P 20A D | 50.52
A9F85125 | A9F85125 | iC60H 1P 25A D | 51.68
A9F85132 | A9F85132 | iC60H 1P 32A D | 53
A9F85140 | A9F85140 | iC60H 1P 40A D | 55.17
A9F85150 | A9F85150 | iC60H 1P 50A D | 68.72
A9F85163 | A9F85163 | iC60H 1P 63A D | 76.16
A9F85170 | A9F85170 | iC60H 1P 0,5A D | 56.69
A9F85201 | A9F85201 | iC60H 2P 1A D | 87.24
A9F85202 | A9F85202 | iC60H 2P 2A D | 80.4
A9F85203 | A9F85203 | iC60H 2P 3A D | 87.24
A9F85204 | A9F85204 | iC60H 2P 4A D | 83.11
A9F85206 | A9F85206 | iC60H 2P 6A D | 78.29
A9F85210 | A9F85210 | iC60H 2P 10A D | 82.78
A9F85216 | A9F85216 | iC60H 2P 16A D | 73.91
A9F85220 | A9F85220 | iC60H 2P 20A D | 77.36
A9F85225 | A9F85225 | iC60H 2P 25A D | 79.61
A9F85232 | A9F85232 | iC60H 2P 32A D | 82.16
A9F85240 | A9F85240 | iC60H 2P 40A D | 99.61
A9F85250 | A9F85250 | iC60H 2P 50A D | 143.36
A9F85263 | A9F85263 | iC60H 2P 63A D | 157.87
A9F85270 | A9F85270 | iC60H 2P 0,5A D | 95.24
A9F85301 | A9F85301 | iC60H 3P 1A D | 188.31
A9F85302 | A9F85302 | iC60H 3P 2A D | 188.31
A9F85303 | A9F85303 | iC60H 3P 3A D | 188.31
A9F85304 | A9F85304 | iC60H 3P 4A D | 172.14
A9F85306 | A9F85306 | iC60H 3P 6A D | 145.78
A9F85310 | A9F85310 | iC60H 3P 10A D | 145.38
A9F85316 | A9F85316 | iC60H 3P 16A D | 143.47
A9F85320 | A9F85320 | iC60H 3P 20A D | 148.56
A9F85325 | A9F85325 | iC60H 3P 25A D | 152.53
A9F85332 | A9F85332 | iC60H 3P 32A D | 153.58
A9F85340 | A9F85340 | iC60H 3P 40A D | 156.71
A9F85350 | A9F85350 | iC60H 3P 50A D | 203.06
A9F85363 | A9F85363 | iC60H 3P 63A D | 227.07
A9F85370 | A9F85370 | iC60H 3P 0,5A D | 154.05
A9F85401 | A9F85401 | iC60H 4P 1A D | 219.38
A9F85402 | A9F85402 | iC60H 4P 2A D | 229.82
A9F85403 | A9F85403 | iC60H 4P 3A D | 229.82
A9F85404 | A9F85404 | iC60H 4P 4A D | 219.36
A9F85406 | A9F85406 | iC60H 4P 6A D | 190.14
A9F85410 | A9F85410 | iC60H 4P 10A D | 174.81
A9F85416 | A9F85416 | iC60H 4P 16A D | 181.55
A9F85420 | A9F85420 | iC60H 4P 20A D | 178.23
A9F85425 | A9F85425 | iC60H 4P 25A D | 195.28
A9F85432 | A9F85432 | iC60H 4P 32A D | 190.55
A9F85440 | A9F85440 | iC60H 4P 40A D | 222.23
A9F85450 | A9F85450 | iC60H 4P 50A D | 282.67
A9F85463 | A9F85463 | iC60H 4P 63A D | 309.14
A9F85470 | A9F85470 | iC60H 4P 0,5A D | 208.94
A9F88106 | A9F88106 | iC60H 1P 6A B | 40.1
A9F88110 | A9F88110 | iC60H 1P 10A B | 39.84
A9F88116 | A9F88116 | iC60H 1P 16A B | 38.52
A9F88120 | A9F88120 | iC60H 1P 20A B | 39.68
A9F88125 | A9F88125 | iC60H 1P 25A B | 43.27
A9F88132 | A9F88132 | iC60H 1P 32A B | 47.83
A9F88140 | A9F88140 | iC60H 1P 40A B | 56.91
A9F88150 | A9F88150 | iC60H 1P 50A B | 65.53
A9F88163 | A9F88163 | iC60H 1P 63A B | 67.43
A9F88206 | A9F88206 | iC60H 2P 6A B | 74.76
A9F88210 | A9F88210 | iC60H 2P 10A B | 73.81
A9F88216 | A9F88216 | iC60H 2P 16A B | 71.18
A9F88220 | A9F88220 | iC60H 2P 20A B | 79.22
A9F88225 | A9F88225 | iC60H 2P 25A B | 81.58
A9F88232 | A9F88232 | iC60H 2P 32A B | 78.15
A9F88240 | A9F88240 | iC60H 2P 40A B | 94.58
A9F88250 | A9F88250 | iC60H 2P 50A B | 136.12
A9F88263 | A9F88263 | iC60H 2P 63A B | 145.77
A9F88306 | A9F88306 | iC60H 3P 6A B | 130.3
A9F88310 | A9F88310 | iC60H 3P 10A B | 127.33
A9F88316 | A9F88316 | iC60H 3P 16A B | 119.12
A9F88320 | A9F88320 | iC60H 3P 20A B | 120.72
A9F88325 | A9F88325 | iC60H 3P 25A B | 130.8
A9F88332 | A9F88332 | iC60H 3P 32A B | 145.79
A9F88340 | A9F88340 | iC60H 3P 40A B | 207.97
A9F88350 | A9F88350 | iC60H 3P 50A B | 212.6
A9F88363 | A9F88363 | iC60H 3P 63A B | 188.51
A9F88406 | A9F88406 | iC60H 4P 06A B | 169.59
A9F88410 | A9F88410 | iC60H 4P 10A B | 181.03
A9F88416 | A9F88416 | iC60H 4P 16A B | 164.35
A9F88420 | A9F88420 | iC60H 4P 20A B | 170.08
A9F88425 | A9F88425 | iC60H 4P 25A B | 174.23
A9F88432 | A9F88432 | iC60H 4P 32A B | 181.93
A9F88440 | A9F88440 | iC60H 4P 40A B | 213.24
A9F88450 | A9F88450 | iC60H 4P 50A B | 269.88
A9F88463 | A9F88463 | iC60H 4P 63A B | 293.67
A9F89106 | A9F89106 | iC60H 1P 6A C | 36.38
A9F89110 | A9F89110 | iC60H 1P 10A C | 36.18
A9F89116 | A9F89116 | iC60H 1P 16A C | 34.89
A9F89120 | A9F89120 | iC60H 1P 20A C | 36.18
A9F89125 | A9F89125 | iC60H 1P 25A C | 37.89
A9F89132 | A9F89132 | iC60H 1P 32A C | 42.25
A9F89140 | A9F89140 | iC60H 1P 40A C | 50.14
A9F89150 | A9F89150 | iC60H 1P 50A C | 62.51
A9F89163 | A9F89163 | iC60H 1P 63A C | 63.25
A9F89206 | A9F89206 | iC60H 2P 6A C | 67.84
A9F89210 | A9F89210 | iC60H 2P 10A C | 63.62
A9F89216 | A9F89216 | iC60H 2P 16A C | 61.51
A9F89220 | A9F89220 | iC60H 2P 20A C | 66.92
A9F89225 | A9F89225 | iC60H 2P 25A C | 69.95
A9F89232 | A9F89232 | iC60H 2P 32A C | 71.22
A9F89240 | A9F89240 | iC60H 2P 40A C | 90.16
A9F89250 | A9F89250 | iC60H 2P 50A C | 129.71
A9F89263 | A9F89263 | iC60H 2P 63A C | 142.89
A9F89306 | A9F89306 | iC60H 3P 6A C | 116.05
A9F89310 | A9F89310 | iC60H 3P 10A C | 110.21
A9F89316 | A9F89316 | iC60H 3P 16A C | 106.4
A9F89320 | A9F89320 | iC60H 3P 20A C | 110.21
A9F89325 | A9F89325 | iC60H 3P 25A C | 111.65
A9F89332 | A9F89332 | iC60H 3P 32A C | 118.66
A9F89340 | A9F89340 | iC60H 3P 40A C | 134.92
A9F89350 | A9F89350 | iC60H 3P 50A C | 177.64
A9F89363 | A9F89363 | iC60H 3P 63A C | 198.68
A9F89406 | A9F89406 | iC60H 4P 6A C | 163.97
A9F89410 | A9F89410 | iC60H 4P 10A C | 155.89
A9F89416 | A9F89416 | iC60H 4P 16A C | 147.09
A9F89420 | A9F89420 | iC60H 4P 20A C | 155.89
A9F89425 | A9F89425 | iC60H 4P 25A C | 159.61
A9F89432 | A9F89432 | iC60H 4P 32A C | 166.7
A9F89440 | A9F89440 | iC60H 4P 40A C | 198.18
A9F89450 | A9F89450 | iC60H 4P 50A C | 247.28
A9F89463 | A9F89463 | iC60H 4P 63A C | 270.48
A9F90204 | A9F90204 | iC60LMA 2P 4A MA | 231.16
A9F90210 | A9F90210 | iC60LMA 2P 10A MA | 228.56
A9F90216 | A9F90216 | iC60LMA 2P 16A MA | 217.61
A9F90225 | A9F90225 | iC60LMA 2P 25A MA | 224.25
A9F90240 | A9F90240 | iC60LMA 2P 40A MA | 277.33
A9F90272 | A9F90272 | iC60LMA 2P 1,6A MA | 222.18
A9F90273 | A9F90273 | iC60LMA 2P 2,5A MA | 249.3
A9F90276 | A9F90276 | iC60LMA 2P 6,3A MA | 217.29
A9F90282 | A9F90282 | iC60LMA 2P 12.5A MA | 228.56
A9F90304 | A9F90304 | iC60LMA 3P 4A MA | 351.17
A9F90310 | A9F90310 | iC60LMA 3P 10A MA | 322.29
A9F90316 | A9F90316 | iC60LMA 3P 16A MA | 292.46
A9F90325 | A9F90325 | iC60LMA 3P 25A MA | 325.53
A9F90340 | A9F90340 | iC60LMA 3P 40A MA | 385.28
A9F90372 | A9F90372 | iC60LMA 3P 1,6A MA | 351.17
A9F90373 | A9F90373 | iC60LMA 3P 2,5A MA | 344.45
A9F90376 | A9F90376 | iC60LMA 3P 6,3A MA | 334.39
A9F90382 | A9F90382 | iC60LMA 3P 12.5A MA | 311.61
A9F92101 | A9F92101 | iC60L 1P 1A Z | 104.23
A9F92102 | A9F92102 | iC60L 1P 2A Z | 104.23
A9F92103 | A9F92103 | iC60L 1P 3A Z | 104.23
A9F92104 | A9F92104 | iC60L 1P 4A Z | 104.23
A9F92106 | A9F92106 | iC60L 1P 6A Z | 101.27
A9F92110 | A9F92110 | iC60L 1P 10A Z | 98.38
A9F92116 | A9F92116 | iC60L 1P 16A Z | 93.51
A9F92120 | A9F92120 | iC60L 1P 20A Z | 99.76
A9F92125 | A9F92125 | iC60L 1P 25A Z | 101
A9F92132 | A9F92132 | iC60L 1P 32A Z | 107.67
A9F92140 | A9F92140 | iC60L 1P 40A Z | 114.02
A9F92172 | A9F92172 | iC60L 1P 1,6A Z | 102.75
A9F92201 | A9F92201 | iC60L 2P 1A Z | 180.09
A9F92202 | A9F92202 | iC60L 2P 2A Z | 225.66
A9F92203 | A9F92203 | iC60L 2P 3A Z | 230.09
A9F92204 | A9F92204 | iC60L 2P 4A Z | 225.66
A9F92206 | A9F92206 | iC60L 2P 6A Z | 225.66
A9F92210 | A9F92210 | iC60L 2P 10A Z | 218.58
A9F92216 | A9F92216 | iC60L 2P 16A Z | 205.11
A9F92220 | A9F92220 | iC60L 2P 20A Z | 219.73
A9F92225 | A9F92225 | iC60L 2P 25A Z | 239.74
A9F92232 | A9F92232 | iC60L 2P 32A Z | 239.06
A9F92240 | A9F92240 | iC60L 2P 40A Z | 247.62
A9F92272 | A9F92272 | iC60L 2P 1,6A Z | 246.89
A9F92301 | A9F92301 | iC60L 3P 1A Z | 298.62
A9F92302 | A9F92302 | iC60L 3P 2A Z | 250.01
A9F92303 | A9F92303 | iC60L 3P 3A Z | 253.66
A9F92304 | A9F92304 | iC60L 3P 4A Z | 257.31
A9F92306 | A9F92306 | iC60L 3P 6A Z | 253.66
A9F92310 | A9F92310 | iC60L 3P 10A Z | 237.97
A9F92316 | A9F92316 | iC60L 3P 16A Z | 226.59
A9F92320 | A9F92320 | iC60L 3P 20A Z | 256.65
A9F92325 | A9F92325 | iC60L 3P 25A Z | 267.6
A9F92332 | A9F92332 | iC60L 3P 32A Z | 268.53
A9F92340 | A9F92340 | iC60L 3P 40A Z | 285.99
A9F92372 | A9F92372 | iC60L 3P 1,6A Z | 277.47
A9F92401 | A9F92401 | iC60L 4P 1A Z | 326.4
A9F92402 | A9F92402 | iC60L 4P 2A Z | 327.33
A9F92403 | A9F92403 | iC60L 4P 3A Z | 327.33
A9F92404 | A9F92404 | iC60L 4P 4A Z | 358.09
A9F92406 | A9F92406 | iC60L 4P 6A Z | 333.74
A9F92410 | A9F92410 | iC60L 4P 10A Z | 320.47
A9F92416 | A9F92416 | iC60L 4P 16A Z | 305.36
A9F92420 | A9F92420 | iC60L 4P 20A Z | 320.47
A9F92425 | A9F92425 | iC60L 4P 25A Z | 305.28
A9F92432 | A9F92432 | iC60L 4P 32A Z | 347.95
A9F92440 | A9F92440 | iC60L 4P 40A Z | 331.88
A9F92463 | A9F92463 | iC60L 4P 63A Z | 449.17
A9F92472 | A9F92472 | iC60L 4P 1,6A Z | 358.09
A9F93106 | A9F93106 | iC60L 1P 6A B | 67.25
A9F93110 | A9F93110 | iC60L 1P 10A B | 65.99
A9F93116 | A9F93116 | iC60L 1P 16A B | 64.65
A9F93120 | A9F93120 | iC60L 1P 20A B | 71.82
A9F93125 | A9F93125 | iC60L 1P 25A B | 70.27
A9F93132 | A9F93132 | iC60L 1P 32A B | 74.73
A9F93140 | A9F93140 | iC60L 1P 40A B | 82.24
A9F93150 | A9F93150 | iC60L 1P 50A B | 88.78
A9F93163 | A9F93163 | iC60L 1P 63A B | 93.4
A9F93206 | A9F93206 | iC60L 2P 6A B | 145.81
A9F93210 | A9F93210 | iC60L 2P 10A B | 140.41
A9F93216 | A9F93216 | iC60L 2P 16A B | 131.11
A9F93220 | A9F93220 | iC60L 2P 20A B | 150.66
A9F93225 | A9F93225 | iC60L 2P 25A B | 143.16
A9F93232 | A9F93232 | iC60L 2P 32A B | 169.19
A9F93240 | A9F93240 | iC60L 2P 40A B | 182.72
A9F93250 | A9F93250 | iC60L 2P 50A B | 183.25
A9F93263 | A9F93263 | iC60L 2P 63A B | 179.84
A9F93306 | A9F93306 | iC60L 3P 6A B | 212.95
A9F93310 | A9F93310 | iC60L 3P 10A B | 216.68
A9F93316 | A9F93316 | iC60L 3P 16A B | 198.21
A9F93320 | A9F93320 | iC60L 3P 20A B | 208.24
A9F93325 | A9F93325 | iC60L 3P 25A B | 213.41
A9F93332 | A9F93332 | iC60L 3P 32A B | 245.19
A9F93340 | A9F93340 | iC60L 3P 40A B | 253.78
A9F93350 | A9F93350 | iC60L 3P 50A B | 266.44
A9F93363 | A9F93363 | iC60L 3P 63A B | 279.84
A9F93406 | A9F93406 | iC60L 4P 6A B | 304.52
A9F93410 | A9F93410 | iC60L 4P 10A B | 285.07
A9F93416 | A9F93416 | iC60L 4P 16A B | 268.8
A9F93420 | A9F93420 | iC60L 4P 20A B | 286.54
A9F93425 | A9F93425 | iC60L 4P 25A B | 315.06
A9F93432 | A9F93432 | iC60L 4P 32A B | 329.33
A9F93440 | A9F93440 | iC60L 4P 40A B | 372.93
A9F93450 | A9F93450 | iC60L 4P 50A B | 363.14
A9F93463 | A9F93463 | iC60L 4P 63A B | 381.35
A9F94101 | A9F94101 | iC60L 1P 1A C | 66.6
A9F94102 | A9F94102 | iC60L 1P 2A C | 66.6
A9F94103 | A9F94103 | iC60L 1P 3A C | 66.6
A9F94104 | A9F94104 | iC60L 1P 4A C | 66.6
A9F94106 | A9F94106 | iC60L 1P 6A C | 62.14
A9F94110 | A9F94110 | iC60L 1P 10A C | 55.22
A9F94116 | A9F94116 | iC60L 1P 16A C | 52.5
A9F94120 | A9F94120 | iC60L 1P 20A C | 58.89
A9F94125 | A9F94125 | iC60L 1P 25A C | 62.07
A9F94132 | A9F94132 | iC60L 1P 32A C | 68.03
A9F94140 | A9F94140 | iC60L 1P 40A C | 79.97
A9F94150 | A9F94150 | iC60L 1P 50A C | 76.97
A9F94163 | A9F94163 | iC60L 1P 63A C | 88.56
A9F94170 | A9F94170 | iC60L 1P 0,5A C | 68.07
A9F94201 | A9F94201 | iC60L 2P 1A C | 136.53
A9F94202 | A9F94202 | iC60L 2P 2A C | 132.62
A9F94203 | A9F94203 | iC60L 2P 3A C | 138.54
A9F94204 | A9F94204 | iC60L 2P 4A C | 137.22
A9F94206 | A9F94206 | iC60L 2P 6A C | 126.34
A9F94210 | A9F94210 | iC60L 2P 10A C | 121.59
A9F94216 | A9F94216 | iC60L 2P 16A C | 115.74
A9F94220 | A9F94220 | iC60L 2P 20A C | 123.34
A9F94225 | A9F94225 | iC60L 2P 25A C | 130.32
A9F94232 | A9F94232 | iC60L 2P 32A C | 140.54
A9F94240 | A9F94240 | iC60L 2P 40A C | 154.03
A9F94250 | A9F94250 | iC60L 2P 50A C | 158.73
A9F94263 | A9F94263 | iC60L 2P 63A C | 169.96
A9F94270 | A9F94270 | iC60L 2P 0,5A C | 133.77
A9F94301 | A9F94301 | iC60L 3P 1A C | 206.33
A9F94302 | A9F94302 | iC60L 3P 2A C | 202.36
A9F94303 | A9F94303 | iC60L 3P 3A C | 205.25
A9F94304 | A9F94304 | iC60L 3P 4A C | 206.33
A9F94306 | A9F94306 | iC60L 3P 6A C | 196.58
A9F94310 | A9F94310 | iC60L 3P 10A C | 183.09
A9F94316 | A9F94316 | iC60L 3P 16A C | 174.34
A9F94320 | A9F94320 | iC60L 3P 20A C | 183.09
A9F94325 | A9F94325 | iC60L 3P 25A C | 187.5
A9F94332 | A9F94332 | iC60L 3P 32A C | 211.41
A9F94340 | A9F94340 | iC60L 3P 40A C | 222.01
A9F94350 | A9F94350 | iC60L 3P 50A C | 241.16
A9F94363 | A9F94363 | iC60L 3P 63A C | 253.15
A9F94370 | A9F94370 | iC60L 3P 0,5A C | 202.11
A9F94401 | A9F94401 | iC60L 4P 1A C | 277.17
A9F94402 | A9F94402 | iC60L 4P 2A C | 277.17
A9F94403 | A9F94403 | iC60L 4P 3A C | 289.42
A9F94404 | A9F94404 | iC60L 4P 4A C | 286.65
A9F94406 | A9F94406 | iC60L 4P 6A C | 272.92
A9F94410 | A9F94410 | iC60L 4P 10A C | 250.55
A9F94416 | A9F94416 | iC60L 4P 16A C | 238.63
A9F94420 | A9F94420 | iC60L 4P 20A C | 250.55
A9F94425 | A9F94425 | iC60L 4P 25A C | 256.69
A9F94432 | A9F94432 | iC60L 4P 32A C | 289.55
A9F94440 | A9F94440 | iC60L 4P 40A C | 303.87
A9F94450 | A9F94450 | iC60L 4P 50A C | 319.17
A9F94463 | A9F94463 | iC60L 4P 63A C | 335.18
A9F94470 | A9F94470 | iC60L 4P 0,5A C | 284.95
A9F95101 | A9F95101 | iC60L 1P 1A K | 83.52
A9F95102 | A9F95102 | iC60L 1P 2A K | 83.52
A9F95103 | A9F95103 | iC60L 1P 3A K | 83.52
A9F95104 | A9F95104 | iC60L 1P 4A K | 91.35
A9F95106 | A9F95106 | iC60L 1P 6A K | 82.3
A9F95110 | A9F95110 | iC60L 1P 10A K | 74.06
A9F95116 | A9F95116 | iC60L 1P 16A K | 83.51
A9F95120 | A9F95120 | iC60L 1P 20A K | 91.49
A9F95125 | A9F95125 | iC60L 1P 25A K | 88.62
A9F95132 | A9F95132 | iC60L 1P 32A K | 91.35
A9F95140 | A9F95140 | iC60L 1P 40A K | 94.19
A9F95150 | A9F95150 | iC60L 1P 50A K | 97.06
A9F95163 | A9F95163 | iC60L 1P 63A K | 99.87
A9F95172 | A9F95172 | iC60L 1P 1,6A K | 89.95
A9F95201 | A9F95201 | iC60L 2P 1A K | 182.9
A9F95202 | A9F95202 | iC60L 2P 2A K | 177.68
A9F95203 | A9F95203 | iC60L 2P 3A K | 177.68
A9F95204 | A9F95204 | iC60L 2P 4A K | 181.18
A9F95206 | A9F95206 | iC60L 2P 6A K | 181.18
A9F95210 | A9F95210 | iC60L 2P 10A K | 155.4
A9F95216 | A9F95216 | iC60L 2P 16A K | 162.77
A9F95220 | A9F95220 | iC60L 2P 20A K | 167.5
A9F95225 | A9F95225 | iC60L 2P 25A K | 175.49
A9F95232 | A9F95232 | iC60L 2P 32A K | 183.77
A9F95240 | A9F95240 | iC60L 2P 40A K | 201.89
A9F95250 | A9F95250 | iC60L 2P 50A K | 204.72
A9F95263 | A9F95263 | iC60L 2P 63A K | 207.94
A9F95272 | A9F95272 | iC60L 2P 1,6A K | 174.96
A9F95301 | A9F95301 | iC60L 3P 1A K | 303.27
A9F95302 | A9F95302 | iC60L 3P 2A K | 286.73
A9F95303 | A9F95303 | iC60L 3P 3A K | 303.27
A9F95304 | A9F95304 | iC60L 3P 4A K | 281.2
A9F95306 | A9F95306 | iC60L 3P 6A K | 281.2
A9F95310 | A9F95310 | iC60L 3P 10A K | 247.41
A9F95316 | A9F95316 | iC60L 3P 16A K | 240.22
A9F95320 | A9F95320 | iC60L 3P 20A K | 264.74
A9F95325 | A9F95325 | iC60L 3P 25A K | 277.83
A9F95332 | A9F95332 | iC60L 3P 32A K | 298.94
A9F95340 | A9F95340 | iC60L 3P 40A K | 314.01
A9F95350 | A9F95350 | iC60L 3P 50A K | 314.51
A9F95363 | A9F95363 | iC60L 3P 63A K | 319.36
A9F95372 | A9F95372 | iC60L 3P 1,6A K | 298.62
A9F95401 | A9F95401 | iC60L 4P 1A K | 341.94
A9F95402 | A9F95402 | iC60L 4P 2A K | 331.52
A9F95403 | A9F95403 | iC60L 4P 3A K | 322.04
A9F95404 | A9F95404 | iC60L 4P 4A K | 347.29
A9F95406 | A9F95406 | iC60L 4P 6A K | 347.29
A9F95410 | A9F95410 | iC60L 4P 10A K | 280.27
A9F95416 | A9F95416 | iC60L 4P 16A K | 281.75
A9F95420 | A9F95420 | iC60L 4P 20A K | 294.27
A9F95425 | A9F95425 | iC60L 4P 25A K | 304.78
A9F95432 | A9F95432 | iC60L 4P 32A K | 321.71
A9F95440 | A9F95440 | iC60L 4P 40A K | 331.39
A9F95450 | A9F95450 | iC60L 4P 50A K | 330.18
A9F95463 | A9F95463 | iC60L 4P 63A K | 338.88
A9F95472 | A9F95472 | iC60L 4P 1,6A K | 326.4
A9K17106 | A9K17106 | iK60N 1P 6A C | 9.92
A9K17110 | A9K17110 | iK60N 1P 10A C | 8.84
A9K17116 | A9K17116 | iK60N 1P 16A C | 8.61
A9K17120 | A9K17120 | iK60N 1P 20A C | 9.68
A9K17125 | A9K17125 | iK60N 1P 25A C | 10.89
A9K17132 | A9K17132 | iK60N 1P 32A C | 11
A9K17206 | A9K17206 | iK60N 2P 6A C | 37.84
A9K17210 | A9K17210 | iK60N 2P 10A C | 33.6
A9K17216 | A9K17216 | iK60N 2P 16A C | 31.34
A9K17220 | A9K17220 | iK60N 2P 20A C | 34.88
A9K17225 | A9K17225 | iK60N 2P 25A C | 37.43
A9K17232 | A9K17232 | iK60N 2P 32A C | 37.69
A9K17306 | A9K17306 | iK60N 3P 6A C | 51.51
A9K17310 | A9K17310 | iK60N 3P 10A C | 43.39
A9K17316 | A9K17316 | iK60N 3P 16A C | 42.65
A9K17320 | A9K17320 | iK60N 3P 20A C | 45.06
A9K17325 | A9K17325 | iK60N 3P 25A C | 46.24
A9K17332 | A9K17332 | iK60N 3P 32A C | 49.91
A9K17406 | A9K17406 | iK60N 4P 6A C | 73.48
A9K17410 | A9K17410 | iK60N 4P 10A C | 70.91
A9K17416 | A9K17416 | iK60N 4P 16A C | 70.37
A9K17420 | A9K17420 | iK60N 4P 20A C | 72.97
A9K17425 | A9K17425 | iK60N 4P 25A C | 73.4
A9K17432 | A9K17432 | iK60N 4P 32A C | 74.36
A9K23120 | A9K23120 | iK60N 1P 20A curva B | 11.12
A9K24140 | A9K24140 | iK60N 1P 40A C | 13.11
A9K24150 | A9K24150 | ACTI9 IK60N 1P 50A C MINIATURE CIRCUIT B | 19.98
A9K24163 | A9K24163 | DISJ. iK60N 1P 63A C | 20.05
A9K24240 | A9K24240 | iK60N 2P 40A C | 40.45
A9K24250 | A9K24250 | ACTI9 IK60N 2P 50A C MINIATURE CIRCUIT B | 47.65
A9K24263 | A9K24263 | ACTI9 IK60N 2P 63A C MINIATURE CIRCUIT B | 47.82
A9K24340 | A9K24340 | iK60N 3P 40A C | 50.77
A9K24350 | A9K24350 | iK60N 3P 50A C | 77.8
A9K24363 | A9K24363 | ACTI9 IK60N 3P 63A C MINIATURE CIRCUIT B | 79.42
A9K24440 | A9K24440 | iK60N 4P 40A C | 75.06
A9K24450 | A9K24450 | ACTI9 IK60N 4P 50A C MINIATURE CIRCUIT B | 88.36
A9K24463 | A9K24463 | ACTI9 IK60N 4P 63A C MINIATURE CIRCUIT B | 86.76
A9K24650 | A9K24650 | iK60N 1P+N 50A C | 52.67
A9K24663 | A9K24663 | iK60N 1P+N 63A C | 52.83
A9L00002 | A9L00002 | Cartucho C-NEUTRAL para iPRD | 143.46
A9L08100 | A9L08100 | iPRD 8 kA 350V 1P | 69.4
A9L08102 | A9L08102 | CARTUCHO C8-340 - PRD | 81.05
A9L08200 | A9L08200 | iPRD8 modular surge arrester - 2P - 350V | 166.58
A9L08300 | A9L08300 | iPRD 8 kA 350V 3P | 229.04
A9L08400 | A9L08400 | iPRD 8 kA 350V 4P | 298.43
A9L08500 | A9L08500 | iPRD 8 kA 350V 1PN | 142.96
A9L08501 | A9L08501 | iPRD 8r kA 350V 1PN com sinalizacao | 155.85
A9L08600 | A9L08600 | iPRD8 modular surge arrester - 3P + N - | 194.23
A9L08601 | A9L08601 | iPRD 8r kA 350V 3PN com sinalizacao | 234.02
A9L16292 | A9L16292 | iQuick PRD 40r 1P+N | 266.07
A9L16293 | A9L16293 | Quick PRD 40r 3P | 530.66
A9L16294 | A9L16294 | iQuick PRD 40r 3P+N | 515.94
A9L16295 | A9L16295 | iQuick PRD 20r 1P+N | 258.78
A9L16296 | A9L16296 | IQUICK PRD 3P 20R C INT TRANSFER | 275.48
A9L16297 | A9L16297 | iQuick PRD 20r 3P+N | 359.58
A9L16298 | A9L16298 | iQuick PRD 8r 1P+N | 208.36
A9L16300 | A9L16300 | iQuick PRD 8r 3P+N | 318.64
A9L16310 | A9L16310 | Cartucho iQuick PRD40r | 131.41
A9L16311 | A9L16311 | Cartucho iQuick PRD20r | 93.18
A9L16312 | A9L16312 | Cartucho iQuick PRD8r | 72.69
A9L16313 | A9L16313 | Cartucho iQuick PRD - Neutro | 139.13
A9L16337 | A9L16337 | iPRC TELECOMUNICACOES | 195.44
A9L16339 | A9L16339 | iPRI 12 48V | 216.99
A9L16618 | A9L16618 | Quick PF 10kA 3P+N | 328.48
A9L16619 | A9L16619 | Contacto auxiliar SR para QPF | 43.69
A9L16632 | A9L16632 | PRF1 PRF1 12,5r 1P+N 230/400V | 304.38
A9L16633 | A9L16633 | PRF1 12.5r 3P 350 V | 444.56
A9L16634 | A9L16634 | iPRF1 12.5r 3P+N 350 V | 530.1
A9L16685 | A9L16685 | Cartucho C 40-340 | 105.38
A9L20100 | A9L20100 | iPRD 20 kA 350V 1P | 59.28
A9L20102 | A9L20102 | CARTUCHO EXTRAIVEL C20-340 | 122.84
A9L20200 | A9L20200 | iPRD 20 kA 350V 2P | 151.93
A9L20300 | A9L20300 | iPRD 20 kA 350V 3P | 208.9
A9L20321 | A9L20321 | iPRD 20r 20 kA 460V 3P | 234.54
A9L20400 | A9L20400 | iPRD 20 kA 350V 4P | 272.23
A9L20421 | A9L20421 | iPRD 40r 40 KA 460V 4P IT | 292.72
A9L20500 | A9L20500 | iPRD 20 kA 350V 1PN | 186.54
A9L20501 | A9L20501 | iPRD 20r 20 kA 350V 1PN com sinalizacao | 203.33
A9L20600 | A9L20600 | iPRD 20 kA 350V 3PN | 243.05
A9L20601 | A9L20601 | iPRD 20r 20 kA 350V 3PN com sinalizacao | 292.8
A9L40100 | A9L40100 | iPRD 40 kA 350V 1P | 97.17
A9L40101 | A9L40101 | iPRD 40r kA 350V 1P com sinalizacao | 117.52
A9L40102 | A9L40102 | CARTUCHO C40-340 - PRD | 105.38
A9L40172 | A9L40172 | Cartucho C40 800 para iPRD 40r 800PV | 94.24
A9L40182 | A9L40182 | Cartucho C40 1000 para iPRD 40r 1000PV | 96.98
A9L40200 | A9L40200 | iPRD 40 kA 350V 2P | 233.21
A9L40201 | A9L40201 | iPRD 40r kA 350V 2P com sinalizacao | 264.09
A9L40271 | A9L40271 | iPRD 40r 800 PV 2P | 240.62
A9L40281 | A9L40281 | iPRD 40r 1000 PV 2P | 263.76
A9L40300 | A9L40300 | iPRD 40 kA 350V 3P | 320.67
A9L40301 | A9L40301 | iPRD 40r kA 350V 3P com sinalizacao | 363.14
A9L40321 | A9L40321 | iPRD 40r 40 KA 460V 3P IT com sinalizaca | 302.32
A9L40400 | A9L40400 | iPRD 40 kA 350V 4P | 417.84
A9L40401 | A9L40401 | iPRD 40r kA 350V 4P com sinalizacao | 469.52
A9L40421 | A9L40421 | iPRD 20r 20 KA 460V 4P IT | 394.43
A9L40500 | A9L40500 | iPRD 40 kA 350V 1PN | 212.04
A9L40501 | A9L40501 | iPRD 40r kA 350V 1PN com sinalizacao | 242.08
A9L40600 | A9L40600 | iPRD 40 kA 350V 3PN | 373.05
A9L40601 | A9L40601 | iPRD 40r kA 350V3PN com sinalizacao | 439.65
A9L65101 | A9L65101 | iPRD 65r kA 350V 1P com sinalizacao | 299.07
A9L65102 | A9L65102 | Cartucho C65 350-iPRD | 134.6
A9L65121 | A9L65121 | iPRD 65r 65 KA 460V 1P IT com sinalizaca | 170.54
A9L65201 | A9L65201 | iPRD 65r kA 350V 2P com sinalizacao | 717.75
A9L65301 | A9L65301 | iPRD 65r kA 350V 3P com sinalizacao | 868.42
A9L65321 | A9L65321 | iPRD 65r 65 KA 460V 3P IT com sinalizaca | 473.65
A9L65401 | A9L65401 | iPRD 65r kA 350V 4P com sinalizacao | 982.25
A9L65501 | A9L65501 | iPRD 65r kA 350V 1PN com sinalizacao | 616.06
A9L65601 | A9L65601 | iPRD 65r kA 350V 3PN com sinalizacao | 863.72
A9MEM1520 | A9MEM1520 | Sensor PowerTag 1P | 146.5
A9MEM1521 | A9MEM1521 | Sensor PowerTag 1P+N superior | 146.5
A9MEM1522 | A9MEM1522 | Sensor PowerTag 1P+N inferior | 146.5
A9MEM1540 | A9MEM1540 | Sensor PowerTag 3P | 283.9
A9MEM1541 | A9MEM1541 | Sensor PowerTag 3P+N superior | 283.9
A9MEM1542 | A9MEM1542 | Sensor PowerTag 3P+N inferior | 283.9
A9MEM1560 | A9MEM1560 | PowerTag Universal 1P+N | 199.5
A9MEM1561 | A9MEM1561 | PowerTag iDPN 1P+N Superior | 146.5
A9MEM1562 | A9MEM1562 | PowerTag iDPN 1P+N Inferior | 146.5
A9MEM1570 | A9MEM1570 | PowerTag Universal a cabos 3P+N | 283.9
A9MEM1571 | A9MEM1571 | PowerTag iDPN 3P+N Superior | 283.9
A9MEM2000 | A9MEM2000 | Cont. Monofásico | 97.5
A9MEM2000T | A9MEM2000T | COMPTEUR D ENERGIE 40A A SORTIE PULSE SA | 102.7
A9MEM2010 | A9MEM2010 | Cont. Monof?ico + impulsos | 146
A9MEM2055 | A9MEM2055 | TOMA DE CORRIENTE 2P+T 250V + PILOTO | 131.4
A9MEM2100 | A9MEM2100 | KWH monofásico 63A | 187.4
A9MEM2105 | A9MEM2105 | KWH monof?ico 63A pulsos | 199.1
A9MEM2110 | A9MEM2110 | KWH Meter Pulsos, 2TAR, MID | 366.3
A9MEM2135 | A9MEM2135 | KWH Meter MBUS, 2TAR, MID | 439.3
A9MEM2150 | A9MEM2150 | KWH Meter ModBus | 410.5
A9MEM2155 | A9MEM2155 | KWH Meter ModBus, 2TAR, MID | 465.5
A9MEM3100 | A9MEM3100 | Medidor iEM3100 63 A directos Clase 1 | 352.3
A9MEM3110 | A9MEM3110 | Medidor iEM3110 63 A directos Clase 1 | 352
A9MEM3115 | A9MEM3115 | Medidor iEM3115 63 A directos Clase 1 | 389.8
A9MEM3135 | A9MEM3135 | iEM3135 63 A directos MBUS | 480
A9MEM3150 | A9MEM3150 | Medidor iEM3150 63 A Clase 1 MODBUS | 389.8
A9MEM3155 | A9MEM3155 | Medidor iEM3155 63 A Clase 1 MODBUS MID | 416.1
A9MEM3165 | A9MEM3165 | iEM3165 63 A directos BACNET | 498.4
A9MEM3175 | A9MEM3175 | iEM3175 63 A directos LON | 534
A9MEM3200 | A9MEM3200 | Medidor iEM3200 5A Indirecta Clase 0,5S | 318.5
A9MEM3210 | A9MEM3210 | Medidor iEM3210 5A Indirecta Clase 0,5S | 320.1
A9MEM3215 | A9MEM3215 | Medidor iEM3215 5A Indirecta Clase 0,5S | 357.2
A9MEM3235 | A9MEM3235 | iEM3235 5A indirecta MBUS | 445
A9MEM3250 | A9MEM3250 | Medidor iEM3250 x/5A Clase 0,5S MODBUS | 367.2
A9MEM3255 | A9MEM3255 | Medidor iEM3255 x/5A C.0,5S MODBUS MID | 373.8
A9MEM3265 | A9MEM3265 | iEM3265 5A indirecta BACNET | 435.3
A9MEM3275 | A9MEM3275 | iEM3275 63 A indirecta LON | 477.8
A9MEM3300 | A9MEM3300 | Contador KWH trifásico 125A | 431
A9MEM3310 | A9MEM3310 | Contador KWH trifásico 125A pulsos MID | 428.6
A9MEM3335 | A9MEM3335 | Contador KWH trifásico 125A MBUS MID | 524.6
A9MEM3350 | A9MEM3350 | Medidor iEM3310 125A Clase 1 MODBUS | 462.8
A9MEM3355 | A9MEM3355 | Medidor iEM3310 125A Clase 1 MODBUS MID | 480.9
A9MEM3365 | A9MEM3365 | Contador KWH trifásico 125A BACNET MID | 549.6
A9MEM3375 | A9MEM3375 | Contador KWH trifásico 125A LON MID | 590.8
A9MEM3455 | A9MEM3455 | TRIPHASE KWH METER LVCT MODBUS | 389.2
A9MEM3465 | A9MEM3465 | TRIPHASE KWH METER LVCT BACNET | 367.8
A9MEM3555 | A9MEM3555 | TRIPHASE KWH METER ROGCOIL MODBUS | 389.2
A9MEM3565 | A9MEM3565 | TRIPHASE KWH METER ROGCOIL BACNET | 413.2
A9N15635 | A9N15635 | SEC. FUS. STI 1P 400V Ø8,5x31,5mm | 5.77
A9N15636 | A9N15636 | SEC. FUS. STI 1P 500V Ø10,3x38mm | 5.72
A9N15645 | A9N15645 | SEC. FUS. STI 1P+N 400V Ø8,5x31,5mm | 12.57
A9N15646 | A9N15646 | SEC. FUS. STI 1P+N 500V Ø10,3x38mm | 12.32
A9N15650 | A9N15650 | SEC. FUS. STI 2P 400V Ø8,5x31,5mm | 14.26
A9N15651 | A9N15651 | SEC. FUS. STI 2P 500V Ø10,3x38mm | 12.61
A9N15655 | A9N15655 | SEC. FUS. STI 3P 400V Ø8,5x31,5mm | 20.66
A9N15656 | A9N15656 | SEC. FUS. STI 3P 500V Ø10,3x38mm | 20.46
A9N15657 | A9N15657 | SEC. FUS. STI 3P+N 400V Ø8,5x31,5mm | 26.12
A9N15658 | A9N15658 | SEC. FUS. STI 3P+N 500V Ø10,3x38mm | 22.87
A9N18340 | A9N18340 | C 120N 1P 63 A CURVA B 10KA | 109.63
A9N18341 | A9N18341 | C120N 1P 80 A CURVA B 10KA | 124.08
A9N18342 | A9N18342 | C120N 1P 100 A CURVA B 10KA | 153.78
A9N18343 | A9N18343 | C120N 1P 125 A CURVA B 10KA | 175.75
A9N18344 | A9N18344 | C120N 2P 63 A CURVA B 10KA | 151.35
A9N18345 | A9N18345 | C120N 2P 80 A CURVA B 10KA | 177.3
A9N18346 | A9N18346 | C120N 2P 100 A CURVA B 10KA | 212.23
A9N18347 | A9N18347 | C120N 2P 125 A CURVA B 10KA | 221.64
A9N18348 | A9N18348 | C120N 3P 63 A CURVA B 10KA | 247.47
A9N18349 | A9N18349 | C120N 3P 80 A CURVA B 10KA | 329.13
A9N18350 | A9N18350 | C120N 3P 100 A CURVA B 10KA | 363.28
A9N18351 | A9N18351 | C120N 3P 125 A CURVA B 10KA | 467.82
A9N18352 | A9N18352 | C120N 4P 63 A CURVA B 10KA | 322.77
A9N18353 | A9N18353 | C120N 4P 80 A CURVA B 10KA | 385.76
A9N18354 | A9N18354 | C120N 4P 100 A CURVA B 10KA | 452.02
A9N18355 | A9N18355 | C120N 4P 125 A CURVA B 10KA | 523.78
A9N18356 | A9N18356 | C120N 1P 63 A CURVA C 10KA | 95.64
A9N18357 | A9N18357 | C120N 1P 80 A CURVA C 10 KA | 98.44
A9N18358 | A9N18358 | C120N 1P 100 A CURVA C 10KA | 121.38
A9N18359 | A9N18359 | C120N 1P 125 A CURVA C 10KA | 141.52
A9N18360 | A9N18360 | C120N 2P 63 A CURVA C 10KA | 141.92
A9N18361 | A9N18361 | C120N 2P 80 A CURVA C 10KA | 144.25
A9N18362 | A9N18362 | C120N 2P 100 A CURVA C 10KA | 189.27
A9N18363 | A9N18363 | C120N 2P 125 A CURVA C 10KA | 202.12
A9N18364 | A9N18364 | C120N 3P 63 A CURVA C 10KA | 199.97
A9N18365 | A9N18365 | C120N 3P 80 A CURVA C 10KA | 259.74
A9N18367 | A9N18367 | C120N 3P 100 A CURVA C 10KA | 301.19
A9N18369 | A9N18369 | C120N 3P 125 A CURVA C 10KA | 344.03
A9N18371 | A9N18371 | C120N 4P 63 A CURVA C 10KA | 292.85
A9N18372 | A9N18372 | C120N 4P 80 A CURVA C 10KA | 332.09
A9N18374 | A9N18374 | C120N 4P 100 A CURVA C 10KA | 379.56
A9N18376 | A9N18376 | C120N 4P 125 A CURVA C 10KA | 437.98
A9N18378 | A9N18378 | C120N 1P 63 A CURVA D 10KA | 100.69
A9N18379 | A9N18379 | C120N 1P 80 A CURVA D 10KA | 119.84
A9N18380 | A9N18380 | C120N 1P 100 A CURVA D 10KA | 137.73
A9N18381 | A9N18381 | C120N 1P 125 A CURVA D 10KA | 163.96
A9N18382 | A9N18382 | C120N 2P 63 A CURVA D 10KA | 156.69
A9N18383 | A9N18383 | C120N 2P 80 A CURVA D 10KA | 159.6
A9N18384 | A9N18384 | C120N 2P 100 A CURVA D 10KA | 219.73
A9N18385 | A9N18385 | C120N 2P 125 A CURVA D 10KA | 230.96
A9N18386 | A9N18386 | C120N 3P 63 A CURVA D 10 KA | 222.78
A9N18387 | A9N18387 | C120N 3P 80 A CURVA D 10KA | 298.91
A9N18388 | A9N18388 | C120N 3P 100 A CURVA D 10KA | 363.28
A9N18389 | A9N18389 | C120N 3P 125 A CURVA D 10KA | 411.77
A9N18390 | A9N18390 | C120N 4P 63 A CURVA D 10KA | 317.87
A9N18391 | A9N18391 | C120N 4P 80 A CURVA D 10KA | 380.21
A9N18392 | A9N18392 | C120N 4P 100 A CURVA D 10KA | 436.97
A9N18393 | A9N18393 | C120N 4P 125 A CURVA D 10KA | 502.46
A9N18401 | A9N18401 | C120H 1P 63 A CURVA B 15KA | 126.18
A9N18402 | A9N18402 | C120H 1P 80 A CURVA B 15KA | 142.72
A9N18403 | A9N18403 | C120H 1P 100 A CURVA B 15KA | 161.64
A9N18404 | A9N18404 | C120H 1P 125 A CURVA B 15KA | 202.12
A9N18412 | A9N18412 | C120H 2P 63 A CURVA B 15KA | 180.16
A9N18413 | A9N18413 | C120H 2P 80 A CURVA B 15KA | 203.88
A9N18414 | A9N18414 | C120H 2P 100 A CURVA B 15KA | 234.27
A9N18415 | A9N18415 | C120H 2P 125 A CURVA B 15KA | 288.69
A9N18423 | A9N18423 | C120H 3P 63 A CURVA B 15KA | 262.34
A9N18424 | A9N18424 | C120H 3P 80 A CURVA B 15KA | 381.42
A9N18425 | A9N18425 | C120H 3P 100 A CURVA B 15KA | 464.03
A9N18426 | A9N18426 | C120H 3P 125 A CURVA B 15KA | 556.96
A9N18434 | A9N18434 | C120H 4P 63 A CURVA B 15KA | 376.59
A9N18435 | A9N18435 | C120H 4P 80 A CURVA B 15KA | 502.39
A9N18436 | A9N18436 | C120H 4P 100 A CURVA B 15KA | 517.12
A9N18437 | A9N18437 | C120H 4P 125 A CURVA B 15KA | 646.33
A9N18445 | A9N18445 | C120H 1P 63 A CURVA C 15KA | 118.66
A9N18446 | A9N18446 | C120H 1P 80 A CURVA C 15KA | 122.06
A9N18447 | A9N18447 | C120H 1P 100 A CURVA C 15KA | 140.27
A9N18448 | A9N18448 | C120H 1P 125 A CURVA C 15KA | 168.51
A9N18456 | A9N18456 | C120H 2P 63 A CURVA C 15KA | 154.86
A9N18457 | A9N18457 | C120H 2P 80 A CURVA C 15KA | 162.51
A9N18458 | A9N18458 | C120H 2P 100 A CURVA C 15KA | 211.63
A9N18459 | A9N18459 | C120H 2P 125A CURVA C 15KA | 237.17
A9N18467 | A9N18467 | C120H 3P 63 A CURVA C 15KA | 234.44
A9N18468 | A9N18468 | C120H 3P 80 A CURVA C 15KA | 307.36
A9N18469 | A9N18469 | C120H 3P 100 A CURVA C 15KA | 359.97
A9N18470 | A9N18470 | C120H 3P 125 A CURVA C 15KA | 411.27
A9N18478 | A9N18478 | C120H 4P 63 A CURVA C 15KA | 345.04
A9N18479 | A9N18479 | C120H 4P 80 A CURVA C 15KA | 387.47
A9N18480 | A9N18480 | C120H 4P 100 A CURVA C 15KA | 442.83
A9N18481 | A9N18481 | C120H 4P 125 A CURVA C 15KA | 516.04
A9N18489 | A9N18489 | C120H 1P 63 A CURVA D 15KA | 126.18
A9N18490 | A9N18490 | C120H 1P 80 A CURVA D 15KA | 142.72
A9N18491 | A9N18491 | C120H 1P 100 A CURVA D 15KA | 176.81
A9N18492 | A9N18492 | C120H 1P 125 A CURVA D 15KA | 203.48
A9N18500 | A9N18500 | C120H 2P 63 A CURVA D 15KA | 167.07
A9N18501 | A9N18501 | C120H 2P 80 A CURVA D 15KA | 203.88
A9N18502 | A9N18502 | C120H 2P 100 A CURVA D 15KA | 234.27
A9N18503 | A9N18503 | C120H 2P 125 A CURVA D 15KA | 290.55
A9N18511 | A9N18511 | C120H 3P 63 A CURVA D 15KA | 265.23
A9N18512 | A9N18512 | C120H 3P 80 A CURVA D 15KA | 368.06
A9N18513 | A9N18513 | C120H 3P 100 A CURVA D 15KA | 417.76
A9N18514 | A9N18514 | C120H 3P 125 A CURVA D 15KA | 497.45
A9N18522 | A9N18522 | C120H 4P 63 A CURVA D 15KA | 378.53
A9N18523 | A9N18523 | C120H 4P 80 A CURVA D 15KA | 452.31
A9N18524 | A9N18524 | C120H 4P 100 A CURVA D 15KA | 519.8
A9N18525 | A9N18525 | C120H 4P 125 A CURVA D 15KA | 654.37
A9N18544 | A9N18544 | VIGI C120 2P 300MA SELECT.CLAS.AC | 369.42
A9N18545 | A9N18545 | VIGI C120 2P 1000MA SELECT.CLAS.AC | 380.06
A9N18546 | A9N18546 | VIGI C120 3P 300MA SELECT.CLAS.AC | 401.66
A9N18547 | A9N18547 | VIGI C120 3P 1000MA SELEC.CLAS.AC | 376.11
A9N18548 | A9N18548 | VIGI C120 4P 300MA SELECT.CLAS.AC | 410.26
A9N18549 | A9N18549 | VIGI C120 4P 1000MA SELECT.CLAS.AC | 387.16
A9N18556 | A9N18556 | VIGI C120 2P 300 MA SELECT. SI | 493.72
A9N18557 | A9N18557 | VIGI C120 2P 1000MA SELECT. SI | 537.59
A9N18558 | A9N18558 | VIGI C120 3P 300MA SELECT. SI | 502.71
A9N18559 | A9N18559 | VIGI C120 3P 1000MA SELECT. SI | 584.79
A9N18560 | A9N18560 | VIGI C120 4P 300 MA SELECT. SI | 553.69
A9N18561 | A9N18561 | VIGI C120 4P 1000MA SELECT. SI | 507.76
A9N18563 | A9N18563 | VIGI C120 2P 30 MA CLASSE AC | 337.57
A9N18564 | A9N18564 | VIGI C120 2P 300 MA CLASSE AC | 244.69
A9N18565 | A9N18565 | VIGI C120 2P 500 MA CLASSE AC | 268.16
A9N18566 | A9N18566 | VIGI C120 3P 30 MA CLASSE AC | 387.16
A9N18567 | A9N18567 | VIGI C120 3P 300 MA CLASSE AC | 266
A9N18568 | A9N18568 | VIGI C120 3P 500 MA CLASSE AC | 260.11
A9N18569 | A9N18569 | VIGI C120 4P 30 MA CLASSE AC | 372.54
A9N18570 | A9N18570 | VIGI C120 4P 300 MA CLASSE AC | 260.88
A9N18571 | A9N18571 | VIGI C120 125A 4P 500 MA AC ADAPTABLE RE | 257.62
A9N18572 | A9N18572 | VIGI C120 2P 30 MA CLASSE A | 442.12
A9N18573 | A9N18573 | VIGI C120 2P 300 MA CLASSE A | 352.28
A9N18574 | A9N18574 | VIGI C120 2P 500 MA CLASSE A | 334.64
A9N18575 | A9N18575 | VIGI C120 3P 30 MA CLASSE A | 507.02
A9N18576 | A9N18576 | VIGI C120 3P 300 MA CLASSE A | 355.13
A9N18577 | A9N18577 | VIGI C120 3P 500 MA CLASSE A | 363.81
A9N18578 | A9N18578 | VIGI C120 4P 30 MA CLASSE A | 470.13
A9N18579 | A9N18579 | VIGI C120 4P 300 MA CLASSE A | 332.6
A9N18580 | A9N18580 | VIGI C120 4P 500 MA CLASSE A | 325.18
A9N18581 | A9N18581 | VG C120 2P 300mA S A | 472.36
A9N18582 | A9N18582 | VG C120 2P 500mA S A | 320.53
A9N18583 | A9N18583 | VG C120 2P 1000mA S A | 533.96
A9N18584 | A9N18584 | VG C120 3P 300mA S A | 513.64
A9N18585 | A9N18585 | VG C120 30P 500mA S A | 434.75
A9N18586 | A9N18586 | VG C120 3P 1000mA S A | 518.68
A9N18587 | A9N18587 | VIGI C120 4P 300MA SELECT.CLAS.A | 502.1
A9N18588 | A9N18588 | VIGI C120 4P 500MA SELECT.CLAS.A | 455.15
A9N18589 | A9N18589 | VIGI C120 4P 1000MA SELECT.CLAS.A | 526.57
A9N18591 | A9N18591 | VIGI C120 2P 30 MA SI | 477.51
A9N18592 | A9N18592 | VIGI C120 2P 300 MA SI | 356.2
A9N18593 | A9N18593 | VIGI C120 2P 500 MA SI | 346.16
A9N18594 | A9N18594 | VIGI C120 3P 30 MA SI | 507.76
A9N18595 | A9N18595 | VIGI C120 3P 300 MA SI | 359.08
A9N18596 | A9N18596 | VIGI C120 3P 500 MA SI | 395.14
A9N18597 | A9N18597 | VIGI C120 4P 30 MA SI | 507.76
A9N18598 | A9N18598 | VIGI C120 4P 300 MA SI | 369.66
A9N18599 | A9N18599 | VIGI C120 4P 500 MA SI | 369.66
A9N21037 | A9N21037 | PENTE 1P+N VIGI 63A 56MOD. | 97.87
A9N21039 | A9N21039 | LOTE 20 TAMPAS 1P+N | 16.87
A9N21041 | A9N21041 | LOTE 10 LIGADORES FASE | 28.86
A9N21480 | A9N21480 | VIGI TG40 1PPN 25A 30MA AC BLOC DIFFEREN | 169.55
A9N21486 | A9N21486 | Vigi TG40 bloc différentiel 1P+N 40A 30m | 325.54
A9N21543 | A9N21543 | DPN 4,5kA-6kA 2A CURVA C | 30.09
A9N21545 | A9N21545 | iDPN 4,5 kV 1P+N 6A CURVA C | Descontinuado
A9N21546 | A9N21546 | DPN 4,5kA-6kA 10A CURVA C | Descontinuado
A9N21547 | A9N21547 | DPN 4,5kA-6kA 16A CURVA C | Descontinuado
A9N21548 | A9N21548 | DPN 4,5kA-6kA 20A CURVA C | Descontinuado
A9N21549 | A9N21549 | DPN 4,5kA-6kA 25A CURVA C | Descontinuado
A9N21550 | A9N21550 | DPN 4,5kA-6kA 32A CURVA C | Descontinuado
A9N21551 | A9N21551 | DPN 4,5kA-6kA 40A CURVA C | Descontinuado
A9N21552 | A9N21552 | DPN 6-10KA 1P+N 1A CURVA C | 34.04
A9N21554 | A9N21554 | DPN 6-10KA 1P+N 3A CURVA C | 33.9
A9N21722 | A9N21722 | iDPN N 1P+N 6000 C 4A | 34.28
A9N21781 | A9N21781 | IDC 1P+N 25A 300mA CL.AC | 98.55
A9N26476 | A9N26476 | BOBINE DISP MX 110.415VCA-110.130VCC | 62.04
A9N26477 | A9N26477 | BOBINE DISP MX 48V CA-48V CC | 56.3
A9N26478 | A9N26478 | BOBINE DISP MX 12.24VCA-12.24VCC | 55.06
A9N26500 | A9N26500 | MSU EN50550 | 96.69
A9N26846 | A9N26846 | bloco dif. VIGI C60C 3PPN 63A 30mA AC | 348.34
A9N26899 | A9N26899 | OF+SD24 | 57.83
A9N26923 | A9N26923 | CONTACTO AUXILIAR OFS | 40.52
A9N26924 | A9N26924 | OF CONTACTO AUXILIAR | 40.52
A9N26927 | A9N26927 | SD CONTACTO DE SINALIZACAO DE DEFEITO | 40.52
A9N26929 | A9N26929 | CONTACTO COMUTAVEL OF+SD-OF | 40.52
A9N26946 | A9N26946 | BOBINE DISPARO MX+OF 220-415VC | 59.28
A9N26947 | A9N26947 | BOBINE DISPARO MX+OF 48-130VCA | 62.04
A9N26948 | A9N26948 | BOBINE DISPARO MX+OF 24VCA | 64.18
A9N26959 | A9N26959 | CONTACTO OCS | 72.12
A9N26960 | A9N26960 | BOBINE DISP.MN 220-240VCA | 99.8
A9N26961 | A9N26961 | BOBINE DISP. MN 48VCA | 66.25
A9N26963 | A9N26963 | BOBINE DISP.MN 220-240VCA TEMP | 86.36
A9N26969 | A9N26969 | BOBE DISP.MNX P-ABERT.DE BP 220-240VCA | 102.55
A9N26971 | A9N26971 | MNX 400V CA POUR C60-C120-DPN-ID | 95.19
A9N61501 | A9N61501 | C60H-DC 1P 1A C 250VDC | 48.46
A9N61502 | A9N61502 | C60H-DC 1P 2A C 250VDC | 48.67
A9N61503 | A9N61503 | C60H-DC 1P 3A C 250VDC | 49.41
A9N61504 | A9N61504 | C60H-DC 1P 4A C 250Vdc | 48.4
A9N61505 | A9N61505 | C60H-DC 250VDC 5A 1P C | 48.65
A9N61506 | A9N61506 | C60H-DC 1P 6A C 250VDC | 48.46
A9N61508 | A9N61508 | C60H-DC 1P 10A C 250VDC | 43.2
A9N61510 | A9N61510 | C60H-DC 1P 15A C 250VDC | 35.54
A9N61511 | A9N61511 | C60H-DC 1P 16A C 250VDC | 43.01
A9N61512 | A9N61512 | C60H-DC 1P 20A C 250VDC | 45.1
A9N61513 | A9N61513 | C60H-DC 1P 25A C 250VDC | 46.49
A9N61515 | A9N61515 | C60H-DC 1P 32A C 250VDC | 48.91
A9N61517 | A9N61517 | C60H-DC 1P 40A C 250VDC | 50.56
A9N61518 | A9N61518 | DISJONCTEUR C60H-DC 250VDC 50A 1P C | 68.27
A9N61519 | A9N61519 | DISJONCTEUR C60H-DC 250VDC 63A 1P C | 75.86
A9N61520 | A9N61520 | DISJONCTEUR C60H-DC 500VDC 0,5A 2P C | 126.03
A9N61521 | A9N61521 | C60H-DC 2P 1A C 500VDC | 114.33
A9N61522 | A9N61522 | C60H-DC 2P 2A C 500VDC | 112.13
A9N61523 | A9N61523 | C60H-DC 2P 3A C 500Vdc | 115.95
A9N61524 | A9N61524 | C60H-DC 2P 4A C 500VDC | 113.65
A9N61525 | A9N61525 | Disjuntor C60H-DC 500 V DC 5A 2P C | 104.79
A9N61526 | A9N61526 | C60H-DC 2P 6A C 500Vdc | 101.23
A9N61528 | A9N61528 | C60H-DC 2P 10A C 500VDC | 109.38
A9N61529 | A9N61529 | Disjuntor C60H-DC 500VDC 13A 2P C | 97.07
A9N61530 | A9N61530 | DISJONCTEUR C60H-DC 500VDC 15A 2P C | 120.32
A9N61531 | A9N61531 | C60H-DC 2P 16A C 500VDC | 104.25
A9N61532 | A9N61532 | C60H-DC 2P 20A C 500VDC | 109.38
A9N61533 | A9N61533 | C60H-DC 2P 25A C 500VDC | 116.65
A9N61535 | A9N61535 | C60H-DC 2P 32A C 500VDC | 120.58
A9N61537 | A9N61537 | C60H-DC 2P 40A C 500VDC | 124.42
A9N61538 | A9N61538 | C60H-DC 2P 50A C 500VDC | 151.73
A9N61539 | A9N61539 | C60H-DC 2P 63A C 500Vdc | 169.54
A9N61655 | A9N61655 | C60PV-DC 800 VDC 3A 2P | 187.14
A9N61699 | A9N61699 | SW60-DC 2P 50A 1000Vdc | 176.33
A9P42606 | A9P42606 | ACTI 9 IC40A 1PN B 6A 4500A/6KA MINIATUR | 33.97
A9P42610 | A9P42610 | ACTI 9 IC40A 1PN B 10A 4500A/6KA MINIATU | 34.59
A9P42616 | A9P42616 | ACTI 9 IC40A 1PN B 16A 4500A/6KA MINIATU | 30.93
A9P42620 | A9P42620 | ACTI 9 IC40A 1PN B 20A 4500A/6KA MINIATU | 31.68
A9P42625 | A9P42625 | ACTI 9 IC40A 1PN B 25A 4500A/6KA MINIATU | 33.97
A9P42632 | A9P42632 | ACTI 9 IC40A 1PN B 32A 4500A/6KA MINIATU | 50.95
A9P42640 | A9P42640 | ACTI 9 IC40A 1PN B 40A 4500A/6KA MINIATU | 61.46
A9P44606 | A9P44606 | iC40N 6-10KA 1PN 6A CUR B | 33.46
A9P44610 | A9P44610 | iC40N 6-10KA 1PN 10A CUR B | 31.16
A9P44616 | A9P44616 | iC40N 6-10KA 1PN 16A CUR B | 29.37
A9P44620 | A9P44620 | iC40N 6-10KA 1PN 20A CUR B | 31.29
A9P44625 | A9P44625 | iC40N 6-10KA 1PN 25A CUR B | 33.18
A9P44632 | A9P44632 | iC40N 6-10KA 1PN 32A CUR B | 33.77
A9P44640 | A9P44640 | iC40N 6-10KA 1PN 40A CUR B | 39.75
A9P52602 | A9P52602 | ACTI 9 iC40 1PN C 2A MCB | 28.72
A9P52606 | A9P52606 | ACTI 9 iC40 1PN C 6A MCB | 27.62
A9P52610 | A9P52610 | ACTI 9 iC40 1PN C 10A MCB | 25.71
A9P52616 | A9P52616 | ACTI 9 iC40 1PN C 16A MCB | 24.25
A9P52620 | A9P52620 | ACTI 9 iC40 1PN C 20A MCB | 25.81
A9P52625 | A9P52625 | ACTI 9 iC40 1PN C 25A MCB | 27.37
A9P52632 | A9P52632 | ACTI 9 iC40 1PN C 32A MCB | 34.52
A9P52640 | A9P52640 | ACTI 9 iC40 1PN C 40A MCB | 39.24
A9P54306 | A9P54306 | iC40N 6-10KA 3P 6A CURVA C | 69.06
A9P54310 | A9P54310 | iC40N 6-10KA 3P 10A CURV C | 66.49
A9P54316 | A9P54316 | iC40N 6-10KA 3P 16A CURV C | 63.24
A9P54320 | A9P54320 | iC40N 6-10KA 3P 20A CURV C | 66.49
A9P54325 | A9P54325 | iC40N 6-10KA 3P 25A CURV C | 67.04
A9P54332 | A9P54332 | iC40N 6-10KA 3P 32A CURV C | 73.91
A9P54340 | A9P54340 | iC40N 6-10KA 3P 40A CURV C | 79.29
A9P54602 | A9P54602 | iC40N 6-10KA 1PN 2A CUR C | 33.15
A9P54604 | A9P54604 | ACTI 9 iC40N 1PN C 4A | 33.56
A9P54606 | A9P54606 | iC40N 6-10KA 1PN 6A CUR C | 31.88
A9P54610 | A9P54610 | iC40N 6-10KA 1PN 10A CUR C | 29.67
A9P54616 | A9P54616 | iC40N 6-10KA 1PN 16A CUR C | 27.96
A9P54620 | A9P54620 | iC40N 6-10KA 1PN 20A CUR C | 29.8
A9P54625 | A9P54625 | iC40N 6-10KA 1PN 25A CUR C | 31.59
A9P54632 | A9P54632 | iC40N 6-10KA 1PN 32A CUR C | 32.17
A9P54640 | A9P54640 | iC40N 6-10KA 1PN 40A CUR C | 37.85
A9P54706 | A9P54706 | iC40N 6-10KA 3PN 6A CUR C | 92.21
A9P54710 | A9P54710 | iC40N 6-10KA 3PN 10A CUR C | 85.1
A9P54716 | A9P54716 | iC40N 6-10KA 3PN 16A CUR C | 83.2
A9P54720 | A9P54720 | iC40N 6-10KA 3PN 20A CUR C | 86.29
A9P54725 | A9P54725 | iC40N 6-10KA 3PN 25A CUR C | 89.52
A9P54732 | A9P54732 | iC40N 6-10KA 3PN 32A CUR C | 90.53
A9P54740 | A9P54740 | iC40N 6-10KA 3PN 40A CUR C | 92.72
A9P55606 | A9P55606 | iC40H 10-10KA 1PN 6A CUR C | 39.85
A9P55610 | A9P55610 | C40N 6-10KA 1PN 10A CUR C | 37.09
A9P55616 | A9P55616 | iC40H 10-10KA 1PN 16A CUR C | 34.96
A9P55620 | A9P55620 | iC40H 10-10KA 1PN 20A CUR C | 37.24
A9P55625 | A9P55625 | iC40H 10-10KA 1PN 25A CUR C | 39.5
A9P55632 | A9P55632 | iC40H 10-10KA 1PN 32A CUR C | 40.21
A9P55706 | A9P55706 | iC40H 10-10KA 3PN 6A CUR C | Descontinuado
A9P55710 | A9P55710 | iC40H 10-10KA 3PN 10A CUR C | Descontinuado
A9P55716 | A9P55716 | iC40H 10-10KA 3PN 16A CUR C | Descontinuado
A9P55720 | A9P55720 | iC40H 10-10KA 3PN 20A CUR C | Descontinuado
A9P55725 | A9P55725 | iC40H 10-10KA 3PN 25A CUR C | Descontinuado
A9P55732 | A9P55732 | iC40H 10-10KA 3PN 32A CUR C | Descontinuado
A9P64306 | A9P64306 | iC40N 6-10KA 3P 6A CURVA D | 89.21
A9P64310 | A9P64310 | iC40N 6-10KA 3P 10A CURV D | 85.75
A9P64316 | A9P64316 | iC40N 6-10KA 3P 16A CURV D | 79.62
A9P64320 | A9P64320 | iC40N 6-10KA 3P 20A CURV D | 83.49
A9P64325 | A9P64325 | iC40N 6-10KA 3P 25A CURV D | 83.01
A9P64332 | A9P64332 | iC40N 6-10KA 3P 32A CURV D | 85.17
A9P64340 | A9P64340 | iC40N 6-10KA 3P 40A CURV D | 85.54
A9P64602 | A9P64602 | iC40H 6-10KA 1PN 2A CUR D | 41.04
A9P64606 | A9P64606 | iC40N 6-10KA 1PN 6A CUR D | 38.07
A9P64610 | A9P64610 | iC40N 6-10KA 1PN 10A CUR D | 34.2
A9P64616 | A9P64616 | iC40N 6-10KA 1PN 16A CUR D | 32.18
A9P64620 | A9P64620 | iC40N 6-10KA 1PN 20A CUR D | 35.97
A9P64625 | A9P64625 | iC40N 6-10KA 1PN 25A CUR D | 37.95
A9P64632 | A9P64632 | iC40N 6-10KA 1PN 32A CUR D | 41.84
A9P64640 | A9P64640 | iC40N 6-10KA 1PN 40A CUR D | 47.82
A9P64706 | A9P64706 | iC40N 6-10KA 3PNN 6A CURVA D | 109.79
A9P64710 | A9P64710 | iC40N 6-10KA 3PN 10A CURV D | 115.96
A9P64716 | A9P64716 | iC40N 6-10KA 3PN 16A CURV D | 108.77
A9P64720 | A9P64720 | iC40N 6-10KA 3PN 20A CURV D | 109.59
A9P64725 | A9P64725 | iC40N 6-10KA 3PN 25A CURV D | 109.15
A9P64732 | A9P64732 | iC40N 6-10KA 3PN 32A CURV D | 110.78
A9P64740 | A9P64740 | iC40N 6-10KA 3PN 40A CURV D | 114.18
A9Q01225 | A9Q01225 | Quick Vigi iC60 2P 25A 30mA AC 130V | 126.25
A9Q10225 | A9Q10225 | Quick Vigi iC60 2P 25A 10mA AC-type | 316.99
A9Q11225 | A9Q11225 | Quick Vigi iC60 2P 25A 30mA AC-type | 177.48
A9Q11240 | A9Q11240 | Quick Vigi iC60 2P 40A 30mA AC-type | 246.82
A9Q11325 | A9Q11325 | Quick Vigi iC60 3P 25A 30mA AC-type | 223.27
A9Q11340 | A9Q11340 | Quick Vigi iC60 3P 40A 30mA AC | 257.9
A9Q11425 | A9Q11425 | Quick Vigi iC60 4P 25A 30mA AC-type | 224.78
A9Q11440 | A9Q11440 | Quick Vigi iC60 4P 40A 30mA AC-type | 258.96
A9Q12225 | A9Q12225 | Quick Vigi iC60 2P 40A 100mA AC-type | 225.83
A9Q12425 | A9Q12425 | Vigi iC60 4P 25A 100mA AC | 227.02
A9Q14225 | A9Q14225 | Quick Vigi iC60 2P 25A 300mA AC-type | 163.1
A9Q14240 | A9Q14240 | QUICK VIGI IC60 2P 40A 300MA AC | 202.19
A9Q14325 | A9Q14325 | Quick Vigi iC60 3P 25A 300mA AC-type | 186.08
A9Q14340 | A9Q14340 | Quick Vigi iC60 3P 40A 300mA AC-type | 195.92
A9Q14425 | A9Q14425 | Quick Vigi iC60 4P 25A 300mA AC-type | 173.29
A9Q14440 | A9Q14440 | QUICK VIGI IC60 4P 40A 300MA AC | 182.98
A9Q16225 | A9Q16225 | Quick Vigi iC60 2P 25A 500mA AC-type | 170.38
A9Q16240 | A9Q16240 | Quick Vigi iC60 2P 40A 500mA AC-type | 296.32
A9Q16325 | A9Q16325 | Quick Vigi iC60 3P 25A 500mA AC-type | 204.27
A9Q16340 | A9Q16340 | Vigi iC60 3P 40A 500mA AC | 194.63
A9Q16425 | A9Q16425 | Quick Vigi iC60 4P 25A 500mA AC-type | 204.27
A9Q16440 | A9Q16440 | QUICK VIGI IC60 4P 40A 500MA AC | 216.08
A9Q21225 | A9Q21225 | Quick Vigi iC60 2P 25A 30mA A | 197.96
A9Q24225 | A9Q24225 | Quick Vigi iC60 2P 25A 300mA A | 180.18
A9Q26225 | A9Q26225 | Quick Vigi iC60 2P 25A 500mA A | 184.89
A9Q30225 | A9Q30225 | ACTI9 VIGI iC60 2P 25A 10MA Asi | 325.98
A9Q31225 | A9Q31225 | Quick Vigi iC60 2P 25A 30mA A-SI-type | 281.2
A9Q31240 | A9Q31240 | Quick Vigi iC60 2P 40A 30mA A-SI-type | 332.77
A9Q31325 | A9Q31325 | Quick Vigi iC60 3P 25A 30mA A-SI-type | 340.48
A9Q31340 | A9Q31340 | Quick Vigi iC60 3P 40A 30mA A-SI | 358.82
A9Q31425 | A9Q31425 | Quick Vigi iC60 4P 25A 30mA A-SI-type | 303.73
A9Q31440 | A9Q31440 | Quick Vigi iC60 4P 40A 30mA A-SI-type | 394.87
A9R01425 | A9R01425 | iID 4P 25A 30mA Classe A | 128.82
A9R10216 | A9R10216 | iID 2P 16A 10MA AC | 87.91
A9R10225 | A9R10225 | iID 2P 25A 10MA AC | 93.82
A9R11280 | A9R11280 | iID 2P 80A 30MA AC | 152.24
A9R11291 | A9R11291 | iID 2P 100A 30MA AC | 196.01
A9R11480 | A9R11480 | iID 4P 80A 30MA AC | 258.31
A9R11491 | A9R11491 | iID 4P 100A 30MA AC | 402.5
A9R12240 | A9R12240 | iID 2P 40A 100MA AC | 92.2
A9R12263 | A9R12263 | iID 2P 63A 100MA AC | 115.32
A9R12280 | A9R12280 | iID 2P 80A 100MA AC | 134.21
A9R12291 | A9R12291 | iID 2P 100A 100MA AC | 168.19
A9R12440 | A9R12440 | iID 4P 40A 100MA AC | 99
A9R12463 | A9R12463 | iID 4P 63A 100MA AC | 142.46
A9R12480 | A9R12480 | iID 4P 80A 100MA AC | 199.6
A9R12491 | A9R12491 | iID 4P 100A 100MA AC | 407.48
A9R14280 | A9R14280 | iID 2P 80A 300MA AC | 136.07
A9R14291 | A9R14291 | iID 2P 100A 300MA AC | 185.41
A9R14480 | A9R14480 | iID 4P 80A 300MA AC | 152.96
A9R14491 | A9R14491 | iID 4P 100A 300MA AC | 181.77
A9R15263 | A9R15263 | iID 2P 63A 300MA-S AC | 166.75
A9R15280 | A9R15280 | iID 2P 80A 300MA-S AC | 231.88
A9R15291 | A9R15291 | iID 2P 100A 300MA-S AC | 273.43
A9R15440 | A9R15440 | iID 4P 40A 300MA-S AC | 183.83
A9R15463 | A9R15463 | iID 4P 63A 300MA-S AC | 197.07
A9R15480 | A9R15480 | iID 4P 80A 300MA-S AC | 297.21
A9R15491 | A9R15491 | iID 4P 100A 300MA-S AC | 338.97
A9R16225 | A9R16225 | iID 2P 25A 500MA AC | 114.78
A9R16240 | A9R16240 | iID 2P 40A 500MA AC | 100.14
A9R16263 | A9R16263 | iID 2P 63A 500MA AC | 140.81
A9R16425 | A9R16425 | iID 4P 25A 500MA AC | 111
A9R16440 | A9R16440 | iID 4P 40A 500MA AC | 115.26
A9R16463 | A9R16463 | iID 4P 63A 500MA AC | 133.16
A9R16480 | A9R16480 | iID 4P 80A 500MA AC | 177.59
A9R17440 | A9R17440 | iID 4P 40A 500MA-S AC | 205.32
A9R17463 | A9R17463 | iID 4P 63A 500MA-S AC | 192.81
A9R17480 | A9R17480 | iID 4P 80A 500MA-S AC | 290.23
A9R20216 | A9R20216 | iID 2P 16A 10MA A | 76.57
A9R21225 | A9R21225 | ACTI9 IID 2P 25A 30MA A | 82.6
A9R21240 | A9R21240 | ACTI9 IID 2P 40A 30MA A | 86.94
A9R21291 | A9R21291 | iID 2P 100A 30MA A | 300.81
A9R21425 | A9R21425 | iID 4P 25A 30mA A | 128.44
A9R21440 | A9R21440 | iID 4P 40A 30mA A | 139.08
A9R21463 | A9R21463 | ACTI9 IID 4P 63A 30MA A | 236.45
A9R21491 | A9R21491 | ACTI9 IID 4P 100A 30MA A | 389.42
A9R22440 | A9R22440 | iID 4P 40A 100MA A | 133.4
A9R22463 | A9R22463 | iID 4P 63A 100MA A | 223.01
A9R24225 | A9R24225 | iID 2P 25A 300mA A | 95.71
A9R24263 | A9R24263 | iID 2P 63A 300mA A | 139.65
A9R24291 | A9R24291 | iID 2P 100A 300mA A | 152.44
A9R24425 | A9R24425 | iID 4P 25A 300MA A | 115.03
A9R24440 | A9R24440 | iID 4P 40A 300mA A | 119.14
A9R24463 | A9R24463 | iID 4P 63A 300mA A-type | 154.73
A9R24480 | A9R24480 | iID 4P 80A 300mA A | 173.04
A9R24491 | A9R24491 | iID 4P 100A 300mA A | 224.16
A9R25440 | A9R25440 | IID 4P 40A 300 mA-S A-type | 186.18
A9R26440 | A9R26440 | iID 4P 40A 500MA A | 118.19
A9R26463 | A9R26463 | iID 4P 63A 500MA A | 158.68
A9R26491 | A9R26491 | iID 4P 100A 500MA A | 549.91
A9R30225 | A9R30225 | iID 2P 25A 10MA A-SI | 86.33
A9R31480 | A9R31480 | iID 4P 80A 30MA A-SI | 331.1
A9R31491 | A9R31491 | iID 4P 100A 30MA A-SI | 528.19
A9R34463 | A9R34463 | iID 4P 63A 300MA A-SI | 181.59
A9R34491 | A9R34491 | ID 4P 100A 300mA A-SI | 260.23
A9R35240 | A9R35240 | iID 2P 40A 300MA-S A-SI | 115.02
A9R35263 | A9R35263 | iID 2P 63A 300MA-S A-SI | 190.79
A9R35291 | A9R35291 | iID 2P 100A 300MA-S A-SI | 298.17
A9R35440 | A9R35440 | iID 4P 40A 300MA-S A-SI | 175.47
A9R35463 | A9R35463 | iID 4P 63A 300MA-S A-SI | 262.95
A9R35480 | A9R35480 | iID 4P 80A 300MA-S A-SI | 294.69
A9R35491 | A9R35491 | iID 4P 100A 300MA-S A-SI | 504.6
A9R37440 | A9R37440 | iID 4P 40A 500MA-S A-SI | 149.51
A9R37463 | A9R37463 | iID 4P 63A 500MA-S A-SI | 251.91
A9R37480 | A9R37480 | iID 4P 80A 500MA-S A-SI | 295.14
A9R41225 | A9R41225 | iID 2P 25A 30MA AC | 80.7
A9R41240 | A9R41240 | iID 2P 40A 30MA AC | 86.15
A9R41263 | A9R41263 | iID 2P 63A 30MA AC | 113.5
A9R41425 | A9R41425 | iID 4P 25A 30MA AC | 92.39
A9R41440 | A9R41440 | iID 4P 40A 30MA AC | 100.09
A9R41463 | A9R41463 | iID 4P 63A 30MA AC | 162.39
A9R44225 | A9R44225 | iID 2P 25A 300MA AC | 69.02
A9R44240 | A9R44240 | iID 2P 40A 300MA AC | 71.9
A9R44263 | A9R44263 | iID 2P 63A 300MA AC | 93.11
A9R44425 | A9R44425 | iID 4P 25A 300MA AC | 76.76
A9R44440 | A9R44440 | iID 4P 40A 300MA AC | 82.02
A9R44463 | A9R44463 | iID 4P 63A 300MA AC | 105.2
A9R50225 | A9R50225 | iID K 2P 25A 30MA AC | 71.18
A9R50240 | A9R50240 | iID K 2P 40A 30MA AC | 77.79
A9R50425 | A9R50425 | RCCB_IID K 4P 25A 30mA AC-type | 81.96
A9R50440 | A9R50440 | iID K 4P 40A 30MA AC | 88.78
A9R61225 | A9R61225 | iID 2P 25A 30MA A-SI | 129.57
A9R61240 | A9R61240 | iID 2P 40A 30MA A-SI | 135.01
A9R61263 | A9R61263 | iID 2P 63A 30MA A-SI | 190.94
A9R61425 | A9R61425 | iID 4P 25A 30MA A-SI | 159.08
A9R61440 | A9R61440 | iID 4P 40A 30MA A-SI | 163.57
A9R61463 | A9R61463 | iID 4P 63A 30MA A-SI | 257.95
A9R63625 | A9R63625 | ACTI 9 iID40 1PN 25A 30mA AC RCCB | 118.71
A9R63640 | A9R63640 | ACTI 9 iID40 1PN 40A 30mA AC RCCB | 124.96
A9R63663 | A9R63663 | ACTI9 iID40 1PN 63A 30mA AC RCCB | 174.95
A9R63725 | A9R63725 | ACTI9 iID40 3PN 25A 30mA AC RCCB | 166.19
A9R63740 | A9R63740 | ACTI9 iID40 3PN 40A 30mA AC RCCB | 174.95
A9R63763 | A9R63763 | ACTI9 iID40 3PN 63A 30mA AC RCCB | 244.91
A9R70463 | A9R70463 | iID K 4P 63A 30MA AC | 146.15
A9R73625 | A9R73625 | ACTI9 iID40 1PN 25A 300mA AC RCCB | 106.84
A9R73640 | A9R73640 | ACTI9 iID40 1PN 40A 300mA AC RCCB | 112.46
A9R73663 | A9R73663 | ACTI9 iID40 1PN 63A 300mA AC RCCB | 157.45
A9R73725 | A9R73725 | ACTI9 iID40 3PN 25A 300mA AC RCCB | 184.66
A9R73740 | A9R73740 | ACTI9 iID40 3PN 40A 300mA AC RCCB | 194.38
A9R73763 | A9R73763 | ACTI9 iID40 3PN 63A 300mA AC RCCB | 272.13
A9R75225 | A9R75225 | iID K 2P 25A 300MA AC | 61.04
A9R75240 | A9R75240 | iID K 2P 40A 300MA AC | 62.89
A9R75425 | A9R75425 | RCCB_IID K 4P 25A 300mA AC-type | 68.09
A9R75440 | A9R75440 | RCCB_IID K 4P 40A 300mA AC-type | 72.74
A9R75463 | A9R75463 | RCCB_IID K 4P 63A 300mA AC-type | 93.32
A9R83625 | A9R83625 | ACTI9 iID40 1PN 25A 30mA ASI RCCB | 166.19
A9R83640 | A9R83640 | ACTI9 iID40 1PN 40A 30mA ASI RCCB | 174.95
A9R83725 | A9R83725 | ACTI9 iID40 3PN 25A 30mA ASI RCCB | 232.68
A9R83740 | A9R83740 | ACTI9 iID40 3PN 40A 30mA ASI RCCB | 244.91
A9R83763 | A9R83763 | ACTI9 iID40 3PN 63A 30mA ASI RCCB | 269.42
A9R93763 | A9R93763 | ACTI9 iID40 3PN 63A 300mA ASI RCCB | 299.34
A9S60120 | A9S60120 | iSW 1P 20A | 7.66
A9S60132 | A9S60132 | iSW 1P 32A | 9.2
A9S60220 | A9S60220 | iSW 2P 20A | 12.88
A9S60232 | A9S60232 | iSW 2P 32A | 13.01
A9S60320 | A9S60320 | iSW 3P 20A | 22.87
A9S60332 | A9S60332 | iSW 3P 32A | 25.11
A9S60420 | A9S60420 | iSW 4P 20A | 27.15
A9S60432 | A9S60432 | iSW 4P 32A | 27.43
A9S61120 | A9S61120 | iSW 1P 20A SIN. VERMELHO | 21.56
A9S61132 | A9S61132 | iSW 1P 32A SIN. VERMELHO | 31.66
A9S61220 | A9S61220 | iSW 2P 20A SIN. VERMELHO | 27.21
A9S61232 | A9S61232 | iSW 2P 32A SIN. VERMELHO | 37.39
A9S65140 | A9S65140 | INTERRUPTOR 1P 40A 250V | 9.88
A9S65163 | A9S65163 | INTERRUPTOR 1P 63A 250V | 12.28
A9S65191 | A9S65191 | INTERRUPTOR 1P 100A 250V | 30.1
A9S65192 | A9S65192 | INTERRUPTOR 1P 125A 250V | 40.51
A9S65240 | A9S65240 | INTERRUPTOR 2P 40A 415V | 17.3
A9S65263 | A9S65263 | INTERRUPTOR 2P 63A 415V | 21.84
A9S65291 | A9S65291 | INTERRUPTOR 2P 415V 100A | 50.82
A9S65292 | A9S65292 | INTERRUPTOR 2P 125A 415V | 65.93
A9S65340 | A9S65340 | INTERRUPTOR 3P 40A 415V | 28.96
A9S65363 | A9S65363 | INTERRUPTOR 3P 63A 415V | 41.62
A9S65391 | A9S65391 | INTERRUPTOR 3P 415V 100A | 82.13
A9S65392 | A9S65392 | INTERRUPTOR 3P 125A 415V | 94.05
A9S65440 | A9S65440 | INTERRUPTOR 4P 40A 415V | 36.32
A9S65463 | A9S65463 | INTERRUPTOR 4P 63A 415V | 42.96
A9S65491 | A9S65491 | INTERRUPTOR 4P 415V 100A | 84.41
A9S65492 | A9S65492 | INTERRUPTOR 4P 125A 415V | 107.35
A9S70640 | A9S70640 | iINA 2P 40A | 45.9
A9S70663 | A9S70663 | iINA 2P 63A | 58.93
A9S70680 | A9S70680 | iINA 2P 80A | 107.67
A9S70690 | A9S70690 | iINA 2P 100A | 115.69
A9S70740 | A9S70740 | iINA 4P 40A | 77.31
A9S70763 | A9S70763 | iINA 4P 63A | 99.27
A9S70780 | A9S70780 | iINA 4P 80A | 178.72
A9S70790 | A9S70790 | iSW-NA 3P+N 100A | 205.58
A9V01263 | A9V01263 | VIGI IC60 2P 63A 30MA AC 130V | 370.51
A9V04263 | A9V04263 | VIGI IC60 2P 63A 300MA AC 130V | 284.75
A9V11263 | A9V11263 | VIGI IC60 2P 63A 30MA AC | 284.13
A9V11363 | A9V11363 | VIGI IC60 3P 63A 30MA AC | 323.88
A9V11463 | A9V11463 | VIGI IC60 4P 63A 30MA AC | 314.63
A9V12263 | A9V12263 | Vigi iC60 2P 63A 100mA AC | 294.05
A9V12463 | A9V12463 | Vigi iC60 4P 63A 100mA AC | 319.21
A9V14263 | A9V14263 | VIGI IC60 2P 63A 300MA AC | 204.46
A9V14363 | A9V14363 | VIGI IC60 3P 63A 300MA AC | 213.24
A9V14463 | A9V14463 | VIGI IC60 4P 63A 300MA AC | 209.52
A9V15263 | A9V15263 | VIGI IC60 2P 63A 300MA-S AC | 308.76
A9V15363 | A9V15363 | VIGI IC60 3P 63A 300MA-S AC | 344.86
A9V15463 | A9V15463 | VIGI IC60 4P 63A 300MA-S AC | 330.87
A9V16263 | A9V16263 | VIGI IC60 2P 63A 500MA AC | 308.76
A9V16363 | A9V16363 | VIGI IC60 3P 63A 500MA AC | 221.79
A9V16463 | A9V16463 | VIGI IC60 4P 63A 500MA AC | 330.87
A9V19263 | A9V19263 | VIGI IC60 2P 63A 1000MA-S AC | 299.96
A9V19363 | A9V19363 | VIGI IC60 3P 63A 1000MA-S AC | 331.53
A9V19463 | A9V19463 | VIGI IC60 4P 63A 1000MA-S AC | 321.99
A9V21225 | A9V21225 | Vigi iC60 2P 25A 30mA A | 248.13
A9V21263 | A9V21263 | ACTI9 VIGI IC60 2P 63A 30MA A | 277.19
A9V21463 | A9V21463 | ACTI9 VIGI IC60 4P 63A 30MA A | 319.06
A9V24263 | A9V24263 | Vigi iC60 2P 63A 300mA A | 242.52
A9V24363 | A9V24363 | Vigi iC60 3P 63A 300mA A | 279.2
A9V24463 | A9V24463 | Vigi iC60 4P 63A 300mA A | 279.2
A9V26463 | A9V26463 | VIGI IC60 4P 63A 500MA A | 322.78
A9V31263 | A9V31263 | VIGI IC60 2P 63A 30MA A-SI | 391.56
A9V31363 | A9V31363 | VIGI IC60 3P 63A 30MA A-SI | 414.28
A9V31463 | A9V31463 | VIGI IC60 4P 63A 30MA A-SI | 424.97
A9V35263 | A9V35263 | VIGI IC60 2P 63A 300MA-S A-SI | 379.78
A9V35363 | A9V35363 | VIGI IC60 3P 63A 300MA-S A-SI | 357.27
A9V35463 | A9V35463 | VIGI IC60 4P 63A 300MA-S A-SI | 408.54
A9V39263 | A9V39263 | VIGI IC60 2P 63A 1000MA-S A-SI | 406.96
A9V39363 | A9V39363 | Vigi iC60 3P 63A 1000mA-S A-SI | 477.52
A9V39463 | A9V39463 | Vigi iC60 4P 63A 1000mA-S A-SI | 409.15
A9X21094 | A9X21094 | 40 TP LT iC40 1P+N | 14.57
A9X21095 | A9X21095 | 40 TPA LT iC40 3P+N | 19.22
A9X21096 | A9X21096 | LT DE 12 TAPA-DTS 6P. | 11.74
A9XAH157 | A9XAH157 | PENTE LIGACAO AUX+1P 100A 57MOD | 33.23
A9XAH357 | A9XAH357 | PEIGNE RACCORDEMENT AUX3P 100A 57MOD. | 71.74
A9XAH457 | A9XAH457 | PEIGNE RACCORDEMENT AUX4P 100A 57MOD. | 78.91
A9XAH557 | A9XAH557 | PENTE LIGACAO 3(AUX+N+1P) 100A 57MOD | 91.98
A9XC2412 | A9XC2412 | Conectores Ti24 - Lote 12 | 48.4
A9XCAL06 | A9XCAL06 | Cabos 870 mm - Lote 6 | 64.7
A9XCAM06 | A9XCAM06 | Cabos 160 mm - Lote 6 | 54.2
A9XCAS06 | A9XCAS06 | Cabos 100 mm - Lote 6 | 46.7
A9XCATM1 | A9XCATM1 | USB-MODBUS ACTI 9 SMARTLINK | 143.3
A9XCAU06 | A9XCAU06 | Cabos Universais 870 mm - Lote 6 | 46.3
A9XELC08 | A9XELC08 | Smartlink ELEC | 618.5
A9XELC10 | A9XELC10 | Smartlink ELEC Lite | 585.2
A9XM2B04 | A9XM2B04 | Kit de montagem para Multiclip 200 | 35.7
A9XMBP02 | A9XMBP02 | KIT MONTAG SMARTLINK PAINEL POSTERIOR | 16.64
A9XMC1D3 | A9XMC1D3 | TOMA DE CORRIENTE 2P+T 250V + PILOTO | 154.6
A9XMFA04 | A9XMFA04 | Kit de montagem para calha DIN | 29
A9XMLA02 | A9XMLA02 | Multiclip Locking clips - Smartlink | 40.1
A9XMSB11 | A9XMSB11 | Smartlink | 479.9
A9XMWD100 | A9XMWD100 | A9 PowerTag Link HD RF/ IP gateway | 659.3
A9XMWD20 | A9XMWD20 | A9 PowerTag Link RF to IP gateway | 366.3
A9XMZA08 | A9XMZA08 | Smartlink IP power tag | 621.5
A9XPC612 | A9XPC612 | P. iC40 1P+N 24 PASSOS | 12.49
A9XPC624 | A9XPC624 | P. iC40 1P+N+48 PASSOS | 22
A9XPC648 | A9XPC648 | P. iC40 1P+N 96 PASSOS | 64.88
A9XPC712 | A9XPC712 | P. iC40 3P+N 24 PASSOS | 18.54
A9XPC724 | A9XPC724 | P. iC40 3P+N+48 PASSOS | 34.65
A9XPC748 | A9XPC748 | P. iC40 3P+N 96 PASSOS | 61.61
A9XPCM04 | A9XPCM04 | CONJ.4 LIGADORES 25MM2 | 11.88
A9XPE110 | A9XPE110 | TAMPAS LAT. P-PENTES UNI,BI | 4.86
A9XPE210 | A9XPE210 | 10 TAMPAS LAT. P/PENTES BIPOLAR | 5.17
A9XPE310 | A9XPE310 | TAMPAS LAT.P-PENTES TRI TETRA-10uni | 5.68
A9XPE410 | A9XPE410 | 10 TAMPAS LAT. P/PENTES TETRAPOLAR | 6.49
A9XPH106 | A9XPH106 | Pente 1P 100A 6MOD. | 5.21
A9XPH112 | A9XPH112 | PENTE UNIPOLAR 26 PAS. | 6.83
A9XPH124 | A9XPH124 | Pente unipolar 2x48 passos | 13.15
A9XPH157 | A9XPH157 | PENTE UNIPOLAR 108 PASSOS 1M | 30.88
A9XPH212 | A9XPH212 | PENTE BIPOLAR 24 PAS | 8.55
A9XPH224 | A9XPH224 | PENTE BIPOLAR 46 PAS | 18.43
A9XPH257 | A9XPH257 | PENTE BIPOLAR 108 PASSOS 1M | 38.6
A9XPH312 | A9XPH312 | PENTE TRIPOLAR 24 PAS | 12.08
A9XPH324 | A9XPH324 | PENTE TRI 2X8 SAIDAS | 24.12
A9XPH357 | A9XPH357 | Pente tripolar 108 passos (1m) | 47.63
A9XPH412 | A9XPH412 | PENTE LIGACAO TETRA 3 SAIDAS | 14.89
A9XPH424 | A9XPH424 | PENTE TETRAPOLAR 2X48 PAS. | 35.69
A9XPH457 | A9XPH457 | PENTE TETRAPOLAR 108 PASSOS 1M | 64.31
A9XPH512 | A9XPH512 | PENTE 4P REPART. 100A 12MO | 22.25
A9XPH518 | A9XPH518 | Pente Tetrapolar N 100A 18mm | 29.98
A9XPH524 | A9XPH524 | COMB BUSBAR 4P REPART. 100A 24MOD. | 39.25
A9XPH557 | A9XPH557 | PEIGNE RACCORDEMENT 4P REPART. 100A 57MO | 69.36
A9XPM512 | A9XPM512 | PENTE 4P REPART. 100A 12MO | 22.25
A9XPT920 | A9XPT920 | CONJ.DE 40 TAPA DENTES | 6.71
A9XST114 | A9XST114 | Pack 4 sensores temperatura PowerTag | 297.7
A9Y76640 | A9Y76640 | V iC40 1PN 40A 300mASL A | 431.55
A9Y76740 | A9Y76740 | VIG iC40 C 40A 300mA S ES | 542.5
A9Y82325 | A9Y82325 | VIGI iC40 3P 25A 30mA AC | 229.28
A9Y82340 | A9Y82340 | VIGI iC40 3P 40A 30mA AC | 277.77
A9Y82625 | A9Y82625 | VIGI iC40 1PN 25A 30MA AC | 166.93
A9Y82640 | A9Y82640 | VIGI iC40 1PN 40A 30MA AC | 227.47
A9Y82725 | A9Y82725 | VIGI iC40 3PN 25A 30mA AC | 236.97
A9Y82740 | A9Y82740 | VIGI iC40 3PN 40A 30mA AC | 287.04
A9Y83325 | A9Y83325 | VIGI iC40 3P 25A 300mA AC | 223.69
A9Y83340 | A9Y83340 | VIGI iC40 3P 40A 300mA AC | 234.23
A9Y83625 | A9Y83625 | VIGI iC40 1PN 25A 300mA AC | 157.21
A9Y83640 | A9Y83640 | VIGI iC40 1PN 40A 300MA AC | 168.83
A9Y83725 | A9Y83725 | VIGI iC40 3PN 25A 300mA AC | 221.94
A9Y83740 | A9Y83740 | VIGI iC40 3PN 40A 300mA AC | 242.07
A9Y84325 | A9Y84325 | VIGI iC40 3P 25A 30mA Si | 353.65
A9Y84340 | A9Y84340 | VIGI iC40 3P 40A 30mA Si | 419.34
A9Y84625 | A9Y84625 | VIGI iC40 1PN 25A 30MA ASI | 271.17
A9Y84640 | A9Y84640 | VIG iC40 1PN 40A 30MA ASI | 348.06
A9Y84725 | A9Y84725 | VIGI iC40 3PN 25A 30mA Si | 342.2
A9Y84740 | A9Y84740 | VIGI iC40 3PN 40A 30mA Si | 417.64
A9Y85325 | A9Y85325 | VIGI iC40 3P 25A 300mA Si | 340.98
A9Y85340 | A9Y85340 | VIGI iC40 3P 40A 300mA SI | 353.65
A9Y85625 | A9Y85625 | VIG iC40 1PN 25A 300MA ASI | 261.42
A9Y85640 | A9Y85640 | VIG iC40 1PN 40A 300MA ASI | 293.54
A9Y85725 | A9Y85725 | VIG iC40 3PN 25A 300mA Si | 339.61
A9Y85740 | A9Y85740 | VIG iC40 3PN 40A 300mA Si | 352.24
A9Z21225 | A9Z21225 | ACTI9 IID 2P 25A 30MA A | 107.36
A9Z61225 | A9Z61225 | iID 2P 25A 30mA B-SI 230V | 727.42
A9Z61240 | A9Z61240 | iID 2P 40A 30mA B-SI 230V | 788.95
A9Z61263 | A9Z61263 | iID 2P 63A 30mA B-SI 230V | 825.33
A9Z61425 | A9Z61425 | iID 4P 25A 30mA B-SI 400V | 1039.17
A9Z61440 | A9Z61440 | iID 4P 40A 30mA B-SI 400V | 1127.08
A9Z61463 | A9Z61463 | iID 4P 63A 30mA B-SI 400V | 1179.05
A9Z61480 | A9Z61480 | iID 4P 80A 30mA B-SI 400V | 2264.97
A9Z64225 | A9Z64225 | iID 2P 25A 300mA B-SI 230V | 669.78
A9Z64240 | A9Z64240 | iID 2P 40A 300mA B-SI 230V | 705.04
A9Z64263 | A9Z64263 | iID 2P 63A 300mA B-SI 230V | 735.81
A9Z64425 | A9Z64425 | iID 4P 25A 300mA B-SI 400V | 956.83
A9Z64440 | A9Z64440 | iID 4P 40A 300mA B-SI 400V | 1007.19
A9Z64463 | A9Z64463 | iID 4P 63A 300mA B-SI 400V | 1051.15
A9Z64480 | A9Z64480 | iID 4P 80A 300mA B-SI 400V | 2066.39
A9Z65440 | A9Z65440 | iID 4P 40A 300SmA B-SI 400V | 1151.1
A9Z65463 | A9Z65463 | iID 4P 63A 300SmA B-SI 400V | 1207.03
A9Z65480 | A9Z65480 | iID 4P 80A 300SmA B-SI 400V | 2270.21
A9Z66440 | A9Z66440 | iID 4P 40A 500mA B-SI 400V | 968.24
A9Z66463 | A9Z66463 | iID 4P 63A 500mA B-SI 400V | 1012.46
A9Z66480 | A9Z66480 | iID 4P 80A 500mA B-SI 400V | 1936.48
AB3RV162U | AB3RV162U | BLOCO REP UNIP | Sob Consulta
A-BASE-ADAPTER-9 | A-BASE-ADAPTER-9 | Zócalo para ION8600 formato 9S a 9A | 538.3
ACAC10002 | ACAC10002 | InRow Bridge Trough, Power Cable Shield | Sob Consulta
ACAC10003 | ACAC10003 | INROW ROOF HEIGHT ADAPTER, SX42U TO VX42 | Sob Consulta
ACAC10005 | ACAC10005 | InRow Bridge Partition, Data C | 265
ACAC10007 | ACAC10007 | INROW ROOF HEIGHT ADAPTER, SX42U TO SX48 | 833.18
ACAC10010 | ACAC10010 | INROW BRIDGE PARTITION, DATA CABLE 600 M | 261.67
ACAC10011 | ACAC10011 | 3ft (0.9144m) Stainless Flex Pipe Kit | 816.67
ACAC10012 | ACAC10012 | 6FT (1.828M) STAINLESS FLEX PIPE KIT 1 | 1226.67
ACAC10016 | ACAC10016 | 3ft (0.914m) Stainless Flex Female | 590
ACAC10017 | ACAC10017 | 6ft(1.828m)Stainless Flex Pipe Kit 1.2 | 885
ACAC10022 | ACAC10022 | Isolat Valve Assemblies 1/2p | 150
ACAC10031 | ACAC10031 | Pump - DP Control, 208-230V, 50/60Hz | 2116.67
ACAC20008 | ACAC20008 | CDU Flexible Fluid Piping Clamp/Hanger ( | 556.67
ACAC75009 | ACAC75009 | ACAC75009 / Flooded Receiver 17lb, R410A | 2433.33
ACAC75015 | ACAC75015 | Flooded Receiver, 20L | 3125
ACCD75207 | ACCD75207 | Condenser 1 EC Fan 4.8 kW/1C TD 380-415V | 4847.25
ACCD75215 | ACCD75215 | Condenser 1 Fan, Single Circuit, 4MBH/1F | 5858.33
ACCD75216 | ACCD75216 | Condenser 1 Fan | 3175
ACCD75217 | ACCD75217 | Condenser 2 Fan Single Circuit | 4625
ACCD75218 | ACCD75218 | Condenser, 1 Fan, Single Circuit, 1.2MBH | 2466.67
ACCD75219 | ACCD75219 | Condenser, 2 Fan, Single Circuit, 2.3MBH | 3275
ACCD75232-C | ACCD75232-C | Condenser, 46kw, 95F/115F(35C/46C) | 6133.33
ACCS1002 | ACCS1002 | APC Rack Air Containment End | 446.67
ACCS1003 | ACCS1003 | Air Cont Front Assembly for InRow 300 | 1108.33
ACCS1007 | ACCS1007 | Rack Air Containment Front Assembly fo | 1775
ACCU30001 | ACCU30001 | Condenser DX 30kW Indow, 230v, Single fe | 12150
ACCU30002 | ACCU30002 | Condenser DX 30kW Indow, 230v, Dual feed | 13541.67
ACCU30201 | ACCU30201 | Condenser DX 30kW Indow, 400v, Single fe | 12150
ACCU30202 | ACCU30202 | Condenser DX 30kW Indow, 400v, Dual feed | 13541.67
ACDC1009 | ACDC1009 | DOOR LOCK ASSY | 1066.67
ACDC1016 | ACDC1016 | Door and Frame Assembly SX to SX | 2691.67
ACDC1017 | ACDC1017 | DOOR AND FRAME ASSEMBLY SX TO VX (VX RIG | 3933.33
ACDC2000 | ACDC2000 | CEILING PANEL MOUNTING RAIL - 1800MM | 981.67
ACDC2001 | ACDC2001 | Ceiling Panel Mounting Rail - 600mm (23. | 466.67
ACDC2002 | ACDC2002 | Ceiling Panel Mounting Rail - 300mm | 305
ACDC2003 | ACDC2003 | Ceiling Panel Mount. Rail - 100mm 3.9 | 180
ACDC2006 | ACDC2006 | Mount.Brack-Ceiling Panel Rail (Power) | 83.33
ACDC2015 | ACDC2015 | Ceiling Panel Lock System (w/o power sup | 525
ACDC2017 | ACDC2017 | Ceiling Panel Lock System, 200-240V | 1226.67
ACDC2102 | ACDC2102 | Ceiling Panel - 1200mm (48in) | 118.33
ACDC2104 | ACDC2104 | Painel de Teto - 1500 mm (60 polegadas) | 138.33
ACDC2204 | ACDC2204 | Mount.Brack.-Adj. Moun.Sup.Cooling | 43.33
ACDC2205 | ACDC2205 | Mounting Brackets - Adjustable Mounting | 98.33
ACDC2400 | ACDC2400 | Aisle Containment Door - Sliding | 4375
ACDC2401 | ACDC2401 | Door Header - 42U SX | 1040
ACDC2403 | ACDC2403 | DOOR HEADER - 48U SX | 1186.67
ACDC2404 | ACDC2404 | Door Post, 900 - 1200mm (36 - 48in) Ai | 418.33
ACDC2405 | ACDC2405 | Lintel de Porta - 48U SX | 671.67
ACDC2408 | ACDC2408 | Door Lock | 81.67
ACDC2512 | ACDC2512 | Roof Height Adapter, SX42U to SX48U, 300 | 296.67
ACDC2550 | ACDC2550 | DEPTH ADAPTER, 1070 TO 1200MM, SX42U, 30 | 253.33
ACDC2576 | ACDC2576 | BLANKING PANEL, 42-48U SX / 42U VX, 600M | 503.33
ACECCP100SE | ACECCP100SE | EcoBreeze Remote Display | 2397.75
ACECFR20101SE2 | ACECFR20101SE2 | EcoBreeze Frame 20' (6m) 400/3/50 VAC | 242595.38
ACECINS100SE | ACECINS100SE | EcoBreeze Frame Installation Kit | 4269.38
ACECSJ100SE | ACECSJ100SE | EcoBreeze Screw Jack Assembly | 14274.38
ACF001RF | ACF001RF | APC REPLACEMENT FILTER AIR DIST UNIT | 105
ACF002 | ACF002 | Rack Air Distribution Unit 2U | 1271.67
ACF202BLK | ACF202BLK | APC SIDE AIR DISTRIBUTION UNIT 2U RM 230 | 636.67
ACF502 | ACF502 | Netshelter SX Roof Fan Tray 20 | 406.67
ACF504 | ACF504 | Netshelter SX Roof Fan Tray 208-230 VA | 620
ACFD12-B | ACFD12-B | Cooling Distribution Unit 12 Circuit, Bo | 17766.67
ACFD12-T | ACFD12-T | Cooling Distribution Unit 12 Circuit, Bo | 17766.67
ACRC103 | ACRC103 | **In Row RC Chilled Water, 200-2 | 5675.25
ACRC301H | ACRC301H | InRow RC, 300mm, Chilled Water, 208-23 | 12341.67
ACRC301S | ACRC301S | InRow RC 300mm Chilled Water 100-240V 50 | 9758.33
ACRC502 | ACRC502 | InRow RC 600mm Chilled Water 380-415V 50 | 18354
ACRC602P | ACRC602P | InRow RC, 600mm, Chilled Water 380-415V | 23625
ACRD101 | ACRD101 | InRow RD, 300mm, Air Cooled, 220-240V, 5 | 10400
ACRD602 | ACRD602 | BATT CB KIT UP TO 5MN 400 KVA | 18658.33
ACRD602P | ACRD602P | InRow RD, 600mm, Air Cooled, 380-415V | 24516.67
ACRP502 | ACRP502 | InRow RP Chilled Water 380-415V 50 Hz | 24495
ACSC101 | ACSC101 | ACSC101 / InfraStruXure InRow SC Air Coo | 8025
ACTDT217C32 | ACTDT217C32 | Controlador hasta 32 paneles iFLEX | 1315.6
ACTDT217K | ACTDT217K | Kit actualización a iFlex | 179.4
ACTDT217SL | ACTDT217SL | Dongle para versión LAN | 1104.69
ACTDTDMKIT | ACTDTDMKIT | Kit Etiquetado para paneles Flex | 80.45
ACTFMFXC | ACTFMFXC | Frontal para conectores FO (4 unid) | 38.6
ACTFMFXCDT | ACTFMFXCDT | Frontal iFlex para FO (4 unid) | 347.92
ACTFMFXDTU | ACTFMFXDTU | Panel fijo vacio iFlex fibra óptica | 598
ACTFMFXMLC | ACTFMFXMLC | Cassete LC duplex MM | 462.07
ACTFMFXU | ACTFMFXU | Panel vacio Flex FO 24 puertos 1U | 76.97
ACTPPFXCDT | ACTPPFXCDT | Frontal iFlex para RJ45 (4 unid) | 326.18
ACTPPFXPSST | ACTPPFXPSST | Pigtail SC SM, 1,5 m | 200.88
ACTPPFXPUST | ACTPPFXPUST | Pigtail SC, SM, 2,0 m | 20.55
ACTPPFXSDTU | ACTPPFXSDTU | Panel vacio iFlex STP / UTP 24 puertos | 576.25
ACTPPFXSU | ACTPPFXSU | Frontal iFlex para RJ45 (4 unid) | 80.19
ACTPPFXUU | ACTPPFXUU | Bastidor para conector S-One STP | 96.24
AEP-LB01-SU12W | AEP-LB01-SU12W | Portable Solar LED Lighting System-1.2W | 68.78
AG13A230 | AG13A230 | Erie Act NC 24Vac 36p Lead | 43.2
AG13A23A | AG13A23A | Erie Act NC 24Vac 36p Lead+Sw | 267.9
AG13U230 | AG13U230 | Erie Act NC 230Vac 36p Lead | 47.9
AG13U23A | AG13U23A | Erie Act NC 230Vac 36p Lead+Sw | 52
AG23A230 | AG23A230 | Erie Act NO 24Vac 36p Lead | 58
AG23U230 | AG23U230 | Erie Act NO 230Vac 36p Lead | 52.4
AH13U230 | AH13U230 | Erie ActHCL NC 230Vac 36p Lead | 58.4
AH13U23A | AH13U23A | Erie ActHCL NC 230Vac 36p Lead+Sw | 61.2
ALB45650 | ALB45650 | BAST MOD. SIMPLES 45x45 BRC UNIVERSAL | 1.8
ALB45654 | ALB45654 | BAST MOD. DUPLO 45x45 BRC UNIVERSAL | 2.49
ALB45656 | ALB45656 | BAST MOD. TRIPLO 45x45 BRC UNIVERSAL | 3.23
AP420 | AP420 | APC FERRITE FOR 10BT CABLE QTY 10 | 35.42
AP4421 | AP4421 | Rack ATS, | 996.67
AP4422 | AP4422 | Rack ATS, 230V, 16A, (2) IEC 309 in, (1) | 1400
AP4423 | AP4423 | Rack ATS, 230V, 16A | 1071.67
AP4424 | AP4424 | Rack ATS, 230V, 32A | 1395
AP5201 | AP5201 | 8 PORT MULTI-PLATFORM ANALOG K | 910
AP5202 | AP5202 | APC 16 Port Multi-Platform Analog KVM | 1400.7
AP5250 | AP5250 | PS/2 CABLE - 6 ft | 68.33
AP5251 | AP5251 | APC KVM SUN Cable 13W3 - 6 ft (1.8 m) | 132.82
AP5252 | AP5252 | APC KVM SUN Cable VGA - 6 ft (1.8 m) | Sob Consulta
AP5253 | AP5253 | APC KVM USB CABLE - 6 FT (1.8 M) | 80
AP5254 | AP5254 | APC KVM PS/2 CABLE - 12 FT (3.6 M) | 86.67
AP5255 | AP5255 | APC KVM SUN CABLE 13W3 - 12 FT (3.6 M) | 146.63
AP5256 | AP5256 | APC KVM SUN Cable VGA - 12 ft (3.6 m) | 146.63
AP5257 | AP5257 | AP5257 / USB CABLE - 12 ft | 101.67
AP5258 | AP5258 | APC KVM PS/2 Cable - 25 ft (7.6 m) | 126.67
AP5261 | AP5261 | APC KVM USB Cable - 25 ft (7.6 m) | 126.67
AP5262 | AP5262 | APC KVM Daisy-Chain Cable - 2 ft (0.6 m) | 78.33
AP5460 | AP5460 | CAT5/IP KVM PS/2 Server Module for AP540 | 120.75
AP5630 | AP5630 | APC KVM PS/2 SERVER MODULE | Sob Consulta
AP5631 | AP5631 | APC KVM USB Server Module | 122.47
AP5632 | AP5632 | APC KVM Sun Server Module for VGA or 13W | Sob Consulta
AP5717 | AP5717 | APC 17p Rack LCD Console | 1481.67
AP5717F | AP5717F | APC 17" RACK LCD CONSOLE - FRENCH | 1353.33
AP5717G | AP5717G | APC 17" RACK LCD CONSOLE - GERMAN | 1398.33
AP5719 | AP5719 | APC 19p RACK LCD CONSOLE | 1725
AP5808 | AP5808 | 17p Rack LCD Console with Integrat. 8 | 2566.67
AP5821 | AP5821 | APC Integrated Rack LCD/KVM USB Cable - | 73.33
AP6020A | AP6020A | Rack PDU,Basic,ZeroU,16A,230V,(20)C13 & | 95
AP6032A | AP6032A | Rack PDU,Basic,ZeroU,16A,230V,(20)C13 & | 210
AP7152 | AP7152 | In-Line Current Meter, 16A, 230V, IEC309 | 534.75
AP7155B | AP7155B | In-Line Current Meter, 32A, 23 | 545
AP7175 | AP7175 | In-Line Current Meter, 32A, 230V, IEC309 | 655.5
AP7175B | AP7175B | In-Line Current Meter, 32A, 230V, IEC309 | 616.67
AP7400 | AP7400 | BRACKET KIT, 0U RACK PDU, HP/DELL | 93.33
AP7526 | AP7526 | Rack PDU Basic 1U 22kW 400v | 846.67
AP7530 | AP7530 | **RACK PDU BASIC ZERO U 20A 120V (2 | Sob Consulta
AP7540 | AP7540 | **Toolless Cable Management Rings (Qty 1 | Sob Consulta
AP7551 | AP7551 | Rack PDU,Basic,ZeroU,16A,230V, | 415
AP7552 | AP7552 | Rack PDU,Basic, Zero U, 16A, 2 | 415
AP7553 | AP7553 | Rack PDU, Basic, Zero U, 32A, | 415
AP7554 | AP7554 | Rack PDU Basic ZeroU 16A | 466.67
AP7555A | AP7555A | Rack PDU, Basic, Zero U, 22kW, 230V | 1055
AP7557 | AP7557 | Rack PDU, Basic, Zero U, 11 kW | 835
AP7585 | AP7585 | RACK PDU EXTENDER, BASIC, 2U, 32A, 230V, | 753.33
AP7586 | AP7586 | PDU2U,32A,IEC 309-32 | 838.33
AP7611 | AP7611 | RACKPDU,METERED,2U,16A,230V,(11)C13,(2)C | Sob Consulta
AP7722A | AP7722A | Rack ATS, 16A, 230V, (2)IEC 309 in, (1)I | 1248.9
AP7725 | AP7725 | Rack ATS, 230V, 32A, (2) IEC309 in, (1) | 1409.15
AP7752 | AP7752 | Rack ATS, 120V, 20A, L5-20 in, (10) 5 | 884.93
AP7768 | AP7768 | Cord Retention Bracket for Rack ATS | 75
AP7769 | AP7769 | Cord Retention Bracket for Rack ATS | 65
AP7821 | AP7821 | Rack PDU, Metered, 1U, 16A, 20 | 705.53
AP7821B | AP7821B | Rack PDU, Metered, 1U, 16A, 20 | 663.33
AP7822 | AP7822 | PDU pour Rack/Afficheur/2U/32A/12P C13/4 | 1124.7
AP7822B | AP7822B | RACK PDU METERED 2U 32A 230V (12) C13 & | 1083.33
AP7850 | AP7850 | PDU pour Rack/Afficheur/0U/10A/16P C13 | 753.82
AP7852 | AP7852 | RackPDU, Metered, ZeroU, 16A, | Sob Consulta
AP7853 | AP7853 | Rack PDU, Metered, Zero U, 32A | 831.45
AP7855 | AP7855 | Rack PDU, Metered, Zero U, 22kW, 230V, ( | Sob Consulta
AP7856 | AP7856 | **RACK PDU, METERED, ZERO U, 22 KW, 230V | 2208
AP7856A | AP7856A | RACK PDU, METERED, ZERO U, 22KW, 230V, ( | 2268.38
AP7920B | AP7920B | RACK PDU, SWITCHED, 1U, 12A/208V, 10A/23 | 858.33
AP7921B | AP7921B | RACK PDU, 1U, 16A, 208/230V, (8)C13 | 965
AP7932 | AP7932 | Rack PDU, Switched, Zero U, 30A, 120V, ( | 1493.85
AP7951 | AP7951 | **Rack PDU,Switched,ZeroU,16A,23 | Sob Consulta
AP7952 | AP7952 | Rack PDU, Switched, Zero U,16A | Sob Consulta
AP8453 | AP8453 | Rack PDU 2G, Metered-by-Outlet, ZeroU, 3 | 1526.67
AP8459EU3 | AP8459EU3 | Rack PDU 2G, Metered-by-Outlet, ZeroU, 1 | 1230
AP8653 | AP8653 | Rack PDU 2G, Metered by Outlet with Swit | 1883.33
AP8659EU3 | AP8659EU3 | Rack PDU 2G, Metered by Outlet with Sw | 1691.67
AP8702S-WW | AP8702S-WW | Power Cord Kit (6 ea), Locking, C13 to C | 66.67
AP8704R-WW | AP8704R-WW | Power Cord Kit (6 ea), Locking, C13 to C | 103.33
AP8704S | AP8704S | **Power Cord Kit (6 ea), Locking, C13 to | 96.6
AP8704S-WW | AP8704S-WW | Power Cord Kit (6 ea), Locking, C13 to C | 103.33
AP8706R-WW | AP8706R-WW | Power Cord Kit (6 ea), Locking, C13 | 150
AP8706S-WW | AP8706S-WW | Power Cord Kit (6 ea), Locking, C13 to C | 161.34
AP8712R | AP8712R | Power Cord Kit (6 ea), Locking, C19 to C | 135
AP8714R | AP8714R | Power Cord Kit (6 ea), Locking, C19 to C | 175
AP8714S | AP8714S | Power Cord Kit (6 ea), Locking, C19 to C | 175
AP8716R | AP8716R | Power Cord Kit (6 ea), Locking, C19 to C | 215
AP8716S | AP8716S | Power Cord Kit (6 ea), Locking, C19 to C | 215
AP8755 | AP8755 | Power Cord Locking C19 to CEE 7 Schuko 3 | 83.33
AP8758 | AP8758 | Power Cord, Locking C19 to IEC309-16A, 3 | 98.33
AP8759 | AP8759 | Power Cord, Locking C19 to Rewireable, 3 | 53.33
AP8760 | AP8760 | Power Cord, Locking C19 to C20, 3.0m | 80
AP8853 | AP8853 | Rack PDU 2G, Metered, ZeroU, 32A | 895
AP8858 | AP8858 | Rack PDU 2G, Metered, ZeroU, 20A/208V | 815
AP8858EU3 | AP8858EU3 | Rack PDU 2G, Metered, ZeroU, 16A | 826.67
AP8881 | AP8881 | Rack PDU 2G, Metered, ZeroU, 11kW | 1278.33
AP8886 | AP8886 | Rack PDU 2G, Metered, ZeroU, 22.0kW(32A) | 2200
AP8888 | AP8888 | Rack PDU 2G, Met, ZeroU, 23.0kW, 240V, | 2350
AP8953 | AP8953 | Rack PDU 2G Switched ZeroU 32A 230V | 1401.67
AP8958 | AP8958 | Rack PDU 2G, Switched, ZeroU | 1226.67
AP8958EU3 | AP8958EU3 | Rack PDU 2G Switched ZeroU 16A | 1236.67
AP8959EU3 | AP8959EU3 | Rack PDU 2G, Switched, ZeroU, 16A, 230V | 1315
AP8981 | AP8981 | Rack PDU 2G, Switched, ZeroU, 11kW, 230V | 1725
AP90010 | AP90010 | StruxureWare Data Center Operation, 10 R | 2191.67
AP90110 | AP90110 | StruxureWare Data Center Operation f/ Co | 2741.67
AP9110 | AP9110 | StruxureWare Operations Capacity 10 Rack | 4383.33
AP9135 | AP9135 | Data Center Operation:Energy Cost Licens | 5175
AP9224110 | AP9224110 | 24 PORT 10/100 UNMANAGED SWITC | 353.33
AP9316 | AP9316 | APC CONSOLE SERVER TO SERIAL APC UPS DB9 | 26.73
AP9324 | AP9324 | APC Alarm Beacon | 228.33
AP9325 | AP9325 | APC Leak Sensor - 20 ft (6.1 m | 375
AP9335T | AP9335T | APC Temperature Sensor | 98.33
AP9335TH | AP9335TH | APC Temperature & Humidity Sen | 155
AP9340 | AP9340 | APC Environmental Manager | 539.68
AP9341 | AP9341 | APC TEMPERATURE & HUMIDITY EXPANSION MOD | 99999.99
AP9361 | AP9361 | AP9361 / APC Netbotz Rack Access PX - H | 1837.13
AP9370-10 | AP9370-10 | NetBotz HID P.Cards 10 Pack | 105
AP9430 | AP9430 | InfraStruXure Manager, 25 Node License O | 1010.85
AP9431 | AP9431 | InfraStruXure? Manager, 100 No | 2846.25
AP9475 | AP9475 | StruxureWare Data Center Expert Enterp | 19125
AP95100 | AP95100 | StruxureWare Data Center Expert, 100 Nod | 6883.33
AP951000 | AP951000 | StruxureWare Data Center Expert, 1000 | 52041.67
AP9512TBLK | AP9512TBLK | APC Temperature Sensor | 94.88
AP9520T | AP9520T | APC Temperature Sensor with Display | 260.48
AP9520TH | AP9520TH | APC Temperature & Humidity Sen | 323.33
AP9525 | AP9525 | StruxureWare Central 25 Node License Onl | 2066.67
AP9559 | AP9559 | Rack PDU,Basic, 1U, 16A,208&230V, (10)C1 | 368.33
AP9562 | AP9562 | Rack PDU Basic, 1U, 15A, 120V | 168.33
AP9565 | AP9565 | Rack PDU, Basic, 1U, 16A, 208/230V, (12) | 261.67
AP9568 | AP9568 | Rack PDU,Basic,Zero U,10A,230V,(15)C13 | 350
AP9569 | AP9569 | AP9569 / Cord Retention Bracket for Bas | 120
AP9572 | AP9572 | Rack PDU, Basic, Zero U, 16A, | 381.67
AP95MODBUS | AP95MODBUS | StruxureWare DC Expert Modbus TCP | 6375
AP9600 | AP9600 | SMARTSLOT EXPANSION CHASSIS | 82.86
AP9604BLK | AP9604BLK | APC SmartSlot Triple Chassis Black | 311.43
AP9604S | AP9604S | AP9604S / Silcon Triple Chassis Protocol | 257.14
AP9608 | AP9608 | Out-of-Band Management SmartSl | Sob Consulta
AP9612TH | AP9612TH | **APC Capteur d'environnement SNMP Web | Sob Consulta
AP9613 | AP9613 | Dry Contact I/O SmartSlot Card | 190
AP9618 | AP9618 | **APC Carte SNMP Web + Out Of Band avec | Sob Consulta
AP9620 | AP9620 | Legacy Communications SmartSlot Card | 55.71
AP9630 | AP9630 | UPS Network Management Card 2 | 320
AP9631 | AP9631 | UPS Network Management Card 2 | 517.14
AP9635 | AP9635 | Net. Mgmnt Card 2, Environment M. | 637.14
AP9700S | AP9700S | INFRASTRUXURE MOBILE | 3433.33
AP9710 | AP9710 | Data Center Operation: Change 10 Rack Li | 4383.33
AP9804 | AP9804 | UPS COMMUNICATIONS CABLE SMART SIGNALLIN | 59.42
AP9810 | AP9810 | APC Dry Contact I/O Accessory | 95.71
AP9827 | AP9827 | SIMPLE SIGNALING UPS CABLE - USB TO RJ45 | 48.57
AP98275 | AP98275 | UPS Signaling Offer for IBM AS/400 | 128.57
AP9850 | AP9850 | **APC KVM CABLE SET - 10FT | 79.35
AP9853 | AP9853 | **SUN KVM CABLE 15' VGA | Sob Consulta
AP9870 | AP9870 | Pwr Cord, 10A, 100-230V, C13 t | 34.17
AP9875 | AP9875 | Pwr Cord, 16A, 230V, C19 to Sc | 63.33
AP9876 | AP9876 | Power Cord, C19 to IEC309 16A, 2.5m | 98.33
AP9877 | AP9877 | AP9877 / Pwr Cord, 16A, 100-230V, C19 t | 56.67
AP9878 | AP9878 | Pwr Cord, 10A, 100-230V, C14 t | 60
AP9879 | AP9879 | Pwr Cord, 10A, 100-230V, C13 t | 60
AP9887 | AP9887 | Power Cord, C19 to C20, 4.5m | 225
AP9890 | AP9890 | Pwr Cord Kit, 10A, 100-230V, 2 | 63.33
AP9892 | AP9892 | Power Cord, C19 to C20, 0.6m | 43.33
AP9893 | AP9893 | Power Cord, C13 to 5-15P, 2.4m | 30
AP9899 | AP9899 | Power Cord C20 to IEC309 16A 2.5m | 165
AP9920CS | AP9920CS | APC Batt Management Syst Current Senso | 1268.33
AP9921X | AP9921X | APC BATTERY MANAGEMENT SYSTEM | Sob Consulta
AP9921XS | AP9921XS | APC BATTERY MANAGEMENT SYSTEM EXPANSION | Sob Consulta
AP9927 | AP9927 | APC BATTERY MANAGEMENT HARNESS - 100FT | 1293.33
AR100 | AR100 | NetShelter WX 13U w/Threaded H | 760
AR100HD | AR100HD | NetShelter WX 13U w/Threaded H | 760
AR1MA01 | AR1MA01 | JOGO N.0 A 9 | 89.15
AR1MA010 | AR1MA010 | CARTEIRA 200 0 | 4.71
AR1MA011 | AR1MA011 | CARTEIRA 200 1 | 4.71
AR1MA012 | AR1MA012 | CARTEIRA 200 2 | 4.71
AR1MA013 | AR1MA013 | CARTEIRA 200 3 | 4.71
AR1MA014 | AR1MA014 | CARTEIRA 200 4 | 4.71
AR1MA015 | AR1MA015 | CARTEIRA 200 5 | 4.71
AR1MA016 | AR1MA016 | CARTEIRA 200 6 | 4.71
AR1MA017 | AR1MA017 | CARTEIRA 200 7 | 4.71
AR1MA018 | AR1MA018 | CARTEIRA 200 8 | 4.71
AR1MA019 | AR1MA019 | CARTEIRA 200 9 | 4.71
AR1MB01 | AR1MB01 | JOGO LETRAS PONTEIRA | 159.73
AR1MB01A | AR1MB01A | CARTEIRA 200 A | 4.71
AR1MB01B | AR1MB01B | CARTEIRA 200 B | 4.71
AR1MB01C | AR1MB01C | CARTEIRA 200 C | 4.71
AR1MB01D | AR1MB01D | CARTEIRA 200 D | 4.71
AR1MB01E | AR1MB01E | CARTEIRA 200 E | 4.71
AR1MB01F | AR1MB01F | CARTEIRA 200 F | 4.71
AR1MB01G | AR1MB01G | CARTEIRA 200 G | 4.71
AR1MB01H | AR1MB01H | CARTEIRA 200 H | 4.71
AR1MB01J | AR1MB01J | CARTEIRA 200 J | 4.71
AR1MB01K | AR1MB01K | CARTEIRA 200 K | 4.71
AR1MB01L | AR1MB01L | CARTEIRA 200 L | 4.71
AR1MB01M | AR1MB01M | CARTEIRA 200 M | 4.71
AR1MB01N | AR1MB01N | CARTEIRA 200 N | 4.71
AR1MB01P | AR1MB01P | CARTEIRA 200 P | 4.71
AR1MB01Q | AR1MB01Q | CARTEIRA 200Q | 4.71
AR1MB01R | AR1MB01R | CARTEIRA 200R | 4.71
AR1MB01S | AR1MB01S | CARTEIRA 200 S | 4.71
AR1MB01T | AR1MB01T | CARTEIRA 200 T | 4.71
AR1MB01U | AR1MB01U | CARTEIRA 200 U | 4.71
AR1MB01V | AR1MB01V | CARTEIRA 200 V | 4.71
AR1MB01W | AR1MB01W | CARTEIRA 200 W | 4.71
AR1MB01X | AR1MB01X | CARTEIRA 200 X | 4.71
AR1MB01Y | AR1MB01Y | CARTEIRA 200 Y | 4.71
AR1MB01Z | AR1MB01Z | CARTEIRA 200 Z | 4.71
AR1MC010 | AR1MC010 | EST 200 AN REF PRET P/PON | Sob Consulta
AR1MC011 | AR1MC011 | EST 200 AN REF CAST P/PONTEIRA | 4.94
AR1MC012 | AR1MC012 | EST 200 AN REF VERM P/PON | Sob Consulta
AR1MC013 | AR1MC013 | EST 200 AN REF LAR P/PON | Sob Consulta
AR1MC014 | AR1MC014 | EST AN REF AMAR P- PONTEIRA | 4.94
AR1MC015 | AR1MC015 | EST 200 AN REF VERD P/PON | Sob Consulta
AR1MC016 | AR1MC016 | EST 200 AN REF AZUL P/PON | Sob Consulta
AR1MC017 | AR1MC017 | EST 200 AN REF VIOL P/PON | Sob Consulta
AR1MC018 | AR1MC018 | EST 200 AN REF CINZ P/PON | Sob Consulta
AR1MC019 | AR1MC019 | EST 200 AN REF BR P/PON | Sob Consulta
AR1SC02 | AR1SC02 | PORTA-REFERENCIAS | 0.16
AR1SC03 | AR1SC03 | PORTA-REFERENCIAS | 0.05
AR203A | AR203A | NETSHELTER 4 POST OPEN FRAME RACK 44U SQ | 830
AR2105BLK | AR2105BLK | **NetShelter VX 25U Enclosure w/sides Bl | Sob Consulta
AR2400 | AR2400 | NetShelter SV 42U 600mm Wide x 1060mm | 1368.33
AR2400FP1 | AR2400FP1 | Rack SV42U 600Lx1060Pmm | 1060
AR2401 | AR2401 | Rack SV 42U 600Lx1060Pmm | 1273.33
AR2407 | AR2407 | Rack SV 48U 600Lx1060Pmm | 1621.67
AR2480 | AR2480 | NetShelter SV 42U 800mm Wide x 1060mm D | 1683.33
AR2487 | AR2487 | NetShelter SV 48U 800mm x1060mm | 2016.67
AR2500 | AR2500 | NetShelter SV 42U 600mm Wide x 1200mm | 1775
AR2507 | AR2507 | Rack SV 48U 600Lx1200Pmm | 2125
AR2580 | AR2580 | NetShelter SV 42U 800mm Wide x 1200mm | 2258.33
AR2587 | AR2587 | Rack SV 48U 800Lx1200Pmm | 2625
AR3003 | AR3003 | APC NetShelter SX 12U 600mm x 900mm w/ | 886.67
AR3003SP | AR3003SP | APC NetShelter SX 12U 600mm x 900mm w/ | 1291.67
AR3006 | AR3006 | APC NetShelter SX 18U 600mm x 900mm w/ | 1096.67
AR3006SP | AR3006SP | APC NetShelter SX 18U 600mm x 900mm w/ | 1503.33
AR3100 | AR3100 | NetShelter SX 42U 600mm Wide x | 1850
AR3103 | AR3103 | APC NetShelter SX 12U 600mm x 1070mm w/ | 1040
AR3103SP | AR3103SP | APC NetShelter SX 12U 600mm x 1070mm w/ | 1421.67
AR3104 | AR3104 | NetShelter SX 24U 600mm x 1070 | 1563.33
AR3106 | AR3106 | APC NetShelter SX 18U 600MM X 1070MM | 1220
AR3106SP | AR3106SP | APC NetShelter SX 18U 600mm x 1070mm w/ | 1518.33
AR3107 | AR3107 | NetShelter SX 48U 600mm Wide x | 2191.67
AR3140 | AR3140 | NetShelter SX 42U 750mm Wide x 1070mm De | 3050
AR3150 | AR3150 | NetShelter SX 42U 750mm Wide x 1070mm De | 2266.67
AR3157 | AR3157 | NetShelter SX 48U 750mm Wide x | 2716.67
AR3180X266 | AR3180X266 | NetShelter SX 42U 800mm Wide x 1070mm De | 2408.33
AR3180X796 | AR3180X796 | NetShelter SX 42U 800mm Wide x 1070mm De | 2241.67
AR3200 | AR3200 | NetShelter SX Colocation 2 x 20U | 2516.67
AR3300 | AR3300 | NetShelter SX 42U/600mm/1200mm Enclosure | 2383.33
AR3300WSP2X561 | AR3300WSP2X561 | NetShelter SX 42U/600mm/1200mm Enclosu | 3233.33
AR3307 | AR3307 | NetShelter SX 48U/600mm/1200mm Enclosu | 2850
AR3340 | AR3340 | NetShelter SX 42U 750mm Wide 1200mm | 3333.33
AR3347 | AR3347 | NetShelter SX 48U 750mm Wide x 1200mm De | 3858.33
AR3350 | AR3350 | NetShelter SX 42U 750mm Wide x 1200mm De | 3050
AR3357 | AR3357 | NetShelter SX48U 750mm Widex1200mm | 3525
AR4000MV | AR4000MV | NetShelter CX Mini Enclosure | 2475
AR4000MV12U | AR4000MV12U | NetShelter CX Mini 12U Vertical Mounting | 246.67
AR4000MV-FR | AR4000MV-FR | NetShelter CX Mini Fixed Rail Kit | 101.67
AR4018IA | AR4018IA | NetShelter CX 18U Secure Soundproofed Se | 4708.33
AR4024I | AR4024I | **NetShelter CX 24U 750 mm Wide 1130mm | 5347.5
AR4024IA | AR4024IA | NetShelter CX 24U Secure Soundproofed Se | 6150
AR4038I | AR4038I | **NETSHELTER CX 38U 750 MM WIDE X 1130 M | 7089.75
AR4038IA | AR4038IA | NetShelter CX 38U Secure Soundproofed | 8158.33
AR4038IX432 | AR4038IX432 | NetShelter CX 38U INTL 750 mm Wide x 113 | 8158.33
AR7000 | AR7000 | NETSHELTER SX 42U 600MM WIDE PERFORATED | 384.68
AR7050A | AR7050A | Net. SX 42U 750mm Wide Perforated Curved | 460
AR7150 | AR7150 | Net. SX 42U 750mm Wide Perforated Split | 540
AR7201 | AR7201 | NETSHELTER SX 600MM WIDE X 1070MM DEEP S | 168.33
AR7202 | AR7202 | ROOF MATCH KIT FOR SX TO VX, 750MM | 431.67
AR7203 | AR7203 | Roof Match Kit for SX to VX, 6 | 361.67
AR7252 | AR7252 | NetShelter SX 750mm Wide x 1070mm Deep | 336.67
AR7301 | AR7301 | NETSHELTER SX 42U 1070MM DEEP SPLIT SIDE | 380
AR7305A | AR7305A | NetShelter SX 42U 1070 Split Feed Throug | 625
AR732407 | AR732407 | NetShelter SV 48U 1060mm Deep Side Panel | 315
AR7371 | AR7371 | NetShelter SX 48U 1070mm Deep Split Side | 400
AR7501 | AR7501 | Vertical Cable Organizer NetShelter Valu | 121.67
AR7502 | AR7502 | Vertical Cable Organizer, NetShelter SX, | 126.67
AR7503 | AR7503 | NetShelter SX 42U 600mm Wide Recessed Ra | 168.33
AR7508 | AR7508 | NetShelter SX 42U 750mm Wide R | 230
AR7511 | AR7511 | Narrow Vertical Cable Organize | 106.67
AR7540 | AR7540 | Toolless Cable Management Rings (Qty 10) | 30.42
AR7540100 | AR7540100 | Toolless Cable Management Rings (Qty 100 | 301.67
AR7572 | AR7572 | Vertical Cable Organizer, NetShelter SX, | 155
AR7580 | AR7580 | **Vertical Cable Manager for Net | 260.48
AR7580A | AR7580A | Vertical Cable for NetShelter SX 750mm W | 320
AR7581 | AR7581 | **AR7581 / Hinged Covers for NetShelter | 105.23
AR7581A | AR7581A | Hinged Covers for Rack SX 750mm 42U Qt | 121.67
AR7582A | AR7582A | Cable Retainer for NetShelter SX 750mm | 48.33
AR7588 | AR7588 | Vertical Cable Manager for NetShelter SX | 366.67
AR7600 | AR7600 | NetShelter SX 42U/48U Baying Trim Kit | 43.33
AR7701 | AR7701 | NETSHELTER SX BOLT-DOWN KIT | 76.67
AR7702 | AR7702 | Vertical Cable Containment Bra | 106.95
AR7706 | AR7706 | Mounting Rail Brush Strips, NetShelter | 246.67
AR7707 | AR7707 | Cable Management Rings, 8 Inch Deep, Net | 86.67
AR7708 | AR7708 | NetShelter SX Air Recirculation Preventi | 125
AR7710 | AR7710 | CABLE CONTAINMENT BRACKETS WITH PDU MOUN | 126.67
AR7711 | AR7711 | NETSHELTER SX BOLT-DOWN KIT | 76.67
AR7714 | AR7714 | NETSHELTER SX ROOF BRUSH STRIP | 95
AR7715 | AR7715 | NetShelter SX Side Air Flow Duct Kit | 360
AR7716 | AR7716 | NETSHELTER SX 750MM WIDE X 1200MM DEEP N | 365
AR7719 | AR7719 | NetShelter VL Swivel Caster Ki | 85
AR7720 | AR7720 | KoldLok Integral Raised Floor Grommet | 1205
AR7721 | AR7721 | Vertical Cable Manager f/ NetShelter SX | 206.67
AR7723 | AR7723 | Cable for NetShelter SX 48U (Qty 2) | 236.67
AR7725 | AR7725 | Side Airflow Duct Kit F/ Nexus 7009 | 464.02
AR7730 | AR7730 | KOLDLOK SURFACE MOUNT RAISED FLOOR GROMM | 1576.67
AR7740 | AR7740 | KOLDLOK EXTENDED RAISED FLOOR GROMMET | 1683.33
AR8005 | AR8005 | 10-32 HARDWARE KIT | 76.67
AR8006A | AR8006A | Equipment Support Rails for 60 | 86.67
AR8012BLK | AR8012BLK | **Dual PDU Mounting Brackets 750mm wide | Sob Consulta
AR8016ABLK | AR8016ABLK | Horizontal Cable Organizer Side Channel | 88.33
AR8100 | AR8100 | M6 Hardware Kit | 65
AR8101BLK | AR8101BLK | Airflow Management Blanking Pa | 146.67
AR8105 | AR8105 | **Fixed Shelf - 50lbs/23kg, Beige | Sob Consulta
AR8105BLK | AR8105BLK | Fixed Shelf 50lbs/22.7kg Black | 108.33
AR8108BLK | AR8108BLK | 1U Airflow Management Blanking | 46.67
AR8112BLK | AR8112BLK | BOLT-DOWN BRACKET KIT, BLACK | 90
AR8113A | AR8113A | Cable Management Rings (Qty. 5 Large and | 90
AR8114BLK | AR8114BLK | AR8114BLK / Vertical Cable Organizer, Si | 113.85
AR8116BLK | AR8116BLK | VERTICAL CABLE CONTAINMENT BRACKETS, NET | Sob Consulta
AR8122BLK | AR8122BLK | Fixed Shelf 250lbs/114kg Black | 171.67
AR8123BLK | AR8123BLK | Sliding Shelf 100lbs/45.5kg Bl | 351.67
AR8125 | AR8125 | Shelf, Adjustable 18"-25" 250 lb Blac | 141.67
AR8126ABLK | AR8126ABLK | 17" KEYBOARD DRAWER BLACK | 410
AR8127BLK | AR8127BLK | 19" Rotating Keyboard Drawer Black | 625
AR8128BLK | AR8128BLK | Sliding Shelf 200lbs/91kg Blac | 650
AR8129 | AR8129 | Cable Management Arm | 168.33
AR8132 | AR8132 | **Combination Lock Handle | Sob Consulta
AR8132A | AR8132A | Combination Lock Handles (Qty 2) | 285
AR8136BLK | AR8136BLK | 1U 19p Black Modular Toolless Blanking P | 63.33
AR8136BLK200 | AR8136BLK200 | 1U 19p Black Modular Toolless Blanking P | 680
AR8160ABLK | AR8160ABLK | **POWER CABLE TROUGH, INFRASTRUXURE PDU, | Sob Consulta
AR8161ABLK | AR8161ABLK | **Power Cable Trough, NetShelter | 113.85
AR8162ABLK | AR8162ABLK | Data Cable Partition, NetShelter, 600mm | 76.67
AR8163ABLK | AR8163ABLK | Data Cable Partition, NetShelter, 600mm | 80
AR8164ABLK | AR8164ABLK | Cable Ladder Attachment Kit, P | 323.33
AR8164AKIT | AR8164AKIT | CABLE LADDER 6p (15CM) WIDE (QTY 1) | 236.67
AR8165ABLK | AR8165ABLK | Cable Ladder 12p (30cm) Wide w | 365
AR8165AKIT | AR8165AKIT | AR8165AKIT / Cable Ladder 12p (30cm) | 271.67
AR8166ABLK | AR8166ABLK | CABLE LADDER ATTACHMENT KIT, POWER CABLE | 116.67
AR8171BLK | AR8171BLK | **Power Cable Trough, NetShelter | 156.98
AR8172BLK | AR8172BLK | Data Cable Partition, NetShelt | 128.33
AR8173BLK | AR8173BLK | Data Cable Partition, NetShelt | 130
AR8176BLK | AR8176BLK | **CABLE LADDER ATTACHMENT KIT, 750MM WID | 138
AR8177BLK | AR8177BLK | CABLE LADDER ATTACHMENT KIT, 750MM WIDE, | 151.67
AR8178BLK | AR8178BLK | POWER CABLE TROUGH, INFRASTRUXURE PDU, 7 | Sob Consulta
AR8182BLK | AR8182BLK | DATA CABLE PARTITION, INFRASTRUXURE PDU, | 133.33
AR8183BLK | AR8183BLK | DATA CABLE PARTITION, INFRASTRUXURE PDU, | 120
AR8184 | AR8184 | Cable Partition, 300mm | 56.67
AR8186 | AR8186 | Bracket Kit, Cable Ladder Elevation | 61.67
AR8190BLK | AR8190BLK | THIRD PARTY RACK TROUGH AND PARTITION AD | 407
AR824002 | AR824002 | Accessory Bracket (Qty 2), NetShelter SV | 63.33
AR8364BLK | AR8364BLK | Painel Lateral NetShelter VX 42U em Pret | 462.3
AR8367BLK | AR8367BLK | NETSHELTER VX SIDE PANEL 47U BLACK | 439.88
AR8390 | AR8390 | **NETSHELTER VX GROUNDING KIT | 82.8
AR8400 | AR8400 | 12-24 Hardware Kit | 40
AR8417 | AR8417 | NetShelter RS 4 Post Rack PDU Adapter Br | 86.67
AR8422 | AR8422 | Fixed Shelf - 250lbs | 148.33
AR8425A | AR8425A | Horizontal Cable Organizer 1U | 76.67
AR8426A | AR8426A | Horizontal Cable Organizer 2U | 83.33
AR8427A | AR8427A | Horizontal Cable Organizer 2U | 98.33
AR8428 | AR8428 | Horizontal Cable Organizer 2U | 85
AR8429 | AR8429 | Horizontal Cable Organizer 1U | 70
AR8440A | AR8440A | Vertical Cable Organizer, 2 an | Sob Consulta
AR8442 | AR8442 | Vertical Cable Organizer, 8 Cable Rings, | 171.67
AR8443A | AR8443A | Vertical Fiber Organizer | 168.33
AR8451 | AR8451 | Data Distribution 1U Panel, Ho | 43.33
AR8452 | AR8452 | APC Data Distribution 2U Panel | 60
AR8469 | AR8469 | AR8469 / Data Distribution Plastic Snap | 56.67
AR8560 | AR8560 | Cable Trough, Open Bottom, 600mm | 128.33
AR8561 | AR8561 | Cable Trough, 600mm | 128.33
AR8570 | AR8570 | CABLE TROUGH, OPEN BOTTOM, PDU 750MM | 125
AR8571 | AR8571 | Cable Trough 750mm | 145
AR8576 | AR8576 | LADDER HANGER KIT, CABLE TROUGH | 61.67
AR8580 | AR8580 | CABLE TROUGH, OPEN BOTTOM, 300MM | 113.33
AR8600 | AR8600 | **Horizontal Cable Manager, 2U S | 108.68
AR8600A | AR8600A | Horizontal Cable Manager, 2U x 4p Deep | 113.33
AR8601 | AR8601 | **Horizontal Cable Manag, 2U Double Side | 136.28
AR8602 | AR8602 | **Horizontal Cable Manager, 1U S | 87.98
AR8602A | AR8602A | Horizontal Cable Manager, 1U x 4" Deep, | 80
AR8603 | AR8603 | **HORIZONTAL CABLE MANAGER 2U X 6p DEEP | 150.08
AR8603A | AR8603A | 2U Horizontal Cable Manager, 6p Fingers | 145
AR8612 | AR8612 | 1U Horizontal Cable Manager, 6" deep | 91.67
AR8621 | AR8621 | Toolless Hook and Loop Cable Managers Qt | 50
AR8650 | AR8650 | **Vertical Cable Manager for 2 and 4 Pos | 786.6
AR8652 | AR8652 | Spacer Bracket for 4 Post Racks, 6p | 100
AR8725 | AR8725 | VERTICAL CABLE MANAGER FOR 2&4 POST RACK | 396.67
AR8775 | AR8775 | VERTICAL CABLE MANAGER FOR 2&4 POST RACK | 553.33
ASFORAESC_PACKPROM | ASFORAESC_PACKPROM | Pack 20xEPH0400121 | Descontinuado
ASFORAINT_PACKPROM | ASFORAINT_PACKPROM | Pack 20 x EPH0100121 | Descontinuado
ASFORATOM_PACKPROM | ASFORATOM_PACKPROM | Pack 20 x EPH2900221 | Descontinuado
ASILUFC5 | ASILUFC5 | MOD COMUN ASI | 129.31
ASILUFC51 | ASILUFC51 | MODULO AS-i 62 DIRECCIONES | 153.45
AVGVAE11P50 | AVGVAE11P50 | BL CONT NA+NF P50 | 607.7
AVLC1D09B7P50 | AVLC1D09B7P50 | CT 3P+NA+NF 4KW 24V P50 | 2116.65
AVLC1D09P7P50 | AVLC1D09P7P50 | CT 3P+NA+NF 4KW 230V P50 | 2116.65
AVLC1D09V7P50 | AVLC1D09V7P50 | CT 3P+NA+NF 4KW 400V P50 | 2142.4
AYA0490121 | AYA0490121 | COMUTADOR ESCADA 10A BR | 4.08
AYA0590121 | AYA0590121 | INVERSOR 10A BR | 5.68
AYA3090221 | AYA3090221 | Tomada 2P+T TL 16A c/Alv Pr BR | 4.58
AYA3590421 | AYA3590421 | TOMADA TV/FM-SAT TERMINAL 1dB BR | 14.67
AYA5802221 | AYA5802221 | Quadro Horiz 2 elementos BR | 1.83
AYA5892221 | AYA5892221 | Espelho 2 Elem.Horizontal BR | 1.81
AZ5CE005 | AZ5CE005 | TERM 0,5MM2 | 0.05
AZ5CE007 | AZ5CE007 | TERM 0,75MM2 | 0.05
AZ5CE010 | AZ5CE010 | TERM 1MM2 | 0.05
AZ5CE015 | AZ5CE015 | TERM 1MM2 | 0.05
AZ5CE025 | AZ5CE025 | TERM 2.5MM2 | 0.07
AZ5DE007 | AZ5DE007 | TERMIN.REF.2X0,75 MM2 L500 | 0.09
AZ5DE010 | AZ5DE010 | TERM 2X1MM2 | 0.09
AZ5DE015 | AZ5DE015 | TERM 2X1.5MM2 | 0.09
AZ5DE025 | AZ5DE025 | TERM 2X2.5MM2 | 0.11
BARLOGISAZ | BARLOGISAZ | **BARRAMENTO LOGIS+SUPORTE AZUL | Sob Consulta
BARLOGISVD | BARLOGISVD | **BARRAMENTO LOGIS+SUPORTE VERDE | Sob Consulta
BCPMA042S | BCPMA042S | BCPM avanzado, 2x21 TI, separ. 19 mm | Sob Consulta
BCPMA084S | BCPMA084S | BCPM avanzado, 4x21 TI, separ. 19 mm | Sob Consulta
BCPMA142S | BCPMA142S | BCPM AVANÇADO | Sob Consulta
BCPMA184S | BCPMA184S | BCPM AVANÇADO | Sob Consulta
BCPMA224S | BCPMA224S | BCPM AVANÇADO | Sob Consulta
BCPMA236S | BCPMA236S | BCPM AVANÇADO | Sob Consulta
BCPMA242S | BCPMA242S | BCPM AVANÇADO | Sob Consulta
BCPMA248S | BCPMA248S | BCPM AVANÇADO | Sob Consulta
BCPMA272S | BCPMA272S | BCPM AVANÇADO | Sob Consulta
BCPMA284S | BCPMA284S | BCPM AVANÇADO | Sob Consulta
BCPMB042S | BCPMB042S | BCPM INTERMÉDIO | Sob Consulta
BCPMB084S | BCPMB084S | BCPM INTERMÉDIO | Sob Consulta
BCPMB142S | BCPMB142S | BCPM INTERMÉDIO | Sob Consulta
BCPMB184S | BCPMB184S | BCPM INTERMÉDIO | Sob Consulta
BCPMB224S | BCPMB224S | BCPM INTERMÉDIO | Sob Consulta
BCPMB236S | BCPMB236S | BCPM INTERMÉDIO | Sob Consulta
BCPMB242S | BCPMB242S | BCPM INTERMÉDIO | Sob Consulta
BCPMB248S | BCPMB248S | BCPM INTERMÉDIO | Sob Consulta
BCPMB272S | BCPMB272S | BCPM INTERMÉDIO | Sob Consulta
BCPMB284S | BCPMB284S | BCPM INTERMÉDIO | Sob Consulta
BCPMC042S | BCPMC042S | BCPM BÁSICO | Sob Consulta
BCPMC084S | BCPMC084S | BCPM BÁSICO | Sob Consulta
BCPMC142S | BCPMC142S | BCPM BÁSICO | Sob Consulta
BCPMC184S | BCPMC184S | BCPM BÁSICO | Sob Consulta
BCPMC224S | BCPMC224S | BCPM BÁSICO | Sob Consulta
BCPMC236S | BCPMC236S | BCPM BÁSICO | Sob Consulta
BCPMC242S | BCPMC242S | BCPM BÁSICO | Sob Consulta
BCPMC248S | BCPMC248S | BCPM BÁSICO | Sob Consulta
BCPMC272S | BCPMC272S | BCPM BÁSICO | Sob Consulta
BCPMC284S | BCPMC284S | BCPM BÁSICO | Sob Consulta
BCPMCOVERS | BCPMCOVERS | TAMPA PLACA CIRCUITO BCPM | Sob Consulta
BCPMREPAIR | BCPMREPAIR | KIT REP. TI P/ NÚCL. BCPM | Sob Consulta
BCPMSCA1S | BCPMSCA1S | BCPM TIPO A | Sob Consulta
BCPMSCA2S | BCPMSCA2S | BCPM TIPO A | Sob Consulta
BCPMSCA30S | BCPMSCA30S | BCPM TIPO A | Sob Consulta
BCPMSCA42S | BCPMSCA42S | BCPM-SC A, 42 TIs abiertos, 50A | Sob Consulta
BCPMSCA84S | BCPMSCA84S | BCPM-SC A, 84 TIs abiertos, 50A | Sob Consulta
BCPMSCADPBS | BCPMSCADPBS | BCPM ADAPTADOR DE PLACAS | Sob Consulta
BCPMSCAY63S | BCPMSCAY63S | BCPM TIPO A | Sob Consulta
BCPMSCB30S | BCPMSCB30S | BCPM TIPO B | Sob Consulta
BCPMSCB60S | BCPMSCB60S | BCPM TIPO B | Sob Consulta
BCPMSCBY63S | BCPMSCBY63S | BCPM TIPO B | Sob Consulta
BCPMSCC2S | BCPMSCC2S | BCPM TIPO C | Sob Consulta
BCPMSCCT0 | BCPMSCCT0 | BCPM - TI NÚCLEO SEP. 50A | Sob Consulta
BCPMSCCT0R20 | BCPMSCCT0R20 | BCPM - TI NÚCLEO SEP. 50A | Sob Consulta
BCPMSCCT1 | BCPMSCCT1 | BCPM - TI NÚCL. SEP. 100A | Sob Consulta
BCPMSCCT1R20 | BCPMSCCT1R20 | BCPM - TI NÚCL. SEP. 100A | Sob Consulta
BCPMSCCT3 | BCPMSCCT3 | BCPM - TI NÚCL. SEP. 200A | Sob Consulta
BCPMSCCT3R20 | BCPMSCCT3R20 | BCPM - TI NÚCL. SEP. 200A | Sob Consulta
BCPMSCCY63S | BCPMSCCY63S | BCPM TIPO C | Sob Consulta
BE325-IT | BE325-IT | APC SurgeArrest + Battery Back | 105.71
BE400-SP | BE400-SP | APC Back-UPS ES 400VA 230V Spa | 102.86
BE550G-CP | BE550G-CP | Power-Saving Back-UPS ES 8 Outlet 550V | 117.14
BE550G-GR | BE550G-GR | APC POWER-SAVING BACK-UPS ES 8 OUTLET 55 | 117.14
BE550G-SP | BE550G-SP | APC Power-Saving Back-UPS ES 8 | 117.14
BE700G-CP | BE700G-CP | Power-Saving Back-UPS ES 8 Outlet 700V | 130
BE700G-SP | BE700G-SP | APC Power-Saving Back-UPS ES 8 | 130
BENADAPTCPIP | BENADAPTCPIP | RECTIFICADOR HD3000 24/70 | 99999.99
BENALCARDHD | BENALCARDHD | ANALOGIC CARD HD 3000 | Sob Consulta
BENDSP | BENDSP | DSP adapter for connection to MCU | 99999.99
BENEARTHFM | BENEARTHFM | RECTIFICADOR HD3000 24/70 | 99999.99
BENEFMSA | BENEFMSA | RECTIFICADOR HD3000 24/70 | 99999.99
BENELD110 | BENELD110 | Earth Leakage Detection | 99999.99
BENINV1101500 | BENINV1101500 | G110 E230 /6,5/2rfg-PWT | 99999.99
BENINVCARR3 | BENINVCARR3 | Inverter carrier for max. 3 inverter mod | 99999.99
BENINVCARR5 | BENINVCARR5 | Inverter carrier for max. 5 inverter mod | 99999.99
BENMCUHD110 | BENMCUHD110 | MCU2500 HD 110 V | Sob Consulta
BENMCUHD110-P | BENMCUHD110-P | MCU2500 HDI 110 V - Panel | 99999.99
BENMCUHD220 | BENMCUHD220 | MCU2500 HD 220 V | Sob Consulta
BENMCUHD24 | BENMCUHD24 | MCU2500 HD 24V | Sob Consulta
BENMCUHD24-60 | BENMCUHD24-60 | Rectificador MCU2500 HD 24-60V | Sob Consulta
BENMCUHD48 | BENMCUHD48 | MCU2500 HD 48V | Sob Consulta
BENMODBUS | BENMODBUS | Carta ModBus | 99999.99
BENPROFIBUS | BENPROFIBUS | RECTIFICADOR HD3000 24/70 | 99999.99
BENPSUSNMP110/12 | BENPSUSNMP110/12 | CONVERSOR DC/DC 110 PARA 12V | Sob Consulta
BENPSUSNMP24-60/12 | BENPSUSNMP24-60/12 | CONVERSOR DC/DC 24-60 PARA 12V | Sob Consulta
BENRHD110 | BENRHD110 | RECTIFICADOR HD3000 110/20 | Sob Consulta
BENRHD220 | BENRHD220 | RECTIFICADOR HD3000 220/10 | Sob Consulta
BENRHD24 | BENRHD24 | RECTIFICADOR HD3000 24/70 | Sob Consulta
BENRHD48 | BENRHD48 | RECTIFICADOR HD3000 48/56 | Sob Consulta
BENRLCARDHD | BENRLCARDHD | RELIO CARD HD 3000 | Sob Consulta
BENRPDE-216 | BENRPDE-216 | E-80-230 G216/5ADC PWRD-PDE | Sob Consulta
BENRPDG-216 | BENRPDG-216 | E-80 230 G216/5ADC PWRD-PDG | Sob Consulta
BENRS232CABLEHD | BENRS232CABLEHD | CABO TIPO RS232 | Sob Consulta
BENSBMCU2500 | BENSBMCU2500 | RECTIFICADOR HD3000 24/70 | 99999.99
BENSNMPCARD | BENSNMPCARD | SNMP BOARD CARD | Sob Consulta
BENSRHD110 | BENSRHD110 | SUBRACK HD 110 | Sob Consulta
BENSRHD220 | BENSRHD220 | SUBRACK HD 220 | Sob Consulta
BENSRHD24 | BENSRHD24 | SUBRACK HD 24 | Sob Consulta
BENSRHD24-60 | BENSRHD24-60 | Subrack HD 24-60 | 99999.99
BENSRHD48 | BENSRHD48 | SUBRACK HD 48 | Sob Consulta
BENSRHDMCU24-60 | BENSRHDMCU24-60 | Subrack HD_MCU 24-60 | 99999.99
BENSR-MCUHD110 | BENSR-MCUHD110 | Subrack HD 110-MCU2500 HD 110V | 99999.99
BENSR-MCUHD220 | BENSR-MCUHD220 | Subrack HD 110-MCU2500 HD 220V | 99999.99
BENSTS11023 | BENSTS11023 | RECTIFICADOR HD3000 24/70 | 99999.99
BENSTS22023 | BENSTS22023 | Manual bypass switch | 99999.99
BENTCPCABLEHD | BENTCPCABLEHD | CABO TIPO TCPIP | Sob Consulta
BENTCPIPCARD | BENTCPIPCARD | Carta TCP/IP | 99999.99
BENTEMPER | BENTEMPER | RECTIFICADOR HD3000 24/70 | 99999.99
BENTEMPSENS | BENTEMPSENS | RECTIFICADOR HD3000 24/70 | 99999.99
BENTUICARDHD | BENTUICARDHD | TUII CARD HD 3000 | 99999.99
BH500INET | BH500INET | APC BACK-UPS HS 500VA 230V | 157.14
BK325I | BK325I | APC BACK-UPS CS 325VA 230V W/O SW | 74.29
BK350EI | BK350EI | APC BACK-UPS CS 350VA USB/SERI | 121.43
BK500 | BK500 | APC Back-UPS 500 ,beige | 257.14
BK500EI | BK500EI | BK500EI / APC BACK-UPS CS 500VA 230V USB | 144.29
BK650EI | BK650EI | Back-UPS CS 650VA 230V | 167.14
BLRCH027A033B24 | BLRCH027A033B24 | Varplus Can 2,7kvar 50Hz 240V | 92.66
BLRCH042A050B24 | BLRCH042A050B24 | VCAN 4,2kvar 240V | 102.8
BLRCH042A050B48 | BLRCH042A050B48 | VarplusCan HDuty 4,2kVAr 480V | 48.47
BLRCH050A060B40 | BLRCH050A060B40 | VarplusCan HDuty 5kVAr 400V | 57.76
BLRCH050A060B44 | BLRCH050A060B44 | VarplusCan Hduty 5kVAr 440V | 58.94
BLRCH050A060B48 | BLRCH050A060B48 | VarplusCan HDuty 5kVAr 480V | 59.34
BLRCH050A060B52 | BLRCH050A060B52 | VarplusCan HDuty 5kVAr 525V | 61.47
BLRCH054A065B24 | BLRCH054A065B24 | Varplus Can 5,4 kvar 50Hz 240V | 129.07
BLRCH063A075B24 | BLRCH063A075B24 | VCAN 6,3kvar 240V | 177.78
BLRCH063A075B40 | BLRCH063A075B40 | VarplusCan HDuty 6,3kVAr 400V | 65.94
BLRCH075A090B40 | BLRCH075A090B40 | VarplusCan HDuty 7,5kVAr 400V | 64.86
BLRCH075A090B44 | BLRCH075A090B44 | VarplusCan Hduty 7,5kVAr 440V | 64.48
BLRCH075A090B48 | BLRCH075A090B48 | VarplusCan HDuty 7,5kVAr 480V | 65.98
BLRCH083A100B40 | BLRCH083A100B40 | VarplusCan HDuty 8,3kVAr 400V | 68.99
BLRCH088A106B48 | BLRCH088A106B48 | VarplusCan HDuty 8,8kVAr 480V | 69.02
BLRCH100A120B44 | BLRCH100A120B44 | VarplusCan Hduty 10kVAr 440V | 70.01
BLRCH104A125B40 | BLRCH104A125B40 | VarplusCan HDuty 10,4kVAr 400V | 80.76
BLRCH104A125B48 | BLRCH104A125B48 | VarplusCan HDuty 10,4kVAr 480V | 72.57
BLRCH106A127B52 | BLRCH106A127B52 | VarplusCan HDuty 10,6kVAr 525V | 69.21
BLRCH111A133B69 | BLRCH111A133B69 | VarplusCan HDuty 11,1kVAr 690V | 104.59
BLRCH120A144B57 | BLRCH120A144B57 | VarplusCan HDuty 12kVAr 575V | 124.62
BLRCH125A150B40 | BLRCH125A150B40 | VarplusCan HDuty 12,5kVAr 400V | 92.46
BLRCH125A150B44 | BLRCH125A150B44 | VarplusCan Hduty 12,5kVAr 440V | 89.06
BLRCH125A150B48 | BLRCH125A150B48 | VarplusCan HDuty 12,5kVAr 480V | 88.7
BLRCH125A150B52 | BLRCH125A150B52 | VarplusCan HDuty 12,5kVAr 525V | 102.86
BLRCH125A150B60 | BLRCH125A150B60 | VarplusCan HDuty 12,5kVAr 600V | 148.52
BLRCH125A150B69 | BLRCH125A150B69 | VarplusCan HDuty 12,5kVAr 690V | 112.12
BLRCH136A163B48 | BLRCH136A163B48 | VarplusCan HDuty 13,6kVAr 480V | 90.04
BLRCH138A165B69 | BLRCH138A165B69 | VarplusCan HDuty 13,8kVAr 690V | 140.76
BLRCH143A172B44 | BLRCH143A172B44 | VarplusCan Hduty 14,3kVAr 440V | 92.1
BLRCH144A173B48 | BLRCH144A173B48 | VarplusCan HDuty 14,4kVAr 480V | 91.25
BLRCH150A180B40 | BLRCH150A180B40 | VarplusCan HDuty 15kVAr 400V | 96.1
BLRCH150A180B44 | BLRCH150A180B44 | VarplusCan Hduty 15kVAr 440V | 92.96
BLRCH150A180B57 | BLRCH150A180B57 | VarplusCan Hduty 15kVAr 575V | 165.27
BLRCH150A180B69 | BLRCH150A180B69 | VarplusCan HDuty 15kVAr 690V | 143.91
BLRCH155A186B48 | BLRCH155A186B48 | VarplusCan HDuty 15,5kVAr 480V | 93.43
BLRCH167A200B40 | BLRCH167A200B40 | VarplusCan HDuty 16,7kVAr 400V | 127.42
BLRCH169A203B44 | BLRCH169A203B44 | VarplusCan Hduty 16,9kVAr 440V | 122.91
BLRCH170A204B48 | BLRCH170A204B48 | VarplusCan HDuty 17kVAr 480V | 100.94
BLRCH171A205B83 | BLRCH171A205B83 | VarplusCan HDuty 17,1kVAr 830V | 179.22
BLRCH172A206B52 | BLRCH172A206B52 | VarplusCan HDuty 17,2kVAr 525V | 102.93
BLRCH180A216B48 | BLRCH180A216B48 | VarplusCan HDuty 18kVAr 480V | 119.28
BLRCH182A218B44 | BLRCH182A218B44 | VarplusCan Hduty 18,2kVAr 440V | 125.6
BLRCH185A222B52 | BLRCH185A222B52 | VarplusCan HDuty 18,5kVAr 525V | 128.02
BLRCH200A240B40 | BLRCH200A240B40 | VarplusCan HDuty 20kVAr 400V | 132.64
BLRCH200A240B44 | BLRCH200A240B44 | VarplusCan Hduty 20kVAr 440V | 130.68
BLRCH200A240B52 | BLRCH200A240B52 | VarplusCan HDuty 20kVAr 525V | 127.42
BLRCH200A240B69 | BLRCH200A240B69 | VarplusCan HDuty 20kVAr 690V | 164.67
BLRCH208A250B40 | BLRCH208A250B40 | VarplusCan HDuty 20,8kVAr 400V | 136.4
BLRCH208A250B48 | BLRCH208A250B48 | VarplusCan HDuty 20,8kVAr 480V | 127.65
BLRCH208A250B60 | BLRCH208A250B60 | VarplusCan HDuty 20,8kVAr 600V | 218.42
BLRCH227A272B48 | BLRCH227A272B48 | VarplusCan Hduty 22,7kVAr 480V | 130.7
BLRCH250A300B40 | BLRCH250A300B40 | VarplusCan HDuty 25kVAr 400V | 148.28
BLRCH250A300B44 | BLRCH250A300B44 | VarplusCan Hduty 25kVAr 440V | 143.31
BLRCH250A300B52 | BLRCH250A300B52 | VarplusCan HDuty 25kVAr 525V | 142.45
BLRCH250A300B69 | BLRCH250A300B69 | VarplusCan HDuty 25kVAr 690V | 203.12
BLRCH258A310B48 | BLRCH258A310B48 | VarplusCan HDuty 25,8kVAr 480V | 142.95
BLRCH276A331B69 | BLRCH276A331B69 | VarplusCan HDuty 27,6kVAr 690V | 218.54
BLRCH285A342B44 | BLRCH285A342B44 | VarplusCan Hduty 28,5kVAr 440V | 170.5
BLRCH288A346B48 | BLRCH288A346B48 | VarplusCan HDuty 28,8kVAr 480V | 164.18
BLRCH292A350B57 | BLRCH292A350B57 | VarplusCan Hduty 29,2kVAr 575V | 235.21
BLRCH300A360B40 | BLRCH300A360B40 | VarplusCan HDuty 30kVAr 400V | 174.37
BLRCH300A360B69 | BLRCH300A360B69 | VarplusCan HDuty 30kVAr 690V | 223.64
BLRCH303A000B44 | BLRCH303A000B44 | VarplusCan Hduty 30,3kVAr 440V | 174.76
BLRCH309A371B52 | BLRCH309A371B52 | VarplusCan HDuty 30,9kVAr 525V | 168.18
BLRCH315A378B44 | BLRCH315A378B44 | VarplusCan Hduty 31,5kVAr 440V | 179.5
BLRCH315A378B48 | BLRCH315A378B48 | VarplusCan HDuty 31,5kVAr 480V | 167.7
BLRCH333A400B40 | BLRCH333A400B40 | VarplusCan HDuty 33,3kVAr 400V | 190.4
BLRCH339A407B48 | BLRCH339A407B48 | VarplusCan HDuty 33,9kVAr 480V | 179.35
BLRCH344A413B52 | BLRCH344A413B52 | VarplusCan HDuty 34,4kVAr 525V | 177.65
BLRCH377A452B52 | BLRCH377A452B52 | VarplusCan HDuty 37,7kVAr 525V | 190.51
BLRCH400A480B40 | BLRCH400A480B40 | VarplusCan HDuty 40kVAr 400V | 228.98
BLRCH400A480B44 | BLRCH400A480B44 | VarplusCan Hduty 40kVAr 440V | 192.5
BLRCH400A480B52 | BLRCH400A480B52 | VarplusCan HDuty 40kVAr 525V | 201.31
BLRCH417A500B40 | BLRCH417A500B40 | VarplusCan HDuty 41,7kVAr 400V | 235.9
BLRCH500A000B40 | BLRCH500A000B40 | VarplusCan HDuty 50kVAr 400V | 263.43
BLRCH500A000B44 | BLRCH500A000B44 | VarplusCan Hduty50kVAr 440V | 242.33
BLRCH571A000B44 | BLRCH571A000B44 | VarplusCan Hduty 57,1kVAr 440V | 258.58
BLRCH680A000B48 | BLRCH680A000B48 | VarplusCAn Hduty 68 kvar 480V 50Hz | 694.97
BLRCS010A012B40 | BLRCS010A012B40 | Capacitor Can SDY 1/1.2 kvar 400V | 40.16
BLRCS017A020B40 | BLRCS017A020B40 | Capacitor Can SDY 1.7/2 kvar 400V | 43.49
BLRCS020A024B40 | BLRCS020A024B40 | Capacitor Can SDY 2/2.4 kvar 400V | 47.4
BLRCS025A030B40 | BLRCS025A030B40 | Capacitor Can SDY 2.5/3 kvar 400V | 44.57
BLRCS030A036B40 | BLRCS030A036B40 | Capacitor Can SDY 3/3.6 kvar 400V | 46.4
BLRCS030A036B44 | BLRCS030A036B44 | Capacitor Can SDY 3/3.6 kvar 440V | 41.28
BLRCS042A050B40 | BLRCS042A050B40 | Capacitor Can SDY 4.2/5 kvar 400V | 54.12
BLRCS042A050B48 | BLRCS042A050B48 | Capacitor Can SDY 4.2/5 kvar 480V | 46.52
BLRCS050A060B40 | BLRCS050A060B40 | VarplusCan SDuty 5kVAr 400V | 50.04
BLRCS050A060B44 | BLRCS050A060B44 | Capacitor Can SDY 5/6 kvar 440V | 46.2
BLRCS050A060B52 | BLRCS050A060B52 | Capacitor Can SDY 5/6 kvar 525V | 46.66
BLRCS063A075B40 | BLRCS063A075B40 | Capacitor Can SDY 6.3/7.5 kvar 400V | 56.7
BLRCS067A080B48 | BLRCS067A080B48 | Capacitor Can SDY 6.7/8 kvar 480V | 59.8
BLRCS075A090B40 | BLRCS075A090B40 | VarplusCan SDuty 7,5kVAr 400V | 56.22
BLRCS075A090B44 | BLRCS075A090B44 | Capacitor Can SDY 7.5/9 kvar 440V | 53.72
BLRCS083A100B40 | BLRCS083A100B40 | Capacitor Can SDY 8.3/10 kvar 400V | 60.91
BLRCS088A106B48 | BLRCS088A106B48 | Capacitor Can SDY 8.8/10.6 kvar 480V | 61.81
BLRCS100A120B44 | BLRCS100A120B44 | VarplusCan SDuty 10kVAr 440V | 52.81
BLRCS104A125B40 | BLRCS104A125B40 | VarplusCan SDuty 10,4kVAr 400V | 76.72
BLRCS104A125B48 | BLRCS104A125B48 | Capacitor Can SDY 10.4/12.5 kvar 480V | 63.09
BLRCS106A127B52 | BLRCS106A127B52 | Capacitor Can SDY 10.6/12.7 kvar 525V | 64.27
BLRCS125A150B40 | BLRCS125A150B40 | VarplusCan SDuty 12,5kVAr 400V | 79.63
BLRCS125A150B44 | BLRCS125A150B44 | VarplusCan SDuty 12,5kVAr 440V | 69.28
BLRCS125A150B48 | BLRCS125A150B48 | Capacitor Can SDY 12.5/15 kvar 480V | 68.94
BLRCS125A150B52 | BLRCS125A150B52 | Capacitor Can SDY 12.5/15 kvar 525V | 70.95
BLRCS143A172B44 | BLRCS143A172B44 | Capacitor Can SDY 14.3/17.2 kvar 440V | 80.04
BLRCS150A180B40 | BLRCS150A180B40 | VarplusCan SDuty 16kVAr 400V | 84.75
BLRCS150A180B44 | BLRCS150A180B44 | VarplusCan SDuty 15kVAr 440V | 74.63
BLRCS154A185B52 | BLRCS154A185B52 | Capacitor Can SDY 15.4/18.5 kvar 525V | 74.99
BLRCS155A186B48 | BLRCS155A186B48 | VarplusCan SDuty 15,5kVAr 480V | 75.05
BLRCS167A200B40 | BLRCS167A200B40 | Capacitor Can SDY 16.7/20 kvar 400V | 94.53
BLRCS169A203B44 | BLRCS169A203B44 | Capacitor Can SDY 16.9/20.3 kvar 440V | 81.63
BLRCS170A204B48 | BLRCS170A204B48 | VarplusCan SDuty 17kVAr 480V | 80.25
BLRCS182A218B44 | BLRCS182A218B44 | Capacitor Can SDY 18.2/21.8 kvar 440V | 91.9
BLRCS200A240B40 | BLRCS200A240B40 | VarplusCan SDuty 20kVAr 400V | 125.34
BLRCS200A240B44 | BLRCS200A240B44 | Capacitor Can SDY 20/24 kvar 440V | 94.51
BLRCS200A240B52 | BLRCS200A240B52 | Capacitor Can SDY 20/24 kvar 525V | 93.08
BLRCS208A250B40 | BLRCS208A250B40 | Capacitor Can SDY 20.8/25 kvar 400V | 126.32
BLRCS208A250B48 | BLRCS208A250B48 | VarplusCan SDuty 20,8kVAr 480V | 89.51
BLRCS250A300B40 | BLRCS250A300B40 | VarplusCan SDuty 25kVAr 400V | 134.95
BLRCS250A300B44 | BLRCS250A300B44 | Capacitor Can SDY 25/30 kvar 440V | 133.14
BLRCS250A300B52 | BLRCS250A300B52 | Capacitor Can SDY 25/30 kvar 525V | 100.83
BLRCS258A310B48 | BLRCS258A310B48 | VarplusCan SDuty 25,8kVAr 480V | 102.85
BLRCS285A342B44 | BLRCS285A342B44 | Capacitor Can SDY 28.5/34.2 kvar 440V | 139.52
BLRCS288A346B48 | BLRCS288A346B48 | VarplusCan SDuty 28,8kVAr 480V | 140.34
BLRCS303A364B44 | BLRCS303A364B44 | VarplusCan SDuty 30,3kVAr 440V | 138.05
BLRCS315A378B48 | BLRCS315A378B48 | VarplusCan SDuty 31,5kVAr 480V | 161.89
BLRCS339A407B48 | BLRCS339A407B48 | VarplusCan SDuty 33,9kVAr 480V | 169.96
BR1200G-GR | BR1200G-GR | Power-Saving Back-UPS Pro 1200 230V Schu | 421.43
BR1200GI | BR1200GI | Power Saving Back-UPS Pro 1200 | 421.43
BR1300MI | BR1300MI | Back UPS Pro BR 1300VA, 8 Outlets, AVR, | 357.14
BR1500 | BR1500 | Back-UPS RS 1500VA | Sob Consulta
BR1500G-GR | BR1500G-GR | APC Power Saving Back UPS Pro 1500 230V | 450
BR1500GI | BR1500GI | Power Saving Back-UPS Pro 1500, 230V | 450
BR1600MI | BR1600MI | Back UPS Pro BR 1600VA, 8 Outlets, AVR, | 437.14
BR24BPG | BR24BPG | Back-UPS RS Battery Pack 24V | 262.86
BR550GI | BR550GI | Back UPS RS LCD 550 Master Con | 180
BR650MI | BR650MI | Back UPS Pro BR 650VA, 6 Outlets, AVR, L | 180
BR700G | BR700G | Power Saving Back-UPS Pro 700 | 194.29
BR900G-GR | BR900G-GR | Power-Saving Back-UPS Pro 900 230V,Schuk | 270
BR900GI | BR900GI | Power-Saving Back-UPS Pro 900 230V | 270
BR900MI | BR900MI | Back UPS Pro BR 900VA, 6 Outlets, AVR, L | 248.57
BVS1000I | BVS1000I | BVS 1000VA, AVR, IEC Outlet, 230V | 93.77
BVS1000I-GR | BVS1000I-GR | BVS 1000VA, AVR, Schuko Outlet, 230V | 93.77
BVS500I | BVS500I | BVS 500VA, AVR, IEC Outlet, 230V | 63
BVS500I-GR | BVS500I-GR | BVS 500VA, AVR, Schuko Outlet, 230V | 63
BVS650I | BVS650I | BVS 650VA, AVR, IEC Outlet, 230V | 71.79
BVS650I-GR | BVS650I-GR | BVS 650VA, AVR, Schuko Outlet, 230V | 71.79
BVS800I | BVS800I | BVS 800VA, AVR, IEC Outlet, 230V | 82.05
BVS800I-GR | BVS800I-GR | BVS 800VA, AVR, Schuko Outlet, 230V | 82.05
BX1400U-GR | BX1400U-GR | BACK-UPS 1400VA, 230V, AVR, Schuko Sock | 177.14
BX1400UI | BX1400UI | APC Back-UPS 1400VA, 230V, AVR, IEC Sock | 168.57
BX500CI | BX500CI | APC Back-UPS 500VA,AVR | 73.26
BX700U-GR | BX700U-GR | BACK-UPS 700VA, 230V, AVR, SCHUKO Socket | 98.57
BX700UI | BX700UI | UPS 700VA, 230V, AVR, IEC stockets | 90
BX950UI | BX950UI | Back-UPS 950VA, 230V, AVR, IEC Sockets | 117.14
CA2KN223B7 | CA2KN223B7 | CONT AUX 2NA+2NF 24VCA TERM MOL | 39.94
CA2KN223P7 | CA2KN223P7 | CONT AUX 2NA+2NF 230VCA TERM MOL | 39.94
CA2KN225B7 | CA2KN225B7 | C AUX 2NA+2NF 24VCA CIMPR | 39.94
CA2KN225P7 | CA2KN225P7 | C AUX 2NA+2NF230VCA CIMPR | 39.94
CA2KN227B7 | CA2KN227B7 | MINICONT. K AUX. 2NA+2NC 24VAC | 39.94
CA2KN227P7 | CA2KN227P7 | CONT AUX 2NA+2NF 230VCA TERM FAST | 39.94
CA2KN22B7 | CA2KN22B7 | CONT. AUX. 2NA+2NF 24V | 36.62
CA2KN22E7 | CA2KN22E7 | CONT. AUX. 2NA+2NF 48V | 38.04
CA2KN22F7 | CA2KN22F7 | CONT. AUX. 2NA+2NF 110V | 36.94
CA2KN22FC7 | CA2KN22FC7 | CONT AUX 2NA+2NF 127V | 40.42
CA2KN22G7 | CA2KN22G7 | CONT AUX 2NA+2NF 120VAC | 39.64
CA2KN22P7 | CA2KN22P7 | CONT. AUX. 2NA+2NF 230V | 36.62
CA2KN22V7 | CA2KN22V7 | CONT. AUX. 2NA+2NF 400V | 38.78
CA2KN313B7 | CA2KN313B7 | CONT AUX 3NA+NF 24VCA TERM MOL | Descontinuado
CA2KN313P7 | CA2KN313P7 | CONT AUX 3NA+NF 230VCA TERM MOL | 39.94
CA2KN315P7 | CA2KN315P7 | C AUX 3NA+NF 230VCA CIMPR | 39.94
CA2KN317B7 | CA2KN317B7 | C AUX 3NA+NF 24VCA FAST | 39.94
CA2KN317P7 | CA2KN317P7 | C AUX 3NA+NF 230VCA FAST | 39.94
CA2KN31B7 | CA2KN31B7 | CONT. AUX. 3NA+NF 24V | 36.62
CA2KN31E7 | CA2KN31E7 | CONT. AUX. 3NA+NF 48V | 38.04
CA2KN31E72 | CA2KN31E72 | CONT AUX 3NA+1NF 48VCA | Sob Consulta
CA2KN31F7 | CA2KN31F7 | CONT. AUX. 3NA+NF 110V | 36.94
CA2KN31FE7 | CA2KN31FE7 | CONT AUX 3NA+NF 115VCA | 39.66
CA2KN31P7 | CA2KN31P7 | CONT. AUX. 3NA+NF 230V | 36.62
CA2KN31V7 | CA2KN31V7 | CONT. AUX. 3NA+NF 400V | 38.78
CA2KN403B7 | CA2KN403B7 | CONT AUX 4NA 24VCA TERM MOL | Descontinuado
CA2KN403P7 | CA2KN403P7 | CONT AUX 4NA 230VCA TERM MOL | Descontinuado
CA2KN405B7 | CA2KN405B7 | C AUX 4NA 24VCA CIRC IMPR | 39.94
CA2KN407B7 | CA2KN407B7 | C AUX 4NA 24VCA FAST | 39.94
CA2KN407M7 | CA2KN407M7 | CONT AUX 4NA 220V | 41.82
CA2KN407P7 | CA2KN407P7 | C AUX 4NA 230VCA FAST | 39.94
CA2KN40B7 | CA2KN40B7 | CONT. AUX. 4NA 24V | 36.62
CA2KN40E7 | CA2KN40E7 | CONT. AUX. 4NA 48V | 36.94
CA2KN40F7 | CA2KN40F7 | CONT. AUX. 4NA 110V | 36.94
CA2KN40FE7 | CA2KN40FE7 | CONT AUX 4NA 115VCA | 38.29
CA2KN40M7 | CA2KN40M7 | CONTACTO AUXILIAR 4NA 220V | 37.76
CA2KN40P7 | CA2KN40P7 | CONT. AUX. 4NA 230V | 36.62
CA2KN40V7 | CA2KN40V7 | CONT. AUX. 4NA 400V | 36.94
CA2SK11B7 | CA2SK11B7 | CONT. AUX. 27MM 1NA+1NF | 43.59
CA2SK11D7 | CA2SK11D7 | CONT AUX 1NA+1NF 42V | Descontinuado
CA2SK11E7 | CA2SK11E7 | CONT. AUX. 27MM 1NA+1NF | 44.1
CA2SK11F7 | CA2SK11F7 | CONT AUX 27MM NA+NF 110VCA | 44.1
CA2SK11P7 | CA2SK11P7 | CONT. AUX. 27MM 1NA+1NF | 43.59
CA2SK11V7 | CA2SK11V7 | CONT AUX 27MM NA+NF 400VCA | Sob Consulta
CA2SK20B7 | CA2SK20B7 | CONT. AUX. 27MM 2NA | 43.59
CA2SK20E7 | CA2SK20E7 | CONT. AUX. 27MM 2NA | 44.1
CA2SK20F7 | CA2SK20F7 | CONT AUX 27MM 2NA 110VCA | 44.1
CA2SK20P7 | CA2SK20P7 | CONT AUX 2NA 230V | 43.59
CA2SK20V7 | CA2SK20V7 | CONT AUX 27MM 2NA 400VCA | 44.1
CA2SKE20B7 | CA2SKE20B7 | CONT. AUX. 2NA ALTERN | 81.45
CA2SKE20P7 | CA2SKE20P7 | CONT. AUX. 2NA ALTERN | 81.45
CA3KN22BD | CA3KN22BD | CONT. AUX. 2NA+2NF 24VCC | 43.91
CA3KN22BD3 | CA3KN22BD3 | CONT AUX 2NA+2NF 24VCC | 47.68
CA3KN22ED | CA3KN22ED | CONT AUX 2NA+2NF 48VCC | 44.86
CA3KN22ED3 | CA3KN22ED3 | MINICONT. K 2NA+2NC 48V DC ANTIP. | 48.63
CA3KN22FD | CA3KN22FD | CONT AUX 2NA+2NF 110VCC | 44.86
CA3KN22FD3 | CA3KN22FD3 | CONT AUX 2NA+2NF 110VCC ANTIP | 48.63
CA3KN22GD | CA3KN22GD | CONT AUX 2NA+2NF 125VCC | 47.9
CA3KN22MD | CA3KN22MD | CONT.AUX. 2NA+2NF 220VCC | 45.7
CA3KN31BD | CA3KN31BD | CONT. AUX. 3NA+NF 24VCC | 43.91
CA3KN31BD3 | CA3KN31BD3 | CONT. AUX. 3NA+NF 24VCC | 47.68
CA3KN31ED | CA3KN31ED | CONT AUX 3NA+NF 48VCC | 44.86
CA3KN31ED3 | CA3KN31ED3 | C AUX 3NA+NF 48VCC ANTIP | 48.63
CA3KN31FD | CA3KN31FD | CONT AUX 3NA+NF 110VCC | 44.86
CA3KN31FD3 | CA3KN31FD3 | CONT AUX 3NA+NF 110VCC ANTIP | 48.63
CA3KN31JD | CA3KN31JD | CONT AUX 3NA+NF 12VCC | 45.7
CA3KN31MD | CA3KN31MD | CONT AUX 3NA+NF 220VCC | 45.7
CA3KN40BD | CA3KN40BD | CONT. AUX. 4NA 24VCC | 43.91
CA3KN40BD3 | CA3KN40BD3 | CONT. AUX. 4NA 24VCC | 47.68
CA3KN40CCD | CA3KN40CCD | CONT 4F VIS 40V DC | 47.9
CA3KN40ED | CA3KN40ED | CONT AUX 4NA 48VCC | 44.86
CA3KN40ED3 | CA3KN40ED3 | CONT AUX 4NA 48VCC ANTIP | 48.63
CA3KN40EPD | CA3KN40EPD | CONT AUX 4NA 80VCC | 47.9
CA3KN40FD3 | CA3KN40FD3 | CONT AUX 4NA 110VCC ANTIP | 48.63
CA3KN40JD | CA3KN40JD | CONT AUX 4NA 12VCC | 45.7
CA3KN40MD | CA3KN40MD | CONT AUX 4NA 220VCC | 45.7
CA3SK11BD | CA3SK11BD | CONT AUX 27MM NA+NF | 49.2
CA3SK11JD | CA3SK11JD | CONT AUX 27MM NA+NF 12VCC | 49.73
CA3SK20BD | CA3SK20BD | CONT AUX 27MM 2NA | 49.2
CA3SK20SD | CA3SK20SD | CONT AUX 2NA 24VCC | Sob Consulta
CA4KN223BW3 | CA4KN223BW3 | CONT AUX 2NA+2NF 24VCC | 49.52
CA4KN22BW3 | CA4KN22BW3 | CONT AUX 2NA+2NF | 46.19
CA4KN22EW3 | CA4KN22EW3 | CONT AUX 2NA+2NF 48VBC | 47.02
CA4KN22JW3 | CA4KN22JW3 | CONT AUX 2NA+2NF 12VBC | Descontinuado
CA4KN313BW3 | CA4KN313BW3 | CONT AUX 3NA+NF 24VCC | 49.52
CA4KN31BW3 | CA4KN31BW3 | CONT AUX 3NA+NF | 46.19
CA4KN31EW3 | CA4KN31EW3 | CONT AUX 3NA+NF 48VBC | 48.44
CA4KN405BW3 | CA4KN405BW3 | CONT AUX 4NA 24V | Descontinuado
CA4KN40BW3 | CA4KN40BW3 | CONT AUX 4NA | 46.19
CA4KN40EW3 | CA4KN40EW3 | MINICONT. K AUX. B/C 4NA 48VDC | Sob Consulta
CAD323B7 | CAD323B7 | CONT AUX 3NA+2NF TERM MOLA | 48.98
CAD323BD | CAD323BD | CONT AUX 3NA+2NF 24VCC TERM MOL | 93.17
CAD323BL | CAD323BL | CONT AUX 3NA+2NF TERM MOLA | 74.56
CAD323E7 | CAD323E7 | CONT AUX 3NA+2NF 48VCA TERM MOL | 49.1
CAD323ED | CAD323ED | CONT AUX 3NA+2NF 48VCC TERM MOL | 94.43
CAD323F7 | CAD323F7 | CONT AUX 3NA+2NF 110VCA TERM MOL | 48.98
CAD323FE7 | CAD323FE7 | CONT AUX 3NA+2NF 115VCA TERM MOL | 49.42
CAD323JD | CAD323JD | CONT AUX 3NA+2NF 12VCC | 95.79
CAD323MD | CAD323MD | CONT AUX 3NA+2NF 220VCC | 95.79
CAD323P7 | CAD323P7 | CONT AUX 3NA+2NF TERM MOLA | 48.98
CAD32B7 | CAD32B7 | CONT AUX 3NA+2NF 24VAC | 44.42
CAD32BD | CAD32BD | CONT AUX 3NA+2NF 24VCC | 88.13
CAD32BL | CAD32BL | CONT AUX 3NA+2NF 24VBC | 67.61
CAD32D7 | CAD32D7 | CONT AUX 3NA+2NF 42V 50-60HZ | 46.61
CAD32E7 | CAD32E7 | CONT AUX 3NA+2NF 48VAC | 44.94
CAD32ED | CAD32ED | CONT AUX 3NA+2NF 48VCC | 89.28
CAD32EL | CAD32EL | CONT AUX 3NA+2NF 48VBC | 68.17
CAD32F7 | CAD32F7 | CONT AUX 3NA+2NF 110VAC | 44.94
CAD32FD | CAD32FD | CONT AUX 3NA+2NF 110VCC | 89.28
CAD32FE7 | CAD32FE7 | CONT AUX 3NA+2NF 115VCA | 46.61
CAD32G7 | CAD32G7 | CONT AUX 3NA+2NF 120VCA | 46.61
CAD32GD | CAD32GD | CONT AUX 3NA+NC 125VCC | 92.33
CAD32JD | CAD32JD | CONT AUX 3NA+2NF 12VCC | 90.75
CAD32JL | CAD32JL | CONT AUX 3NA+2NF 12VBC | 69.33
CAD32M7 | CAD32M7 | CONT AUX 3NA+2NF 220V | 46.61
CAD32MD | CAD32MD | CONT AUX 3NA+2NF 220VCC | 90.75
CAD32ML | CAD32ML | CONT AUX 3NA+2NF 220VBC | 72.27
CAD32N7 | CAD32N7 | CONT AUX 3NA+2NF 415VCA | 48.27
CAD32P7 | CAD32P7 | CONT AUX 3NA+2NF 230VAC | 44.42
CAD32Q7 | CAD32Q7 | CONT AUX 3NA/2NC 380V 50/60HZ | 46.61
CAD32R7 | CAD32R7 | CONT AUX 3NA-2NC 440V 50-60HZ | 49.26
CAD32V7 | CAD32V7 | CONT AUX 3NA+2NF 400VAC | 44.94
CAD32XD | CAD32XD | CONT AUX 3NA+2NF 600VCC | Descontinuado
CAD503B7 | CAD503B7 | CONT AUX 5NA TERM MOLA | 49.22
CAD503BD | CAD503BD | CONT AUX 5NA 24VCC TERM MOL | 93.17
CAD503BL | CAD503BL | CONT AUX 5NA 24VBC TERM MOL | 73.2
CAD503E7 | CAD503E7 | CONT AUX 5NA 48VCA TERM MOL | 49.69
CAD503ED | CAD503ED | CONT AUX 5NA 48VCC T MOL | 94.43
CAD503F7 | CAD503F7 | CONT AUX 5NA 110VCA | 47.75
CAD503MD | CAD503MD | CONT AUX 5NA 220VCC T MOL | 95.79
CAD503P7 | CAD503P7 | CONT AUX 5NA 230VCA | 47.34
CAD50B7 | CAD50B7 | CONT AUX 5NA 24VAC | 44.96
CAD50BD | CAD50BD | CONT AUX 5NA 24VCC | 88.13
CAD50BL | CAD50BL | CONT AUX 5NA 24VBC | 68.43
CAD50D7 | CAD50D7 | CONT AUX 5NA 42V | 46.61
CAD50E7 | CAD50E7 | CONT AUX 5NA 48VAC | 45.08
CAD50ED | CAD50ED | CONT AUX 5NA 48VCC | 89.28
CAD50EL | CAD50EL | CONT AUX 5NA 48VBC | 68.17
CAD50F7 | CAD50F7 | CONT AUX 5NA 110VAC | 44.96
CAD50FD | CAD50FD | CONT AUX 5NA 110VCC | 89.28
CAD50G7 | CAD50G7 | CONT AUX 5NA 120VCA | 46.61
CAD50JD | CAD50JD | CONT AUX 5NA 12VCC | 90.75
CAD50JL | CAD50JL | CONT AUX 5NA 12VBC | 69.33
CAD50MD | CAD50MD | CONT AUX 5NA 220VCC | 90.75
CAD50ND | CAD50ND | CONT AUX 5NA 60VCC | Descontinuado
CAD50P7 | CAD50P7 | CONT AUX 5NA 230VCA | 44.96
CAD50R7 | CAD50R7 | CONT AUX 5NA 440VCA | 48.47
CAD50S7 | CAD50S7 | CONT AUX 5NA 500VCA | 48.27
CAD50SD | CAD50SD | CONT AUX 5NA 72VCC | 94.44
CAD50V7 | CAD50V7 | CONT AUX 5NA 400VCA | 45.08
CAP2002P | CAP2002P | CAP2002P | 99999.99
CAT6PNL-24 | CAT6PNL-24 | CAT 6 Patch Panel, 24 port RJ45 to 110 5 | 200
CBL008 | CBL008 | CABO PLANO P/ BCPM | Sob Consulta
CBL016 | CBL016 | CABO PLANO P/ BCPM | Sob Consulta
CBL017 | CBL017 | CABO PLANO P/ BCPM | Sob Consulta
CBL018 | CBL018 | CABO PLANO P/ BCPM | Sob Consulta
CBL019 | CBL019 | CABO PLANO P/ BCPM | Sob Consulta
CBL020 | CBL020 | CABO PLANO P/ BCPM | Sob Consulta
CBL021 | CBL021 | CABO PLANO P/ BCPM | Sob Consulta
CBL022 | CBL022 | CABO REDONDO P/ BCPM | Sob Consulta
CBL023 | CBL023 | CABO REDONDO P/ BCPM | Sob Consulta
CBL024 | CBL024 | CABO REDONDO P/ BCPM | Sob Consulta
CBL033 | CBL033 | CABO REDONDO P/ BCPM | Sob Consulta
CBL-8X00-BOP-IOBOX | CBL-8X00-BOP-IOBOX | CABLE para I/O Expander - 8DI,4DO,4AO | 99.3
CBL-8X00BRKOUT | CBL-8X00BRKOUT | Cable puertos comunicaciones ION8600 | 127.3
CC3FB123B | CC3FB123B | CONT BAT BIP 24V | Descontinuado
CC3HB80 | CC3HB80 | JOGO DE CONTACTOS | 701.89
CCT15225 | CCT15225 | IC Astro 1C SMART | 182.7
CCT15232 | CCT15232 | AutomAtico escada MINs | 50.7
CCT15233 | CCT15233 | AutomAtico escada MINp | 76.69
CCT15234 | CCT15234 | AutomAtico escada MINt | 83.88
CCT15245 | CCT15245 | IC Astro 2C SMART | 323.12
CCT15260 | CCT15260 | CELULA FOTOELECTRICA DIGITAL MURAL | 99.78
CCT15261 | CCT15261 | CELULA FOTOELECTRICA P QUADRO | 157.43
CCT15262 | CCT15262 | Indoor, analogue light sensor cell | 74.78
CCT15263 | CCT15263 | Outdoor, analogue light sensor cell | 93.45
CCT15285 | CCT15285 | IC2000d indoor (18 mm) | 151.54
CCT15338 | CCT15338 | INTER. HORARIO IH 60MN S-RM | 88.18
CCT15365 | CCT15365 | INTER. HORARIO IH 24H C-RM | 105.21
CCT15367 | CCT15367 | INTER. HORARIO IH 7DIAS C-RM | 130.51
CCT15369 | CCT15369 | IC2000d outdoor (18 mm) | 86.23
CCT15441 | CCT15441 | IHP 1C w | 135.25
CCT15443 | CCT15443 | IHP 2C w | 189.84
CCT15482 | CCT15482 | Acti9 IC100 - interrupteur crépusculaire | 134.49
CCT15483 | CCT15483 | IC2000p+ | 367.93
CCT15494 | CCT15494 | IC100kp+ 1C SMART | 337.8
CCT15495 | CCT15495 | IC100kp+ 2C SMART | 484.41
CCT15551 | CCT15551 | IHP+ 1C SMARTw | 204.98
CCT15553 | CCT15553 | IHP+ 2C SMARTw | 244.06
CCT15834 | CCT15834 | THP1+ 1C | 239.79
CCT15838 | CCT15838 | IHP+ SEMANAL 18MM 1C 16A | 234.81
CCT15840 | CCT15840 | Termostato TH7 220/240V CA S/SONDA | 215.34
CCT15845 | CCT15845 | SONDA DE SOLO TH7 | 64.22
CCT15846 | CCT15846 | SONDA DE AMBIENTE TH7 | 50.11
CCT15847 | CCT15847 | SONDA DE EXTERIOR TH7 | 93.06
CCT15848 | CCT15848 | SONDA COM GOLA TH7 | 93.06
CCT15854 | CCT15854 | IHP 1 CANAL 24H/7D 16A | 179.27
CCT15860 | CCT15860 | Kit de programaCAo para IHP+ | 192.98
CCT15861 | CCT15861 | CartAo de MemOria para IHP+ | 48.48
CCT15910 | CCT15910 | ITA 1C - INT. HORARIO ANUAL 1 CANAL | 315.89
CCT15940 | CCT15940 | ITA 4C - INT. HORARIO ANUAL 4 CANAL | 413.16
CCT15950 | CCT15950 | KIT PROGAMACAO P/ITA - INT. HOR. ANUAL | 192.98
CCT15955 | CCT15955 | CARTUCHO MEM P/ITA - INT. HOR. ANUAL | 51.78
CCT15960 | CCT15960 | ANTENA DCF PARA ITA - INT. HOR. ANUAL | 213.22
CCT15970 | CCT15970 | ANTENA GPS PARA ITA - INT. HOR. ANUAL | Descontinuado
CCT16364 | CCT16364 | IH 24H 1 CANAL 16A S-RM | 65.32
CCT1A000 | CCT1A000 | COMANDO DISTANCIA RF UNICA 8 CANAIS | 117.48
CCT1A010 | CCT1A010 | C. DIST RF UNICA TIP P CHAVES 4 CANAIS | 90.69
CCT1A020 | CCT1A020 | TOMADA CORRENTE RF UNICA - ON/OFF | 193.25
CCT1A021 | CCT1A021 | TOMADA CORRENTE RF UNICA - REGULAVEL | 237.32
CCT1A030 | CCT1A030 | EMISSOR RF UNICA - PASTILHA EMBUTIR | 102
CCT1A031 | CCT1A031 | RECEPTOR RF UNICA - PASTILHA EMBUTIR | 131.28
CCT5010-0001 | CCT5010-0001 | Wiser micro module dimmer | 64.96
CCT5011-0001 | CCT5011-0001 | Wiser micro module light switch | 66.48
CCT5015-0001 | CCT5015-0001 | Wiser micro module shades control | 60.91
CCT501510 | CCT501510 | Wiser Home Touch with Docking Station Kt | 619.15
CCT551011 | CCT551011 | Detector Presença Dual Tech - 1 Channel | 145.57
CCT551012 | CCT551012 | Detector Presenç Dual Tech - 2 Channels | 161.7
CCT551023 | CCT551023 | REMOTE FOR DUAL TECH - 1AND 2CH | 128.08
CCT552006 | CCT552006 | Detector Presença DALI PIR (230V) | 154.64
CCT555006 | CCT555006 | Detector Presença Slave PIR (p DALI 230V | 109.12
CCT556006 | CCT556006 | Comando Remoto p/ DALI PIR (230V) | 31.31
CCT556011 | CCT556011 | Comando Remoto p/ Dual Tech - 1+2ch | 30.83
CCT556023 | CCT556023 | Comando Remoto p/ Microwave sensor | 30.78
CCT56P001 | CCT56P001 | DET MOVIMENTO INTERIOR IMBUTIR 360º | 51.99
CCT56P002 | CCT56P002 | DET MOVIMENTO INTERIOR SALIENTE 360? | 53.34
CCT56P004 | CCT56P004 | DETECTOR MOVIMENTO EXTERIOR 120? | 64.33
CCT56P008 | CCT56P008 | DETECTOR MOVIMENTO EXTERIOR 360? | 82.47
CCT570003 | CCT570003 | Detector Presença ARGUS Standard 2 chann | 70.51
CCT570005 | CCT570005 | Detector Presença ARGUS Standard mini PI | 70.11
CCT99100 | CCT99100 | Regulador pastilla lamparas LED 4-100 VA | 48.29
CCTDD20001 | CCTDD20001 | TELEVARIADOR INC/HAL MX 400W | 167.51
CCTDD20002 | CCTDD20002 | STD400RC/RL-SAE 400W C/4 ENT.DIGITAIS | 174.21
CCTDD20003 | CCTDD20003 | STD1000RL-DIN TELEVARIADOR MAX1000W | 259.51
CCTDD20004 | CCTDD20004 | STD1000RL-SAE 1000W C/4 ENT.DIGITAIS | 338.03
CCTDD20011 | CCTDD20011 | SCU10-DIN - TELEVARIADOR 1-10V 1500W | 172.04
CCTDD20012 | CCTDD20012 | SCU10-SAE 1-10V C/4 ENT.DIGITAIS | 220.89
CCTDD20016 | CCTDD20016 | VARIATEUR UNIVERSEL 16A 230VAC TYPE STD4 | 105.58
CCTDD20017 | CCTDD20017 | VARIATEUR UNIVERSEL 16A 230VAC TYPE STD4 | 120.98
CCTDT5130 | CCTDT5130 | Pluslink expansor | Sob Consulta
CCTR1P002 | CCTR1P002 | DET MOV INTERIOR SAL 360? (BLISTER) | 53.34
CCTR1P004 | CCTR1P004 | DET MOVIMENTO EXTERIOR 120? (BLISTER) | 59.63
CCTR1P008 | CCTR1P008 | DET MOVIMENTO EXTERIOR 360? (BLISTER) | 96.29
CSU08010000 | CSU08010000 | União lateral L200 60 PG | 1.64
CSU08010109 | CSU08010109 | Screwless Side Joint (Unilock) 60 PG | 1.45
CSU08040000 | CSU08040000 | Prot. strip L=5M PVC | 57.26
CSU08090109 | CSU08090109 | Placa Suporte PG | 1.84
CSU08161003P | CSU08161003P | Tampa CT 70 PG L=2m | 5.2
CSU08161103P | CSU08161103P | Tampa CT 100 PG L=2m | 6.13
CSU08161503P | CSU08161503P | Tampa CT 150 PG L=2m | 7.43
CSU0816483P | CSU0816483P | Tampa CT 80 PG L=2m | 14.85
CSU08166004P | CSU08166004P | Tampa CT 400 PG L=2m | 18.98
CSU08167004P | CSU08167004P | Tampa CT 500 PG L=2m | 24.72
CSU08168004P | CSU08168004P | Tampa CT 600 PG L=2m | 28.47
CSU0816803P | CSU0816803P | Tampa CT 200 PG L=2m | 8.19
CSU08180400 | CSU08180400 | Porcas M6 inox | Sob Consulta
CSU08190000 | CSU08190000 | Washer M6 PG | 2.06
CSU08190400 | CSU08190400 | Washer M6 SS84 | 36.05
CSU08460400 | CSU08460400 | Parafusos M6x10 inox | Sob Consulta
CSU08461000 | CSU08461000 | Anilhas M6 Zinc+ | Sob Consulta
CSU08461020 | CSU08461020 | Porcas M6 Zinc+ | Sob Consulta
CSU08462000 | CSU08462000 | Parafusos M6x10 PG | 8.24
CSU08770100 | CSU08770100 | Cutting sears | Sob Consulta
CSU08855000 | CSU08855000 | Universal Tampa Clamp | 30.9
CSU08856050 | CSU08856050 | Fixação rápida aceddorios | 116.42
CSU08870500 | CSU08870500 | Clamp Separador 60 PG | 1
CSU08940000 | CSU08940000 | Conj reduções L605 60 PG | 13.32
CSU08940350 | CSU08940350 | Conj reduções L605 35 PG | 12.02
CSU08940850 | CSU08940850 | Conj reduções L605 85 PG | 15.01
CSU08960000 | CSU08960000 | Conj reduções L957 60 PG | 17.38
CSU08960850 | CSU08960850 | Conj reduções L957 85 PG | 18.45
CSU08980000 | CSU08980000 | Angulo univ. Tampa PG | 11.4
CSU26011002P | CSU26011002P | Bandeja perf. 60x100 PG | 11.87
CSU26011502P | CSU26011502P | Bandeja perf. 60x150 PG | 17.38
CSU26012002P | CSU26012002P | Bandeja perf. 60x200 PG | 14.7
CSU26013002P | CSU26013002P | Cable Tray Perforated 60x300 PG L=3m | 17.76
CSU26014002P | CSU26014002P | Bandeja perf. 60x400 PG | 22.2
CSU26015004P | CSU26015004P | Bandeja perf. 60x500 PG | 31.38
CSU26016004P | CSU26016004P | Bandeja perf. 60x600 PG | 37.5
CSU2601802P | CSU2601802P | Bandeja perf. 60x80 PG | 17.76
CSU28011002P | CSU28011002P | Bandeja perf. 85x100 PG | 17.07
CSU28011502P | CSU28011502P | Bandeja perf. 85x150 PG | 18.6
CSU28012002P | CSU28012002P | Bandeja perf. 85x200 PG | 20.05
CSU28014002P | CSU28014002P | Bandeja perf. 85x400 PG | 25.49
CSU28015004P | CSU28015004P | Bandeja perf. 85x500 PG | 32.15
CSU28016004P | CSU28016004P | Bandeja perf. 85x600 PG | 38.43
CSU2801802P | CSU2801802P | Bandeja perf. 85x80 PG | 21.59
CSU2811002P | CSU2811002P | Bandeja perf. 35x100 PG | 12.32
CSU2811502P | CSU2811502P | Bandeja perf. 35x150 PG | 13.85
CSU2812002P | CSU2812002P | Bandeja perf. 35x200 PG | 15.46
CSU281802P | CSU281802P | Bandeja perf. 35x80 PG | 20.05
CSU33110002 | CSU33110002 | Angulo universal 35 PG | 26.86
CSU33151002 | CSU33151002 | "T" 35x100 PG | 54.65
CSU33151502 | CSU33151502 | "T" 35x150 PG | 63.53
CSU33152002 | CSU33152002 | "T" 35x200 PG | 87.42
CSU3315802 | CSU3315802 | "T" 35x80 PG | 72.56
CSU33161002 | CSU33161002 | Cruzeta "X" 35x100 PG | 78.3
CSU33161502 | CSU33161502 | Cruzeta "X" 35x150 PG | 95.37
CSU33162002 | CSU33162002 | Cruzeta "X" 35x200 PG | 132.5
CSU3316802 | CSU3316802 | Cruzeta "X" 35x80 PG | 117.49
CSU33181004 | CSU33181004 | Tampa fecho 35x100 PG | 4.51
CSU33181504 | CSU33181504 | Tampa fecho 35x150 PG | 4.59
CSU33182004 | CSU33182004 | Tampa fecho 35x200 PG | 4.75
CSU3318804 | CSU3318804 | Tampa fecho 35x80 PG | 5.13
CSU33211002 | CSU33211002 | "T" Vertical 35x100 PG | 44.08
CSU33211502 | CSU33211502 | "T" Vertical 35x150 PG | 41.33
CSU33212002 | CSU33212002 | "T" Vertical 35x200 PG | 46.77
CSU3321802 | CSU3321802 | "T" Vertical 35x80 PG | 52.28
CSU33221002 | CSU33221002 | Curva convexa 35x100 PG | 63.3
CSU33221502 | CSU33221502 | Curva convexa 35x150 PG | 47.23
CSU33222002 | CSU33222002 | Curva convexa 35x200 PG | 153.47
CSU3322802 | CSU3322802 | Curva convexa 35x80 PG | 46.84
CSU33231002 | CSU33231002 | Curva concava 35x100 PG | 45.55
CSU33231502 | CSU33231502 | Curva concava 35x150 PG | 53.27
CSU33232002 | CSU33232002 | Curva concava 35x200 PG | 51.59
CSU3323802 | CSU3323802 | Curva concava 35x80 PG | 57.79
CSU33241002 | CSU33241002 | Saída vertical 35x100 PG | 54.72
CSU33241502 | CSU33241502 | Saída vertical 35x150 PG | 36.28
CSU33242002 | CSU33242002 | Saída vertical 35x200 PG | 30.39
CSU3324802 | CSU3324802 | Saída vertical 35x80 PG | 39.19
CSU33521002 | CSU33521002 | Curva ajust. 35x100 PG | 43.86
CSU33521502 | CSU33521502 | Curva ajust. 35x150 PG | 47.99
CSU33522002 | CSU33522002 | Curva ajust. 35x200 PG | 64.45
CSU3352802 | CSU3352802 | Curva ajust. 35x80 PG | 154.39
CSU36060702 | CSU36060702 | 90°Curva 60x70 PG | 31.38
CSU36061002 | CSU36061002 | 90°Curva 60x100 PG | 59.55
CSU36061502 | CSU36061502 | 90°Curva 60x150 PG | 50.75
CSU36062002 | CSU36062002 | 90°Curva 60x200 PG | 86.11
CSU36064002 | CSU36064002 | 90°Curva 60x400 PG | 121.62
CSU36065002 | CSU36065002 | 90°Curva 60x500 PG | 156.07
CSU36066002 | CSU36066002 | 90°Curva 60x600 PG | 158.36
CSU3606802 | CSU3606802 | 90°Curva 60x80 PG | 56.79
CSU36070702 | CSU36070702 | "semi T" 60x70 PG | 40.26
CSU36071002 | CSU36071002 | "semi T" 60x100 PG | 40.8
CSU36071502 | CSU36071502 | "semi T" 60x150 PG | 42.02
CSU36072002 | CSU36072002 | "semi T" 60x200 PG | 42.02
CSU36074002 | CSU36074002 | semi "T" 60x400 PG | 51.13
CSU36075002 | CSU36075002 | semi "T" 60x500 PG | 75.93
CSU36076002 | CSU36076002 | semi "T" 60x600 PG | 54.96
CSU3607802 | CSU3607802 | "semi T" 60x80 PG | 44.7
CSU36110002 | CSU36110002 | Angulo universal 60 PG | 23.04
CSU36150702 | CSU36150702 | "T" 60x70 PG | 36.28
CSU36151002 | CSU36151002 | "T" 60x100 PG | 55.12
CSU36151502 | CSU36151502 | "T" 60x150 PG | 69.89
CSU36152002 | CSU36152002 | "T" 60x200 PG | 51.97
CSU36154002 | CSU36154002 | "T" 60x400 PG | 124.92
CSU36155002 | CSU36155002 | "T" 60x500 PG | 124.84
CSU36156002 | CSU36156002 | "T" 60x600 PG | 209.73
CSU3615802 | CSU3615802 | "T" 60x80 PG | 65.36
CSU36160702 | CSU36160702 | Cruzeta "X" 60x70 PG | 56.1
CSU36161002 | CSU36161002 | Cruzeta "X" 60x100 PG | 58.94
CSU36161502 | CSU36161502 | Cruzeta "X" 60x150 PG | 95.37
CSU36162002 | CSU36162002 | Cruzeta "X" 60x200 PG | 110.37
CSU36164002 | CSU36164002 | Cruzeta "X" 60x400 PG | 149.95
CSU36165002 | CSU36165002 | Cruzeta "X" 60x500 PG | 180.8
CSU36166002 | CSU36166002 | Cruzeta "X" 60x600 PG | 172.83
CSU3616802 | CSU3616802 | Cruzeta "X" 60x80 PG | 110.45
CSU36180704 | CSU36180704 | Tampa fecho 60x70 PG | 7.27
CSU36181004 | CSU36181004 | Tampa fecho 60x100 PG | 7.34
CSU36181504 | CSU36181504 | Tampa fecho 60x150 PG | 7.43
CSU36182004 | CSU36182004 | Tampa fecho 60x200 PG | 7.65
CSU36184004 | CSU36184004 | Tampa fecho 60x400 PG | 8.19
CSU36185004 | CSU36185004 | Tampa fecho 60x500 PG | 8.5
CSU36186004 | CSU36186004 | Tampa fecho 60x600 PG | 8.72
CSU3618804 | CSU3618804 | Tampa fecho 60x80 PG | 7.96
CSU36210702 | CSU36210702 | "T" Vertical 60x70 PG | 54.5
CSU36211002 | CSU36211002 | "T" Vertical 60x100 PG | 86.57
CSU36211502 | CSU36211502 | "T" Vertical 60x150 PG | 75.47
CSU36212002 | CSU36212002 | "T" Vertical 60x200 PG | 75.4
CSU36214002 | CSU36214002 | "T" Vertical 60x400 PG | 95.45
CSU36215002 | CSU36215002 | "T" Vertical 60x500 PG | 318.95
CSU36216002 | CSU36216002 | "T" Vertical 60x600 PG | 108.54
CSU3621802 | CSU3621802 | "T" Vertical 60x80 PG | 85.5
CSU36220702 | CSU36220702 | Curva convexa 60x70 PG | 45.77
CSU36221002 | CSU36221002 | Curva convexa 60x100 PG | 53.43
CSU36221502 | CSU36221502 | Curva convexa 60x150 PG | 61.16
CSU36222002 | CSU36222002 | Curva convexa 60x200 PG | 59.85
CSU36224002 | CSU36224002 | Curva convexa 60x400 PG | 68.04
CSU36225002 | CSU36225002 | Curva convexa 60x500 PG | 111.91
CSU36226002 | CSU36226002 | Curva convexa 60x600 PG | 80.37
CSU3622802 | CSU3622802 | Curva convexa 60x80 PG | 65.67
CSU36231002 | CSU36231002 | Curva concava 60x100 PG | 40.72
CSU36231502 | CSU36231502 | Curva concava 60x150 PG | 44.77
CSU36232002 | CSU36232002 | Curva concava 60x200 PG | 43.86
CSU36234002 | CSU36234002 | Curva concava 60x400 PG | 55.34
CSU36235002 | CSU36235002 | Curva concava 60x500 PG | 46.77
CSU36236002 | CSU36236002 | Curva concava 60x600 PG | 61.23
CSU3623802 | CSU3623802 | Curva concava 60x80 PG | 56.72
CSU36240702 | CSU36240702 | Saída vertical 60x70 PG | 35.51
CSU36241002 | CSU36241002 | Saída vertical 60x100 PG | 80.14
CSU36241502 | CSU36241502 | Saída vertical 60x150 PG | 40.33
CSU36242002 | CSU36242002 | Saída vertical 60x200 PG | 39.57
CSU36244002 | CSU36244002 | Saída vertical 60x400 PG | 81.36
CSU36245002 | CSU36245002 | Saída vertical 60x500 PG | 80.98
CSU36246002 | CSU36246002 | Saída vertical 60x600 PG | 101.03
CSU3624802 | CSU3624802 | Saída vertical 60x80 PG | 43.55
CSU3628702 | CSU3628702 | Curva concava 60x70 PG | 32.84
CSU36520702 | CSU36520702 | Curva ajustável 60x70 PG | 28.86
CSU36521002 | CSU36521002 | Curva ajust. 60x100 PG | 32.84
CSU36521502 | CSU36521502 | Curva ajust. 60x150 PG | 34.98
CSU36522002 | CSU36522002 | Curva ajust. 60x200 PG | 40.57
CSU36524002 | CSU36524002 | Curva ajust. 60x400 PG | 67.13
CSU36525002 | CSU36525002 | Curva ajust. 60x500 PG | 77.16
CSU36526002 | CSU36526002 | Curva ajust. 60x600 PG | 114.2
CSU3652802 | CSU3652802 | Curva ajust. 60x80 PG | 52.96
CSU38061002 | CSU38061002 | 90°Curva 85x100 PG | 147.58
CSU38061502 | CSU38061502 | 90°Curva 85x150 PG | 149.19
CSU38062002 | CSU38062002 | 90°Curva 85x200 PG | 94.91
CSU38064002 | CSU38064002 | 90°Curva 85x400 PG | 132.57
CSU38065002 | CSU38065002 | 90°Curva 85x500 PG | 128.13
CSU38066002 | CSU38066002 | 90°Curva 85x600 PG | 155.3
CSU3806802 | CSU3806802 | 90°Curva 85x80 PG | 63.68
CSU38071002 | CSU38071002 | "semi T" 85x100 PG | 49.37
CSU38071502 | CSU38071502 | "semi T" 85x150 PG | 44.62
CSU38072002 | CSU38072002 | "semi T" 85x200 PG | 50.28
CSU38074002 | CSU38074002 | semi "T" 85x400 PG | 44.01
CSU38075002 | CSU38075002 | semi "T" 85x500 PG | 54.96
CSU38076002 | CSU38076002 | semi "T" 85x600 PG | 65.9
CSU3807802 | CSU3807802 | "semi T" 85x80 PG | 52.2
CSU38110002 | CSU38110002 | Angulo universal 85 PG | 19.45
CSU38151002 | CSU38151002 | "T" 85x100 PG | 69.5
CSU38151502 | CSU38151502 | "T" 85x150 PG | 70.65
CSU38152002 | CSU38152002 | "T" 85x200 PG | 122.55
CSU38154002 | CSU38154002 | "T" 85x400 PG | 152.16
CSU38155002 | CSU38155002 | "T" 85x500 PG | 180.26
CSU38156002 | CSU38156002 | "T" 85x600 PG | 213.55
CSU3815802 | CSU3815802 | "T" 85x80 PG | 77.16
CSU38161002 | CSU38161002 | Cruzeta "X" 85x100 PG | 77
CSU38161502 | CSU38161502 | Cruzeta "X" 85x150 PG | 84.12
CSU38162002 | CSU38162002 | Cruzeta "X" 85x200 PG | 91.17
CSU38164002 | CSU38164002 | Cruzeta "X" 85x400 PG | 163.11
CSU38165002 | CSU38165002 | Cruzeta "X" 85x500 PG | 209.96
CSU38166002 | CSU38166002 | Cruzeta "X" 85x600 PG | 270.27
CSU3816802 | CSU3816802 | Cruzeta "X" 85x80 PG | 108.3
CSU38181004 | CSU38181004 | Tampa fecho 85x100 PG | 5.58
CSU38181504 | CSU38181504 | Tampa fecho 85x150 PG | 5.67
CSU38182004 | CSU38182004 | Tampa fecho 85x200 PG | 5.74
CSU38184004 | CSU38184004 | Tampa fecho 85x400 PG | 6.43
CSU38185004 | CSU38185004 | Tampa fecho 85x500 PG | 6.74
CSU38186004 | CSU38186004 | Tampa fecho 85x600 PG | 7.2
CSU3818804 | CSU3818804 | Tampa fecho 85x80 PG | 5.97
CSU38211002 | CSU38211002 | "T" Vertical 85x100 PG | 43.79
CSU38211502 | CSU38211502 | "T" Vertical 85x150 PG | 50.52
CSU38212002 | CSU38212002 | "T" Vertical 85x200 PG | 57.18
CSU38214002 | CSU38214002 | "T" Vertical 85x400 PG | 105.02
CSU38215002 | CSU38215002 | "T" Vertical 85x500 PG | 112.21
CSU38216002 | CSU38216002 | "T" Vertical 85x600 PG | 119.41
CSU3821802 | CSU3821802 | "T" Vertical 85x80 PG | 63.91
CSU38221002 | CSU38221002 | Curva convexa 85x100 PG | 50.97
CSU38221502 | CSU38221502 | Curva convexa 85x150 PG | 60.54
CSU38222002 | CSU38222002 | Curva convexa 85x200 PG | 57.4
CSU38224002 | CSU38224002 | Curva convexa 85x400 PG | 65.07
CSU38225002 | CSU38225002 | Curva convexa 85x500 PG | 78.07
CSU38226002 | CSU38226002 | Curva convexa 85x600 PG | 93.69
CSU3822802 | CSU3822802 | Curva convexa 85x80 PG | 60.01
CSU38231002 | CSU38231002 | Curva concava 85x100 PG | 50.97
CSU38231502 | CSU38231502 | Curva concava 85x150 PG | 51.21
CSU38232002 | CSU38232002 | Curva concava 85x200 PG | 50.59
CSU38234002 | CSU38234002 | Curva concava 85x400 PG | 71.56
CSU38235002 | CSU38235002 | Curva concava 85x500 PG | 85.12
CSU38236002 | CSU38236002 | Curva concava 85x600 PG | 101.19
CSU3823802 | CSU3823802 | Curva concava 85x80 PG | 60.16
CSU38241002 | CSU38241002 | Saída vertical 85x100 PG | 66.83
CSU38241502 | CSU38241502 | Saída vertical 85x150 PG | 44.39
CSU38242002 | CSU38242002 | Saída vertical 85x200 PG | 37.12
CSU38244002 | CSU38244002 | Saída vertical 85x400 PG | 66.97
CSU38245002 | CSU38245002 | Saída vertical 85x500 PG | 89.1
CSU38246002 | CSU38246002 | Saída vertical 85x600 PG | 111.22
CSU3824802 | CSU3824802 | Saída vertical 85x80 PG | 47.92
CSU38521002 | CSU38521002 | Curva ajust. 85x100 PG | 33.22
CSU38521502 | CSU38521502 | Curva ajust. 85x150 PG | 39.5
CSU38522002 | CSU38522002 | Curva ajust. 85x200 PG | 45.69
CSU38524002 | CSU38524002 | Curva ajust. 85x400 PG | 70.65
CSU38525002 | CSU38525002 | Curva ajust. 85x500 PG | 83.12
CSU38526002 | CSU38526002 | Curva ajust. 85x600 PG | 95.6
CSU3852802 | CSU3852802 | Curva ajust. 85x80 PG | 48.45
CSU3861002 | CSU3861002 | 90°Curva 35x100 PG | 39.04
CSU3861502 | CSU3861502 | 90°Curva 35x150 PG | 39.5
CSU3862002 | CSU3862002 | 90°Curva 35x200 PG | 71.95
CSU386802 | CSU386802 | 90°Curva 35x80 PG | 79.61
CSU3871002 | CSU3871002 | "semi T" 35x100 PG | 51.13
CSU3871502 | CSU3871502 | "semi T" 35x150 PG | 38.66
CSU3872002 | CSU3872002 | "semi T" 35x200 PG | 42.56
CSU387802 | CSU387802 | "semi T" 35x80 PG | 52.05
CSU4511050 | CSU4511050 | MTS.CAM.CABO PERFORMA EZ 35x50 | 8.02
CSU4512050 | CSU4512050 | M.CAM.CABO PF. GQ 35X50 | 10.6
CSU4515050 | CSU4515050 | M.CAM.CABO PF. INX 35X50 | 22.08
CSU4518050 | CSU4518050 | MTS CAM CABO PERFORMA 35X50 ZA | 8.02
CSU4518110 | CSU4518110 | MTS CAM CABO PERFORMA 35X100 ZA | 9.85
CSU4518115 | CSU4518115 | MTS CAM CABO PERFORMA 35X150 ZA | 11.55
CSU4518120 | CSU4518120 | MTS CAM CABO PERFORMA 35X200 ZA | 13.18
CSU4518130 | CSU4518130 | MTS CAM CABO PERFORMA 35X300 ZA | 18.39
CSU451818 | CSU451818 | M CAM CABO PF. 35X80 ZA | 18.39
CSU4518206 | CSU4518206 | MTS CAM CABO PERFORMA 60X60 ZA | 10.03
CSU4518210 | CSU4518210 | MTS CAM CABO PERFORMA 70X100 ZA | 12.47
CSU4518215 | CSU4518215 | MTS CAM CABO PERFORMA 70X150 ZA | 14.2
CSU4518220 | CSU4518220 | MTS CAM CABO PERFORMA 70X200 ZA | 16.26
CSU4518230 | CSU4518230 | MTS CAM CABO PERFORMA 70X300 ZA | 25.23
CSU4518240 | CSU4518240 | MTS CAM CABO PERFORMA 70X400 ZA | 29.71
CSU4518250 | CSU4518250 | MTS CAM CABO PERFORMA 70X500 ZA | 34.38
CSU4518260 | CSU4518260 | MTS CAM CABO PERFORMA 70X600 ZA | 39.78
CSU451828 | CSU451828 | M CAM CABO PF. 70X80 ZA | 25.22
CSU4518320 | CSU4518320 | MTS CAM CABO PERFORMA 105X200 ZA | 24.93
CSU4518330 | CSU4518330 | MTS CAM CABO PERFORMA 105X300 ZA | 29.64
CSU4518340 | CSU4518340 | MTS CAM CABO PERFORMA 105X400 ZA | 34.91
CSU4518350 | CSU4518350 | MTS CAM CABO PERFORMA 105X500 ZA | 38.99
CSU4518360 | CSU4518360 | MTS CAM CABO PERFORMA 105X600 ZA | 43.25
CSU451838 | CSU451838 | M CAM CABO PF. 105X80 ZA | 29.64
CSU4538106 | CSU4538106 | TAMPA CAM CABOS PERF 60 ZM | 11.24
CSU4538110 | CSU4538110 | TAMPA CAM CABOS PERF 100 ZM | 15.97
CSU4538115 | CSU4538115 | TAMPA CAM CABOS PERF 150 ZM | 16.64
CSU4538120 | CSU4538120 | TAMPA CAM CABOS PERF 200 ZM | 22.81
CSU4538130 | CSU4538130 | TAMPA CAM CABOS PERF 300 ZM | 30.98
CSU4538140 | CSU4538140 | TAMPA CAM CABOS PERF 400 ZM | 37.14
CSU4538150 | CSU4538150 | TAMPA CAM CABOS PERF 500 ZM | 45.63
CSU4538160 | CSU4538160 | TAMPA CAM CABOS PERF 600 ZM | 56.3
CSU453818 | CSU453818 | TAMPA CAM CAB PERF 80 ZM | 8.32
CSU4538510 | CSU4538510 | SUPORTE SUSP FIX RAPIDA 150 ZM | 4.53
CSU4538520 | CSU4538520 | SUPORTE SUSP FIX RAPIDA 200 ZM | 5.06
CSU4538530 | CSU4538530 | SUPORTE SUSP FIX RAPIDA 300 ZM | 6.1
CSU4538540 | CSU4538540 | SUPORTE SUSP FIX RAPIDA 400 ZM | 7.06
CSU4538550 | CSU4538550 | SUPORTE SUSP FIX RAPIDA 500 ZM | 8.13
CSU4538560 | CSU4538560 | SUPORTE SUSP FIX RAPIDA 600 ZM | 8.89
CSU4538570 | CSU4538570 | SUPORTE SUSP FIX RAPIDA 1000 ZM | 11.47
CSU453858 | CSU453858 | SUP SUSP FIX RAP 80 ZM | 6.1
CSU4538580 | CSU4538580 | SUPORTE SUSP FIX RAPIDA 2000 ZM | 21.32
CSU4538590 | CSU4538590 | SUPORTE SUSP FIX RAPIDA 3000 ZM | 31.1
CSU4548110 | CSU4548110 | SUPORTE HORIZ 100 ZM | 5.63
CSU4548115 | CSU4548115 | SUPORTE HORIZ 150 ZM | 8.28
CSU4548120 | CSU4548120 | SUPORTE HORIZ 200 ZM | 8.97
CSU4548130 | CSU4548130 | SUPORTE HORIZ 300 ZM | 10.39
CSU4548140SP | CSU4548140SP | Suporte horizontal"FR"400 | Sob Consulta
CSU4548150SP | CSU4548150SP | Suporte horizontal"FR"500 | Sob Consulta
CSU4548160SP | CSU4548160SP | Suporte horizontal"FR"600 | Sob Consulta
CSU454818 | CSU454818 | SUPRT HORIZ 80 ZM | 10.39
CSU4548410 | CSU4548410 | SUPORTE BASCULANTE ZM | 13.24
CSU4548420 | CSU4548420 | PERFIL U ZM | 24.94
CSU4548430 | CSU4548430 | SUP SUSPENSAO CENTRAL ZM | 0.75
CSU454848 | CSU454848 | SUP SUSPENSAO CENTRAL ZM | 0.75
CSU4548910 | CSU4548910 | SUP HORIZ SUSPENSAO P/CALHA L 100 ZM | 9.36
CSU4548915 | CSU4548915 | SUP HORIZ SUSPENSAO P/CALHA L 150 ZM | 11.48
CSU4548920 | CSU4548920 | SUP HORIZ SUSPENSAO P/CALHA L 200 ZM | 13.64
CSU4548930 | CSU4548930 | SUP HORIZ SUSPENSAO P/CALHA L 300 ZM | 15.91
CSU4548940 | CSU4548940 | SUP HORIZ SUSPENSAO P/CALHA L 400 ZM | 21.2
CSU4548950 | CSU4548950 | SUP HORIZ SUSPENSAO P/CALHA L 500 ZM | 24.47
CSU4548960 | CSU4548960 | SUP HORIZ SUSPENSAO P/CALHA L 600 ZM | 30
CSU454898 | CSU454898 | SUP HZ SUSP P/CALH 80 ZM | 15.91
CSU4550360 | CSU4550360 | SUPORTE .SUSP. OMEGA SZ 600 | 15.24
CSU4551090 | CSU4551090 | Suporte esquina interior | Sob Consulta
CSU4551095 | CSU4551095 | Suporte esquina exterior | Sob Consulta
CSU4558110 | CSU4558110 | SUPORTE HORIZ RAPIDO 100 ZM | 7.18
CSU4558111 | CSU4558111 | SUPORTE HORIZ RAPIDO 150 ZM | 9
CSU4558112 | CSU4558112 | SUPORTE HORIZ RAPIDO 200 ZM | 9.5
CSU4558113 | CSU4558113 | SUPORTE HORIZ RAPIDO 300 ZM | 10.71
CSU4558210 | CSU4558210 | CONJ SUPRT HORIZ 100 ZM | 19.77
CSU4558215 | CSU4558215 | CONJ SUPRT HORIZ 150 ZM | 21.88
CSU4558220 | CSU4558220 | CONJ SUPORTE HORIZ 200 ZM | 23.51
CSU4558230 | CSU4558230 | CONJ SUPORTE HORIZ 300 ZM | 27.46
CSU4558240 | CSU4558240 | CONJ SUPORTE HORIZ 400 ZM | 32.47
CSU4558250 | CSU4558250 | CONJ SUPORTE HORIZ 500 ZM | 35.67
CSU4558260 | CSU4558260 | CONJ SUPORTE HORIZ 600 ZM | 41.2
CSU455828 | CSU455828 | CONJ SUPRT HORIZ 80 ZM | 27.46
CSU4558310 | CSU4558310 | SUPORTE HORIZ OMEGA 100 ZM | 8.05
CSU4558315 | CSU4558315 | SUPORTE HORIZ OMEGA 150 ZM | 8.72
CSU4558320 | CSU4558320 | SUPORTE HORIZ OMEGA 200 ZM | 9.77
CSU4558330 | CSU4558330 | SUPORTE HORIZ OMEGA 300 ZM | 11.27
CSU455838 | CSU455838 | SUPT HORIZ OMEGA 80 ZM | 11.27
CSU4558410 | CSU4558410 | SUPORTE SUSP TETO OMEGA 100 ZM | 11.88
CSU4558415 | CSU4558415 | SUPORTE SUSP TETO OMEGA 150 ZM | 12.53
CSU4558420 | CSU4558420 | SUPORTE SUSP TETO OMEGA 200 ZM | 13.79
CSU4558430 | CSU4558430 | SUPORTE SUSP TETO OMEGA 300 ZM | 15.23
CSU455848 | CSU455848 | Suporte omega "FR" 80 | 15.23
CSU4558510 | CSU4558510 | CONJ SUPORTE AJUSTAVEL 100 ZM | 19.69
CSU4558515 | CSU4558515 | CONJ SUPORTE AJUSTAVEL 150 ZM | 21.81
CSU4558520 | CSU4558520 | CONJ SUPORTE AJUSTAVEL 200 ZM | 23.83
CSU4558530 | CSU4558530 | CONJ SUPORTE AJUSTAVEL 300 ZM | 27.48
CSU4558540 | CSU4558540 | CONJ SUPORTE AJUSTAVEL 400 ZM | 32.09
CSU4558550 | CSU4558550 | CONJ SUPORTE AJUSTAVEL 500 ZM | 35.15
CSU4558560 | CSU4558560 | CONJ SUPORTE AJUSTAVEL 600 ZM | 41.28
CSU455858 | CSU455858 | CONJ SUP AJUSTAVEL 80 ZM | 27.48
CSU4558620 | CSU4558620 | SUPORTE SUSP REFORCADO 200 ZM | 13.05
CSU4558630 | CSU4558630 | SUPORTE SUSP REFORCADO 300 ZM | 15.66
CSU4558640 | CSU4558640 | SUPORTE SUSP REFORCADO 400 ZM | 16.37
CSU4558650 | CSU4558650 | SUPORTE SUSP REFORCADO 500 ZM | 16.77
CSU4558660 | CSU4558660 | SUPORTE SUSP REFORCADO 600 ZM | 16.99
CSU455868 | CSU455868 | Suporte reforçado 80 | 15.67
CSU4568110 | CSU4568110 | BRACADEIRAS UNIAO ZM | 0.98
CSU4568120 | CSU4568120 | BRACADEIRAS FIXACAO ZM | 0.71
CSU4568150 | CSU4568150 | UNIOES EXTENSIVEIS ZM | 3.41
CSU4568200 | CSU4568200 | UNIAO LATERAL 35 ZM | 2.3
CSU4568205 | CSU4568205 | UNIAO LATERAL 70+105 ZM | 2.49
CSU4572120 | CSU4572120 | APOIO P CX/SUP SIMPLES GQ | 8.88
CSU4578120 | CSU4578120 | SUPORTE FIXACAO ZM | 8.48
CSU4578130 | CSU4578130 | SUPORTE FIXACAO DUPLO ZM | 13.95
CSU457818 | CSU457818 | SUPRT FIXACÃO DUPLO ZM | 13.95
CSU4578315 | CSU4578315 | DERIVACAO TUBOS ZM | 5.24
CSU4578510 | CSU4578510 | SEPARADOR FIX RAPIDA 35 ZM | 7.33
CSU4578520 | CSU4578520 | SEPARADOR FIX RAPIDA 70 ZM | 12.9
CSU4578530 | CSU4578530 | SEPARADOR FIX RAPIDA 105 ZM | 11.83
CSU457858 | CSU457858 | SEPARAD FIX RAPIDA 105 ZM | 11.83
CSU46011004P | CSU46011004P | Cable Tray Perforated 60x100 Zinc+ L=3m | 18.71
CSU46011504P | CSU46011504P | Cable Tray Perforated 60x150 Zinc+ L=3m | 17.82
CSU46012004P | CSU46012004P | Cable Tray Perforated 60x200 Zinc+ L=3m | 23.15
CSU46014004P | CSU46014004P | Bandeja perf 60x400 Zinc+ | 28.62
CSU46015004P | CSU46015004P | Bandeja perf 60x500 Zinc+ | 32.61
CSU46016004P | CSU46016004P | Bandeja perf 60x600 Zinc+ | 36.61
CSU4601804P | CSU4601804P | Bandeja perf 60x80 Zinc+ | 27.58
CSU48011004P | CSU48011004P | Bandeja perf 85x100 Zinc+ | 17.82
CSU48011504P | CSU48011504P | Bandeja perf 85x150 Zinc+ | 19.82
CSU48012004P | CSU48012004P | Bandeja perf 85x200 Zinc+ | 21.82
CSU48014004P | CSU48014004P | Bandeja perf 85x400 Zinc+ | 31.51
CSU48015004P | CSU48015004P | Bandeja perf 85x500 Zinc+ | 34.61
CSU48016004P | CSU48016004P | Bandeja perf 85x600 Zinc+ | 38.68
CSU4801804P | CSU4801804P | Bandeja perf 85x80 Zinc+ | 25.81
CSU70702000 | CSU70702000 | Bottom Joint 200 PG | 6.96
CSU73120009 | CSU73120009 | união basculante 35 PG | 13.39
CSU76000702P | CSU76000702P | Bandeja Cega 60x70 PG | 11.78
CSU76001002P | CSU76001002P | Bandeja Cega 60x100 PG | 14.16
CSU76001502P | CSU76001502P | Bandeja Cega 60x150 PG | 14.85
CSU76002002P | CSU76002002P | Bandeja Cega 60x200 PG | 17.15
CSU76004002P | CSU76004002P | Bandeja Cega 60x400 PG | 26.86
CSU76005004P | CSU76005004P | Bandeja Cega 60x500 PG | 32.76
CSU76006004P | CSU76006004P | Bandeja Cega 60x600 PG | 36.51
CSU7600802P | CSU7600802P | Bandeja Cega 60x80 PG | 21.51
CSU76010702P | CSU76010702P | Bandeja perf. 60x70 PG | 12.47
CSU76020000P | CSU76020000P | Separador 60 PG L=3m | 4.06
CSU76120009 | CSU76120009 | união basculante 60 PG | 14.85
CSU76240000 | CSU76240000 | Tampa clamp captive 60 | 28.84
CSU78001002P | CSU78001002P | Bandeja Cega 85x100 PG | 16.46
CSU78001502P | CSU78001502P | Bandeja Cega 85x150 PG | 18.29
CSU78002002P | CSU78002002P | Bandeja Cega 85x200 PG | 20.05
CSU78004002P | CSU78004002P | Bandeja Cega 85x400 PG | 29
CSU78005004P | CSU78005004P | Bandeja Cega 85x500 PG | 31.23
CSU78006004P | CSU78006004P | Bandeja Cega 85x600 PG | 34.98
CSU7800802P | CSU7800802P | Bandeja Cega 85x80 PG | 24.18
CSU7801002P | CSU7801002P | Bandeja Cega 35x100 PG | 12.56
CSU7801502P | CSU7801502P | Bandeja Cega 35x150 PG | 14.39
CSU78020000P | CSU78020000P | Separador 85 PG L=3m | 5.97
CSU7802002P | CSU7802002P | Bandeja Cega 35x200 PG | 16.3
CSU7808000 | CSU7808000 | União lateral L150 85 PG | 8.03
CSU780802P | CSU780802P | Bandeja Cega 35x80 PG | 20.05
CSU78120009 | CSU78120009 | união basculante 85 PG | 18.38
CSU7820000P | CSU7820000P | Separador 35 PG L=3m | 4.28
CSU78240000 | CSU78240000 | Tampa clamp captive 85 | 2.1
CSU788000 | CSU788000 | União lateral L150 35 PG | 4.37
CSU80061004 | CSU80061004 | 90°Curva tampa 100 Zinc+ | 20.79
CSU80061504 | CSU80061504 | 90°Curva tampa 150 Zinc+ | 25.3
CSU80062004 | CSU80062004 | 90°Curva tampa 200 Zinc+ | 27.74
CSU80064004 | CSU80064004 | 90°Curva tampa 400 Zinc+ | 66.86
CSU80065004 | CSU80065004 | 90°Curva tampa 500 Zinc+ | 67.3
CSU80066004 | CSU80066004 | 90°Curva tampa 600 Zinc+ | 96.81
CSU8006804 | CSU8006804 | 90°Curva tampa 80 Zinc+ | 30.02
CSU80071004 | CSU80071004 | semi "T" Tampa 100 Zinc+ | 8.58
CSU80071504 | CSU80071504 | semi "T" Tampa 150 Zinc+ | 14.94
CSU80072004 | CSU80072004 | semi "T" Tampa 200 Zinc+ | 10.58
CSU80074004 | CSU80074004 | semi "T" Tampa 400 Zinc+ | 14.28
CSU80075004 | CSU80075004 | semi "T" Tampa 500 Zinc+ | 15.98
CSU80076004 | CSU80076004 | semi "T" Tampa 600 Zinc+ | 17.38
CSU8007804 | CSU8007804 | semi "T" Tampa 80 Zinc+ | 11.91
CSU80151004 | CSU80151004 | "T" Tampa 100 Zinc+ | 22.41
CSU80151504 | CSU80151504 | "T" Tampa 150 Zinc+ | 30.91
CSU80152004 | CSU80152004 | "T" Tampa 200 Zinc+ | 34.02
CSU80154004 | CSU80154004 | "T" Tampa 400 Zinc+ | 78.69
CSU80155004 | CSU80155004 | "T" Tampa 500 Zinc+ | 79.58
CSU80156004 | CSU80156004 | "T" Tampa 600 Zinc+ | 186.44
CSU8015804 | CSU8015804 | "T" Tampa 80 Zinc+ | 37.35
CSU80161004 | CSU80161004 | Cruz."X" Tampa 100 Zinc+ | 14.35
CSU80161504 | CSU80161504 | Cruz."X" Tampa 150 Zinc+ | 27.21
CSU80162004 | CSU80162004 | Cruz."X" Tampa 200 Zinc+ | 31.65
CSU80164004 | CSU80164004 | Cruz."X" Tampa 400 Zinc+ | 68.11
CSU80165004 | CSU80165004 | Cruz."X" Tampa 500 Zinc+ | 97.62
CSU80166004 | CSU80166004 | Cruz."X" Tampa 600 Zinc+ | 97.47
CSU8016804 | CSU8016804 | Cruz."X" Tampa 80 Zinc+ | 53.77
CSU80221004 | CSU80221004 | Curva convTampa 100Zinc+ | 12.79
CSU80221504 | CSU80221504 | Curva convTampa 150Zinc+ | 8.44
CSU80222004 | CSU80222004 | Curva convTampa 200Zinc+ | 15.16
CSU80224004 | CSU80224004 | Curva convTampa 400Zinc+ | 14.86
CSU80225004 | CSU80225004 | Curva convTampa 500Zinc+ | 16.56
CSU80226004 | CSU80226004 | Curva convTampa 600Zinc+ | 18.63
CSU8022804 | CSU8022804 | Curva convTampa 80Zinc+ | 17.23
CSU80231004 | CSU80231004 | Curva concTampa 100Zinc+ | 6.95
CSU80231504 | CSU80231504 | Curva concTampa 150Zinc+ | 7.77
CSU80232004 | CSU80232004 | Curva concTampa 200Zinc+ | 8.58
CSU80234004 | CSU80234004 | Curva concTampa 400Zinc+ | 12.72
CSU80235004 | CSU80235004 | Curva concTampa 500Zinc+ | 14.28
CSU80236004 | CSU80236004 | Curva concTampa 600Zinc+ | 15.38
CSU8023804 | CSU8023804 | Curva concTampa 80Zinc+ | 10.95
CSU8060702 | CSU8060702 | 90°tampa curva 70 PG | 13.09
CSU8061002 | CSU8061002 | 90°tampa curva 100 PG | 16
CSU8061502 | CSU8061502 | 90°tampa curva 150 PG | 16.46
CSU8062002 | CSU8062002 | 90°tampa curva 200 PG | 17.76
CSU8064002 | CSU8064002 | 90°tampa curva 400 PG | 33.3
CSU8065002 | CSU8065002 | 90°tampa curva 500 PG | 59.7
CSU8066002 | CSU8066002 | 90°tampa curva 600 PG | 98.28
CSU806802 | CSU806802 | 90°tampa curva 80 PG | 28.24
CSU80702000 | CSU80702000 | Bottom Joint 200 Zinc+ | 6.88
CSU8070702 | CSU8070702 | "semi T" Tampa 70 PG | 12.09
CSU8071002 | CSU8071002 | "semi T" Tampa 100 PG | 13.93
CSU8071502 | CSU8071502 | "semi T" Tampa 150 PG | 22.04
CSU8072002 | CSU8072002 | "semi T" Tampa 200 PG | 13.63
CSU8074002 | CSU8074002 | semi "T" Tampa 400 PG | 15.54
CSU8075002 | CSU8075002 | semi "T" Tampa 500 PG | 14.85
CSU8076002 | CSU8076002 | semi "T" Tampa 600 PG | 16
CSU807802 | CSU807802 | "semi T" Tampa 80 PG | 15.39
CSU8150702 | CSU8150702 | "T" Tampa 70 PG | 14.7
CSU8151002 | CSU8151002 | "T" Tampa 100 PG | 14.54
CSU8151502 | CSU8151502 | "T" Tampa 150 PG | 30
CSU8152002 | CSU8152002 | "T" Tampa 200 PG | 22.73
CSU8154002 | CSU8154002 | "T" Tampa 400 PG | 70.87
CSU8155002 | CSU8155002 | "T" Tampa 500 PG | 87.71
CSU8156002 | CSU8156002 | "T" Tampa 600 PG | 138.01
CSU815802 | CSU815802 | "T" Tampa 80 PG | 29.93
CSU8160702 | CSU8160702 | Cruzeta "X" Tampa 70 PG | 34.22
CSU8161002 | CSU8161002 | Cruzeta "X" Tampa 100 PG | 34.75
CSU8161502 | CSU8161502 | Cruzeta "X" Tampa 150 PG | 28.62
CSU8162002 | CSU8162002 | Cruzeta "X" Tampa 200 PG | 53.96
CSU8164002 | CSU8164002 | Cruzeta "X" Tampa 400 PG | 41.64
CSU8165002 | CSU8165002 | Cruzeta "X" Tampa 500 PG | 70.42
CSU8166002 | CSU8166002 | Cruzeta "X" Tampa 600 PG | 81.06
CSU816802 | CSU816802 | Cruzeta "X" Tampa 80 PG | 37.97
CSU8220702 | CSU8220702 | Curva conv. Tampa 70 PG | 11.18
CSU8221002 | CSU8221002 | Curva conv. Tampa 100 PG | 14.39
CSU8221502 | CSU8221502 | Curva conv. Tampa 150 PG | 12.94
CSU8222002 | CSU8222002 | Curva conv. Tampa 200 PG | 15.23
CSU8224002 | CSU8224002 | Curva conv. Tampa 400 PG | 15.23
CSU8225002 | CSU8225002 | Curva conv. Tampa 500 PG | 18.29
CSU8226002 | CSU8226002 | Curva conv. Tampa 600 PG | 22.58
CSU822802 | CSU822802 | Curva conv. Tampa 80 PG | 18.52
CSU8231002 | CSU8231002 | Curva conc. Tampa 100 PG | 10.79
CSU8231502 | CSU8231502 | Curva conc. Tampa 150 PG | 13.85
CSU8232002 | CSU8232002 | Curva conc. Tampa 200 PG | 12.17
CSU8234002 | CSU8234002 | Curva conc. Tampa 400 PG | 15.92
CSU8235002 | CSU8235002 | Curva conc. Tampa 500 PG | 16.76
CSU8236002 | CSU8236002 | Curva conc. Tampa 600 PG | 14.77
CSU823802 | CSU823802 | Curva conc. Tampa 80 PG | 46.46
CSU828702 | CSU828702 | Curva conc. Tampa 70 PG | 10.57
CSU86001004P | CSU86001004P | Bandeja Cega 60x100 Zinc+ | 16.49
CSU86001504P | CSU86001504P | Bandeja Cega 60x150 Zinc+ | 18.72
CSU86002004P | CSU86002004P | Bandeja Cega 60x200 Zinc+ | 18.86
CSU86004004P | CSU86004004P | Bandeja Cega 60x400 Zinc+ | 26.7
CSU86005004P | CSU86005004P | Bandeja Cega 60x500 Zinc+ | 30.69
CSU86006004P | CSU86006004P | Bandeja Cega 60x600 Zinc+ | 34.68
CSU8600804P | CSU8600804P | Bandeja Cega 60x80 Zinc+ | 22.93
CSU86020000P | CSU86020000P | Separador 60 Zinc+ L=3m | 5.25
CSU86030000 | CSU86030000 | Side Joint L=150 60 Zinc+ | 5.25
CSU86041000 | CSU86041000 | Tampa final 60x100 Zinc+ | 20.41
CSU86041500 | CSU86041500 | Tampa final 60x150 Zinc+ | 23.81
CSU86042000 | CSU86042000 | Tampa final 60x200 Zinc+ | 25.3
CSU86044000 | CSU86044000 | Tampa final 60x400 Zinc+ | 29.44
CSU86045000 | CSU86045000 | Tampa final 60x500 Zinc+ | 22.33
CSU86046000 | CSU86046000 | Tampa final 60x600 Zinc+ | 23.37
CSU8604800 | CSU8604800 | Tampa final 60x80 Zinc+ | 27.07
CSU86061004 | CSU86061004 | 90°Curva 60x100 Zinc+ | 67.82
CSU86061504 | CSU86061504 | 90°Curva 60x150 Zinc+ | 73.58
CSU86062004 | CSU86062004 | 90°Curva 60x200 Zinc+ | 74.84
CSU86064004 | CSU86064004 | 90°Curva 60x400 Zinc+ | 128.61
CSU86065004 | CSU86065004 | 90°Curva 60x500 Zinc+ | 168.69
CSU86066004 | CSU86066004 | 90°Curva 60x600 Zinc+ | 170.17
CSU8606804 | CSU8606804 | 90°Curva 60x80 Zinc+ | 106.86
CSU86071004 | CSU86071004 | semi "T" 60x100 Zinc+ | 50.28
CSU86071504 | CSU86071504 | semi "T" 60x150 Zinc+ | 52.07
CSU86072004 | CSU86072004 | semi "T" 60x200 Zinc+ | 55.76
CSU86074004 | CSU86074004 | semi "T" 60x400 Zinc+ | 70.03
CSU86075004 | CSU86075004 | semi "T" 60x500 Zinc+ | 71.44
CSU86076004 | CSU86076004 | semi "T" 60x600 Zinc+ | 83.2
CSU8607804 | CSU8607804 | semi "T" 60x80 Zinc+ | 59.24
CSU8608000 | CSU8608000 | União lateral 60 Zinc+ | 5.25
CSU86110004 | CSU86110004 | Angulo univ. 60 Zinc+ | 21.89
CSU86120009 | CSU86120009 | União basculante 60Zinc+ | 14.86
CSU86151004 | CSU86151004 | "T" 60x100 Zinc+ | 72.91
CSU86151504 | CSU86151504 | "T" 60x150 Zinc+ | 86.16
CSU86152004 | CSU86152004 | "T" 60x200 Zinc+ | 86.53
CSU86154004 | CSU86154004 | "T" 60x400 Zinc+ | 122.47
CSU86155004 | CSU86155004 | "T" 60x500 Zinc+ | 167.07
CSU86156004 | CSU86156004 | "T" 60x600 Zinc+ | 137.63
CSU8615804 | CSU8615804 | "T" 60x80 Zinc+ | 126.98
CSU86161004 | CSU86161004 | Cruzeta "X" 60x100 Zinc+ | 51.84
CSU86161504 | CSU86161504 | Cruzeta "X" 60x150 Zinc+ | 79.51
CSU86162004 | CSU86162004 | Cruzeta "X" 60x200 Zinc+ | 107.53
CSU86164004 | CSU86164004 | Cruzeta "X" 60x400 Zinc+ | 140.58
CSU86165004 | CSU86165004 | Cruzeta "X" 60x500 Zinc+ | 140.88
CSU86166004 | CSU86166004 | Cruzeta "X" 60x600 Zinc+ | 158.77
CSU8616804 | CSU8616804 | Cruzeta "X" 60x80 Zinc+ | 108.63
CSU86211002 | CSU86211002 | "T" vert. 60x100 Zinc+ | 88.37
CSU86211502 | CSU86211502 | "T" vert. 60x150 Zinc+ | 76.54
CSU86212002 | CSU86212002 | "T" vert. 60x200 Zinc+ | 58.94
CSU86214002 | CSU86214002 | "T" vert. 60x400 Zinc+ | 96.81
CSU86215002 | CSU86215002 | "T" vert. 60x500 Zinc+ | 231.63
CSU86216002 | CSU86216002 | "T" vert. 60x600 Zinc+ | 110.12
CSU8621802 | CSU8621802 | "T" vert. 60x80 Zinc+ | 70.03
CSU86221004 | CSU86221004 | Curva conv. 60x100 Zinc+ | 68.56
CSU86221504 | CSU86221504 | Curva conv. 60x150 Zinc+ | 50.07
CSU86222004 | CSU86222004 | Curva conv. 60x200 Zinc+ | 76.61
CSU86224004 | CSU86224004 | Curva conv. 60x400 Zinc+ | 60.86
CSU86225004 | CSU86225004 | Curva conv. 60x500 Zinc+ | 66.79
CSU86226004 | CSU86226004 | Curva conv. 60x600 Zinc+ | 71.88
CSU8622804 | CSU8622804 | Curva conv. 60x80 Zinc+ | 84.01
CSU86231004 | CSU86231004 | Curva conc. 60x100 Zinc+ | 55.61
CSU86231504 | CSU86231504 | Curva conc. 60x150 Zinc+ | 56.87
CSU86232004 | CSU86232004 | Curva conc. 60x200 Zinc+ | 42.45
CSU86234004 | CSU86234004 | Curva conc. 60x400 Zinc+ | 49.92
CSU86235004 | CSU86235004 | Curva conc. 60x500 Zinc+ | 61.02
CSU86236004 | CSU86236004 | Curva conc. 60x600 Zinc+ | 61.82
CSU8623804 | CSU8623804 | Curva conc. 60x80 Zinc+ | 49.77
CSU86241002 | CSU86241002 | Saída vert. 60x100 Zinc+ | 61.68
CSU86241502 | CSU86241502 | Saída vert. 60x150 Zinc+ | 40.9
CSU86242002 | CSU86242002 | Saída vert. 60x200 Zinc+ | 34.24
CSU86244002 | CSU86244002 | Saída vert. 60x400 Zinc+ | 61.75
CSU86245002 | CSU86245002 | Saída vert. 60x500 Zinc+ | 82.16
CSU86246002 | CSU86246002 | Saída vert. 60x600 Zinc+ | 102.58
CSU8624802 | CSU8624802 | Saída vert. 60x80 Zinc+ | 44.15
CSU86521004 | CSU86521004 | Curva ajust 60x100 Zinc+ | 33.58
CSU86521504 | CSU86521504 | Curva ajust 60x150 Zinc+ | 41.86
CSU86522004 | CSU86522004 | Curva ajust 60x200 Zinc+ | 53.4
CSU86524004 | CSU86524004 | Curva ajust 60x400 Zinc+ | 102.95
CSU86525004 | CSU86525004 | Curva ajust 60x500 Zinc+ | 137.26
CSU86526004 | CSU86526004 | Curva ajust 60x600 Zinc+ | 143.32
CSU8652804 | CSU8652804 | Curva ajust 60x80 Zinc+ | 63.01
CSU88001004P | CSU88001004P | Bandeja Cega 85x100 Zinc+ | 16.64
CSU88001504P | CSU88001504P | Bandeja Cega 85x150 Zinc+ | 18.63
CSU88002004P | CSU88002004P | Bandeja Cega 85x200 Zinc+ | 20.63
CSU88004004P | CSU88004004P | Bandeja Cega 85x400 Zinc+ | 28.62
CSU88005004P | CSU88005004P | Bandeja Cega 85x500 Zinc+ | 32.69
CSU88006004P | CSU88006004P | Bandeja Cega 85x600 Zinc+ | 36.68
CSU8800804P | CSU8800804P | Bandeja Cega 85x80 Zinc+ | 24.7
CSU88020000P | CSU88020000P | Separador 85 Zinc+ L=3m | 6.73
CSU88041000 | CSU88041000 | Tampa final 85x100 Zinc+ | 18.49
CSU88041500 | CSU88041500 | Tampa final 85x150 Zinc+ | 20.63
CSU88042000 | CSU88042000 | Tampa final 85x200 Zinc+ | 22.93
CSU88044000 | CSU88044000 | Tampa final 85x400 Zinc+ | 29.14
CSU88045000 | CSU88045000 | Tampa final 85x500 Zinc+ | 31.72
CSU88046000 | CSU88046000 | Tampa final 85x600 Zinc+ | 35.21
CSU8804800 | CSU8804800 | Tampa final 85x80 Zinc+ | 26.03
CSU88061004 | CSU88061004 | 90°Curva 85x100 Zinc+ | 56.35
CSU88061504 | CSU88061504 | 90°Curva 85x150 Zinc+ | 69.3
CSU88062004 | CSU88062004 | 90°Curva 85x200 Zinc+ | 76.4
CSU88064004 | CSU88064004 | 90°Curva 85x400 Zinc+ | 135.63
CSU88065004 | CSU88065004 | 90°Curva 85x500 Zinc+ | 155.6
CSU88066004 | CSU88066004 | 90°Curva 85x600 Zinc+ | 191.39
CSU8806804 | CSU8806804 | 90°Curva 85x80 Zinc+ | 103.09
CSU88071004 | CSU88071004 | semi "T" 85x100 Zinc+ | 45.7
CSU88071504 | CSU88071504 | semi "T" 85x150 Zinc+ | 46.51
CSU88072004 | CSU88072004 | semi "T" 85x200 Zinc+ | 50.58
CSU88074004 | CSU88074004 | semi "T" 85x400 Zinc+ | 61.9
CSU88075004 | CSU88075004 | semi "T" 85x500 Zinc+ | 69.3
CSU88076004 | CSU88076004 | semi "T" 85x600 Zinc+ | 78.32
CSU8807804 | CSU8807804 | semi "T" 85x80 Zinc+ | 55.76
CSU8808000 | CSU8808000 | União lateral 85 Zinc+ | 2.66
CSU88110004 | CSU88110004 | Angulo universal 85Zinc+ | 17.16
CSU88120009 | CSU88120009 | União basculante 85Zinc+ | 21.15
CSU88151004 | CSU88151004 | "T" 85x100 Zinc+ | 66.04
CSU88151504 | CSU88151504 | "T" 85x150 Zinc+ | 76.61
CSU88152004 | CSU88152004 | "T" 85x200 Zinc+ | 93.93
CSU88154004 | CSU88154004 | "T" 85x400 Zinc+ | 136.89
CSU88155004 | CSU88155004 | "T" 85x500 Zinc+ | 155.82
CSU88156004 | CSU88156004 | "T" 85x600 Zinc+ | 185.4
CSU8815804 | CSU8815804 | "T" 85x80 Zinc+ | 136.15
CSU88161104P | CSU88161104P | Tampa CT 100 Zinc+ L=2m | 8.65
CSU88161504P | CSU88161504P | Tampa CT 150 Zinc+ L=2m | 10.95
CSU8816484P | CSU8816484P | Tampa CT 80 Zinc+ L=2m | 18.79
CSU88166004P | CSU88166004P | Tampa CT 400 Zinc+ L=2m | 23.23
CSU88167004P | CSU88167004P | Tampa CT 500 Zinc+ L=2m | 25.96
CSU88168004P | CSU88168004P | Tampa CT 600 Zinc+ L=2m | 29.95
CSU8816804P | CSU8816804P | Tampa CT 200 Zinc+ L=2m | 13.91
CSU88211002 | CSU88211002 | "T" vert. 85x100 Zinc+ | 44.44
CSU88211502 | CSU88211502 | "T" vert. 85x150 Zinc+ | 51.25
CSU88212002 | CSU88212002 | "T" vert. 85x200 Zinc+ | 58.05
CSU88214002 | CSU88214002 | "T" vert. 85x400 Zinc+ | 106.49
CSU88215002 | CSU88215002 | "T" vert. 85x500 Zinc+ | 113.82
CSU88216002 | CSU88216002 | "T" vert. 85x600 Zinc+ | 121.14
CSU8821802 | CSU8821802 | "T" vert. 85x80 Zinc+ | 64.86
CSU88221004 | CSU88221004 | Curva conv. 85x100 Zinc+ | 57.98
CSU88221504 | CSU88221504 | Curva conv. 85x150 Zinc+ | 63.23
CSU88222004 | CSU88222004 | Curva conv. 85x200 Zinc+ | 66.79
CSU88224004 | CSU88224004 | Curva conv. 85x400 Zinc+ | 77.88
CSU88225004 | CSU88225004 | Curva conv. 85x500 Zinc+ | 81.28
CSU88226004 | CSU88226004 | Curva conv. 85x600 Zinc+ | 86.16
CSU8822804 | CSU8822804 | Curva conv. 85x80 Zinc+ | 70.77
CSU88231004 | CSU88231004 | Curva conc. 85x100 Zinc+ | 53.62
CSU88231504 | CSU88231504 | Curva conc. 85x150 Zinc+ | 57.09
CSU88232004 | CSU88232004 | Curva conc. 85x200 Zinc+ | 62.56
CSU88234004 | CSU88234004 | Curva conc. 85x400 Zinc+ | 73.95
CSU88235004 | CSU88235004 | Curva conc. 85x500 Zinc+ | 84.01
CSU88236004 | CSU88236004 | Curva conc. 85x600 Zinc+ | 91.56
CSU8823804 | CSU8823804 | Curva conc. 85x80 Zinc+ | 69.96
CSU88241002 | CSU88241002 | Saída vert. 85x100 Zinc+ | 67.82
CSU88241502 | CSU88241502 | Saída vert. 85x150 Zinc+ | 45.04
CSU88242002 | CSU88242002 | Saída vert. 85x200 Zinc+ | 37.65
CSU88244002 | CSU88244002 | Saída vert. 85x400 Zinc+ | 67.89
CSU88245002 | CSU88245002 | Saída vert. 85x500 Zinc+ | 90.37
CSU88246002 | CSU88246002 | Saída vert. 85x600 Zinc+ | 112.86
CSU8824802 | CSU8824802 | Saída vert. 85x80 Zinc+ | 48.59
CSU88521004 | CSU88521004 | Curva ajust 85x100 Zinc+ | 26.03
CSU88521504 | CSU88521504 | Curva ajust 85x150 Zinc+ | 33.95
CSU88522004 | CSU88522004 | Curva ajust 85x200 Zinc+ | 44.82
CSU88524004 | CSU88524004 | Curva ajust 85x400 Zinc+ | 92.81
CSU88525004 | CSU88525004 | Curva ajust 85x500 Zinc+ | 127.21
CSU88526004 | CSU88526004 | Curva ajust 85x600 Zinc+ | 131.72
CSU8852804 | CSU8852804 | Curva ajust 85x80 Zinc+ | 54.21
CSU88940000 | CSU88940000 | conj reduções 60 Zinc+ | 7.32
CSU88940850 | CSU88940850 | conj reduções 85 Zinc+ | 8.06
CSU88960000 | CSU88960000 | conj reduções 60 Zinc+ | 9.84
CSU88960850 | CSU88960850 | conj reduções 85 Zinc+ | 10.79
CSU88980000 | CSU88980000 | Angulo univ. Tampa Zinc+ | 7.32
CSUZ8161004 | CSUZ8161004 | Cruzeta "X" 85x100 Zinc+ | 57.09
CSUZ8161504 | CSUZ8161504 | Cruzeta "X" 85x150 Zinc+ | 76.69
CSUZ8162004 | CSUZ8162004 | Cruzeta "X" 85x200 Zinc+ | 96.28
CSUZ8164004 | CSUZ8164004 | Cruzeta "X" 85x400 Zinc+ | 135.56
CSUZ8165004 | CSUZ8165004 | Cruzeta "X" 85x500 Zinc+ | 155.16
CSUZ8166004 | CSUZ8166004 | Cruzeta "X" 85x600 Zinc+ | 174.75
CSUZ816804 | CSUZ816804 | Cruzeta "X" 85x80 Zinc+ | 115.96
CTRL_LUM_PACKPROMO | CTRL_LUM_PACKPROMO | 2 AUT ESC+ DISJ. iK60 6KA 1P 10A | Descontinuado
CV1BJ | CV1BJ | CONT COMP VARIAVEL | 13128.69
DA1TS070 | DA1TS070 | SONDA SUP PTC 70ºC | 28.63
DA1TS080 | DA1TS080 | SONDA PTC | 28.63
DA1TS090 | DA1TS090 | SONDA PTC 90ºC | 28.63
DA1TT090 | DA1TT090 | SONDA PTC | 39.91
DA1TT110 | DA1TT110 | SONDA PTC | 39.91
DA1TT130 | DA1TT130 | SONDA PTC | 39.91
DA1TT140 | DA1TT140 | SONDA TRIPL INTEG PTC 140ºC | 39.91
DC6KYSTUBK | DC6KYSTUBK | CAT 6, UTP Ficha RJ45 KEYSTONE, Preto | 5.39
DC6KYSTUWT | DC6KYSTUWT | CAT 6, UTP KEYSTONE Cinza | 5.39
DC6PCURJ01BLM | DC6PCURJ01BLM | CAT 6, UTP, 1M, Azul | 5.47
DC6PCURJ01GNM | DC6PCURJ01GNM | CAT 6, CORDON RJ45, UTP, 1M, VERT | 5.3
DC6PCURJ01GYM | DC6PCURJ01GYM | CAT 6, Patch RJ45, UTP, 1M, cinza | 5.78
DC6PCURJ01RDM | DC6PCURJ01RDM | CAT 6, UTP, 1M, vermelho | 5.47
DC6PCURJ01YLM | DC6PCURJ01YLM | CAT 6, UTP, 1M, amarelo | 5.47
DC6PCURJ02BLM | DC6PCURJ02BLM | CAT 6, UTP, 2M, azul | 7.4
DC6PCURJ02GNM | DC6PCURJ02GNM | CAT 6, CORDON RJ45, UTP, 2M, VERT | 7.17
DC6PCURJ02GYM | DC6PCURJ02GYM | CAT 6, Patch RJ45, UTP, 2M, cinza | 6.73
DC6PCURJ02RDM | DC6PCURJ02RDM | CAT 6, UTP, 2M, vermelho | 7.4
DC6PCURJ02YLM | DC6PCURJ02YLM | CAT 6, CORDON RJ45, UTP, 2M, JAUNE | 7.17
DC6PCURJ03BLM | DC6PCURJ03BLM | CAT 6, UTP, 3M, azul | 9.33
DC6PCURJ03GNM | DC6PCURJ03GNM | CAT 6, CORDON RJ45, UTP, 3M, VERT | 9.05
DC6PCURJ03GYM | DC6PCURJ03GYM | CAT 6, CORDON RJ45, UTP, 3M, GRIS | 9.33
DC6PCURJ03RDM | DC6PCURJ03RDM | CAT 6, UTP, 3M, vermelho | 9.33
DC6PCURJ03YLM | DC6PCURJ03YLM | CAT 6, CORDON RJ45, UTP, 3M, JAUNE | 10.55
DC6PCURJ05BLM | DC6PCURJ05BLM | CAT 6, UTP, 5M, azul | 13.43
DC6PCURJ05GNM | DC6PCURJ05GNM | CAT 6, CORDON RJ45, UTP, 5M, VERT | 13.03
DC6PCURJ05GYM | DC6PCURJ05GYM | CAT 6, CORDON RJ45, UTP, 5M, GRIS | 13.43
DC6PCURJ05RDM | DC6PCURJ05RDM | CAT 6, UTP, 5M, vermelho | 13.43
DC6PCURJ05YLM | DC6PCURJ05YLM | CAT 6, CORDON RJ45, UTP, 5M, JAUNE | 13.03
DC6PP24UKRHU | DC6PP24UKRHU | CAT 6 UTP 24P painel eq | 169.31
DC6PP24UKY1U | DC6PP24UKY1U | CAT 6 UTP 24P painel equipado | 133.55
DC6PPXXUKY1U | DC6PPXXUKY1U | Panel 19 1U Digilink vacio | 51.25
DCEKYSTUBK | DCEKYSTUBK | CAT 5E, UTP RJ45 K,Preto | 3.87
DCEKYSTUWT | DCEKYSTUWT | CAT 5E, UTP RJ45 K Cinza | 3.87
DCEPCURJ01BLM | DCEPCURJ01BLM | CAT 5E, RJ45, UTP, 1M, az | 3.65
DCEPCURJ01GNM | DCEPCURJ01GNM | CAT 5E, RJ45, UTP, 1M, vd | 3.65
DCEPCURJ01GYM | DCEPCURJ01GYM | CAT 5E, PATCH CORD, UTP, 1M, GREY | 3.64
DCEPCURJ01RDM | DCEPCURJ01RDM | CAT 5E, RJ45, UTP, 1M, vr | 3.65
DCEPCURJ01YLM | DCEPCURJ01YLM | CAT 5E, RJ45, UTP, 1M, am | 3.65
DCEPCURJ02BLM | DCEPCURJ02BLM | CAT 5E, RJ45, UTP, 2M, az | 5.12
DCEPCURJ02GNM | DCEPCURJ02GNM | CAT 5E, RJ45, UTP, 2M, vd | 5.12
DCEPCURJ02GYM | DCEPCURJ02GYM | CAT 5E, PATCH CORD, UTP, 2M, GREY | 5.12
DCEPCURJ02RDM | DCEPCURJ02RDM | CAT 5E, UTP, 2M, vermelho | 5.12
DCEPCURJ02YLM | DCEPCURJ02YLM | CAT 5E, UTP, 2M, amarelo | 5.12
DCEPCURJ03BLM | DCEPCURJ03BLM | CAT 5E, UTP, 3M, azul | 7.17
DCEPCURJ03GNM | DCEPCURJ03GNM | CAT 5E, UTP, 3M, verde | 7.17
DCEPCURJ03GYM | DCEPCURJ03GYM | CAT 5E, PATCH CORD, UTP, 3M, GREY | 7.17
DCEPCURJ03RDM | DCEPCURJ03RDM | CAT 5E, UTP, 3M, vermelho | 7.17
DCEPCURJ03YLM | DCEPCURJ03YLM | CAT 5E, UTP, 3M, amarelo | 7.17
DCEPCURJ05BLM | DCEPCURJ05BLM | CAT 5E, UTP, 5M, azul | 9.56
DCEPCURJ05GNM | DCEPCURJ05GNM | CAT 5E, UTP, 5M, verde | 9.56
DCEPCURJ05GYM | DCEPCURJ05GYM | CAT 5E, CORDON RJ45, UTP, 5M, GRIS | 9.56
DCEPCURJ05RDM | DCEPCURJ05RDM | CAT 5E, UTP, 5M, vermelho | 9.56
DCEPCURJ05YLM | DCEPCURJ05YLM | CAT 5E, UTP, 5M, amarelo | 9.56
DCEPP24UKY1U | DCEPP24UKY1U | CAT 5E UTP 24P painel eq | 129.7
DDCC5E-023 | DDCC5E-023 | DDCC5E-023 / APC Data Distribution Cable | 151.67
DDCC6-013 | DDCC6-013 | APC Data Dist Cable CAT6 UTP CMR 6XRJ 45 | 215
DDCC6-015 | DDCC6-015 | APC DATA DISTRIBUTION CABLE, CAT6 UTP CM | 225
DDCC6-017 | DDCC6-017 | APC Data Distribution Cable, CAT6 UTP CM | 230
DDCC6-019 | DDCC6-019 | APC Data Distribution Cable | 238.33
DDCC6-021 | DDCC6-021 | APC Data Distribution Cable 6 4M | 256.67
DDCC6-029 | DDCC6-029 | APC Data Distribution Cable Black 29FT | 281.67
DDCC6-055 | DDCC6-055 | APC Data Distribution Cable Black 55FT | 405
DDV | DDV | AIR VELOCITY DETECTOR | Descontinuado
DE1DS1 | DE1DS1 | CX VAZIA P/LE1D09/12 | 128.16
DE1DS2 | DE1DS2 | CX C- BOT MARCH-PAR P-LE1D18-35 | 173.42
DE1KS217A04 | DE1KS217A04 | CX PLAST VAZ LG8 | 207.02
DE1KS217A06A37 | DE1KS217A06A37 | CX PLAST VAZ P/ LG7/8 | Sob Consulta
DETMOV_PACKPROMO | DETMOV_PACKPROMO | D. EXT120+D. INT.SAL360+D. INT.EMB360 | Descontinuado
DF101 | DF101 | PORT FUS 10X38 1P 32A | 5.96
DF101N | DF101N | PORT FUS 10X38 1P+N 32A | 13.42
DF101NV | DF101NV | PRT FS 10X38 1P+N 32A SIN | 16.64
DF101V | DF101V | PORT FUS 10X38 1P 32A SINAL | 9.26
DF102 | DF102 | PORTAFUSIBLE DOBLE 10X38 | 13.26
DF102V | DF102V | PRT FUS 10X38 2P 32A SINL | 19.56
DF103 | DF103 | PORT FUS 10X38 3P 32A | 17.99
DF103N | DF103N | PORT FUS 10X38 3P+N 32A | 23.93
DF103NV | DF103NV | PORT FUS 10X38 3P+N 32A SINAL | Descontinuado
DF103V | DF103V | PRT FUS 10X38 3P 32A SINL | 27.88
DF10AP | DF10AP | KIT MONT PORT FUS DF8-10 | 0.73
DF10N | DF10N | PORT FUS 10X38 N 32A | 6.52
DF141 | DF141 | PORT FUS 14X51 1P 50A | 10.34
DF141N | DF141N | PORT FUS 14X51 1P+N 50A | 23.21
DF141NV | DF141NV | PORT FUS 14X51 1P+N 50A SINAL | 28.24
DF141V | DF141V | PORT FUS 14X51 1P 50A SINAL | 14.33
DF142 | DF142 | PORT FUS 14X51 2P 50A | 22.72
DF142V | DF142V | PORT FUS 14X51 2P 50A SINAL | 30.77
DF143C | DF143C | PORT FUS 14X51 3P 50A | 31.17
DF143NC | DF143NC | PORT FUS 14X51 3P+N 50A | 41.81
DF143NVC | DF143NVC | PORT FUS 14X51 3P+N 50A SINAL | 53.96
DF143VC | DF143VC | PORT FUS 14X51 3P 50A SINAL | 43.24
DF14AM1 | DF14AM1 | 1 CONT SINAL P/ DF14 | 9.47
DF14AM2 | DF14AM2 | 2 CONT SINAL P/ DF14 | 15.6
DF14AP | DF14AP | KIT MONT PORT FUS DF14 | 2.71
DF14N | DF14N | PORT FUS 14X51 N 50A | 11.28
DF221 | DF221 | PORT FUS 22X58 1P 125A | 15.92
DF221N | DF221N | PORT FUS 22X58 1P+N 125A | 43.17
DF221NV | DF221NV | PORT FUS 22X58 1P+N 125A SINAL | 47
DF221V | DF221V | PORT FUS 22X58 1P 125A SINAL | 20.4
DF222 | DF222 | PORT FUS 22X58 2P 125A | 39.5
DF222V | DF222V | PORT FUS 22X58 2P 125A SINAL | 49.07
DF223C | DF223C | PORT FUS 22X58 3P 125A | 48.04
DF223NC | DF223NC | PORT FUS 22X58 3P+N 125A | 62.24
DF223NVC | DF223NVC | PORT FUS 22X58 3P+N 125A SINAL | 75.33
DF223VC | DF223VC | PORT FUS 22X58 3P 125A SINAL | 60.33
DF22AM1 | DF22AM1 | 1 CONT SINAL P- DF22 | 9.99
DF22AM2 | DF22AM2 | 2 CONT SINAL P- DF22 | 15.6
DF22AP | DF22AP | KIT MONT PORT FUS DF22 | 3.68
DF22N | DF22N | PORT FUS 22X58 N 125A | 18.7
DF2BA0200 | DF2BA0200 | FUS CIL 8,5X31,5 AM 2A | 2.31
DF2BA0600 | DF2BA0600 | FUS 8X31 AM | 2.31
DF2BA1000 | DF2BA1000 | FUSE 8,5X31,5 AM 10A | 2.31
DF2BN0100 | DF2BN0100 | FUS 8X31 GF 1A | 2.29
DF2BN0200 | DF2BN0200 | FUS 8X31 GF 2A | 2.29
DF2BN0400 | DF2BN0400 | FUS CIL 4A 8X31 GG | 2.29
DF2BN1000 | DF2BN1000 | FUS 8X31 GF 10A | 2.29
DF2BN1600 | DF2BN1600 | FUS 8X31 GF | 2.29
DF2CA005 | DF2CA005 | FUS 10X38 AM 050A | 3.26
DF2CA01 | DF2CA01 | FUSIBLE 10X38 1A | 2.84
DF2CA02 | DF2CA02 | FUS CIL 2A 10X38 AM | 2.84
DF2CA04 | DF2CA04 | FUS 10X38 AM 4A | 2.84
DF2CA06 | DF2CA06 | FUS 10X38 AM 6A | 2.84
DF2CA10 | DF2CA10 | FUS CIL 10A 10X38 AM | 2.84
DF2CA12 | DF2CA12 | FUS 10X38 12A | 2.84
DF2CA16 | DF2CA16 | FUS 16A AM 10X38 | 2.84
DF2CA20 | DF2CA20 | FUS CIL 20A 10X38 AM | 2.84
DF2CA25 | DF2CA25 | FUS 10X38 AM 25A | 2.84
DF2CA32 | DF2CA32 | FUS 10X38 AM | 2.84
DF2CN02 | DF2CN02 | FUS 10X38 GF 2A | 2.81
DF2CN04 | DF2CN04 | FUS 10X38 GF 4A | 2.81
DF2CN06 | DF2CN06 | FUSIBLE 10X38 6A | 2.81
DF2CN08 | DF2CN08 | FUS 10X38 GF 8A | 2.81
DF2CN10 | DF2CN10 | FUS 10X38 GF 10A | 2.81
DF2CN12 | DF2CN12 | FUS 10X38 GF 12A | 2.81
DF2CN16 | DF2CN16 | FUS 10X38 GF 16A | 2.81
DF2CN20 | DF2CN20 | FUS 10X38 GF 20A | 2.81
DF2CN25 | DF2CN25 | FUS GF 10X38 25A | 2.81
DF2CN32 | DF2CN32 | FUS 10X38 GF 32A | 2.81
DF2EA04 | DF2EA04 | FUS 14X51 AM 4A | 5.04
DF2EA06 | DF2EA06 | FUS 14X51 AM 6A | 5.04
DF2EA10 | DF2EA10 | FUS 14X51 AM 10A | 5.04
DF2EA12 | DF2EA12 | FUS 14X51 AM 12A | 5.04
DF2EA16 | DF2EA16 | FUS 14X51 AM 16A | 5.04
DF2EA20 | DF2EA20 | FUS 14X51 AM 20A | 5.04
DF2EA25 | DF2EA25 | FUS 14X51 AM 25A | 5.04
DF2EA32 | DF2EA32 | FUS 14X51 AM 32A | 5.04
DF2EA40 | DF2EA40 | FUS 14X51 AM 40A | 5.04
DF2EA50 | DF2EA50 | FUS 14X51 AM 50A | 5.04
DF2EN20 | DF2EN20 | FUS 14X51 GF 20A | 4.47
DF2EN50 | DF2EN50 | FUS CIL 50A 14X51 GG | 5
DF2FA100 | DF2FA100 | FUS 22X58 AM 100A | 6.94
DF2FA125 | DF2FA125 | FUS CIL 125A 22X58 AM | 6.94
DF2FA50 | DF2FA50 | FUS 22X58 AM 50A | 6.94
DF2FA63 | DF2FA63 | FUS 22X58 AM 63A | 6.94
DF2FA80 | DF2FA80 | FUS 22X58 AM 80A | 6.94
DF2FGN125 | DF2FGN125 | FUS FAC GG TAM00 125A | 16.34
DF2FGN63 | DF2FGN63 | FUS FAC GG TAM00 63A | 16.34
DF2FN32 | DF2FN32 | FUS 22X58 GF 32A | 7.39
DF2FN40 | DF2FN40 | FUS 22X58 GF | 7.39
DF2FN50 | DF2FN50 | FUS 50A 22X58 GG | 7.39
DF2FN63 | DF2FN63 | FUS 22X58 GF 63A | 7.39
DF2FN80 | DF2FN80 | FUS 22X58 GF 80A | 7.39
DF2GA1101 | DF2GA1101 | FUS TAM 0 AM 100A | 22.69
DF2GA1121 | DF2GA1121 | FUS TAM 0 AM 125A | 22.69
DF2GA1161 | DF2GA1161 | FUS TAM 0 AM 160A | 22.69
DF2GA1201 | DF2GA1201 | FUS TAM 0 AM 200A | 22.69
DF2GN1061 | DF2GN1061 | FUS TAM 0 GF | 21.95
DF2GN1081 | DF2GN1081 | FUS TAM 0 GF 1 | 21.95
DF2GN1101 | DF2GN1101 | FUS TAM 0 GF 1 | 21.95
DF2GN1121 | DF2GN1121 | FUS TAM 0 GF 125A | 21.95
DF2HA1161 | DF2HA1161 | FUS TAM 1 AM 160A | 39.81
DF2HA1201 | DF2HA1201 | FUS FACA 200A TAM1 AM | 39.81
DF2HN1201 | DF2HN1201 | FUS TAM 1 GF 200A | 39.43
DF2HN1251 | DF2HN1251 | FUS TAM 1 GF 250A | 39.43
DF2JA1401 | DF2JA1401 | FUS TAM 2 AM 400A | 51.26
DF2JA1501 | DF2JA1501 | FUS TAM 2 AM 500A | 51.26
DF2JN1311 | DF2JN1311 | FUS TAM 2 GF 315A | 49.52
DF2KA1401 | DF2KA1401 | FUS 400A T3 AM | 109.24
DF2LN1101 | DF2LN1101 | FUS 1000A T4 GG | 242.18
DF3EA02 | DF3EA02 | FUS PERC AM 2A | 7.99
DF3EA04 | DF3EA04 | FUS PERC AM 4A | 7.99
DF3EA06 | DF3EA06 | FUS PERC AM 6A | 7.99
DF3EA12 | DF3EA12 | FUS PERC 12A AM | 7.99
DF3EA16 | DF3EA16 | FUS PERC AM 16A | 7.99
DF3EA20 | DF3EA20 | FUS PERC AM 20A | 7.99
DF3EA25 | DF3EA25 | FUS PERC AM 25A | 7.99
DF3EA32 | DF3EA32 | FUS PERC AM 32A | 7.99
DF3EA40 | DF3EA40 | FUS PERC AM 40A | 7.99
DF3EA50 | DF3EA50 | FUS PERC AM 50A | 7.99
DF3EN04 | DF3EN04 | FUS PERC GF 4A | 8.95
DF3EN06 | DF3EN06 | FUS PERC GF 6A | 8.95
DF3EN10 | DF3EN10 | D7/FUSIBLE 14X51 10A | 8.95
DF3EN16 | DF3EN16 | FUSIBLE 14X51 16A | 8.95
DF3FA06 | DF3FA06 | FUS PERC AM 6A | 13.66
DF3FA08 | DF3FA08 | FUS PERC AM 8A | 13.66
DF3FA100 | DF3FA100 | FUS PERC AM 100A | 13.66
DF3FA125 | DF3FA125 | FUS PERC AM 160A | 15.96
DF3FA20 | DF3FA20 | FUS PERC AM 20A | 13.66
DF3FA25 | DF3FA25 | FUS PERC AM 25A | 13.66
DF3FA40 | DF3FA40 | FUS PERC AM 40A | 13.66
DF3FA50 | DF3FA50 | FUS PERC AM 50A | 13.66
DF3FA63 | DF3FA63 | FUS PERC AM 63A | 13.66
DF3FA80 | DF3FA80 | FUS PERC AM 80A | 13.66
DF3FN25 | DF3FN25 | FUS PERC GG 25A | 13.52
DF3FN40 | DF3FN40 | FUS PERC GF 40A | 13.52
DF3FN63 | DF3FN63 | FUSIBLE 22X58 63A | 13.52
DF4GA1121 | DF4GA1121 | FUS PERC AM 2 | 38.66
DF4GA1161 | DF4GA1161 | FUS PERC 160A AM T2 | 38.66
DF4GA1201 | DF4GA1201 | FUS PERC AM 200A | 38.66
DF4GN1161 | DF4GN1161 | FUS PERC T0 GG 160A | 39.43
DF4HA1201 | DF4HA1201 | FUS PERC AM 200A | 51.26
DF4HA1251 | DF4HA1251 | FUS PERC AM 250A | 51.26
DF4HA1311 | DF4HA1311 | FUS PERC AM 315A | 51.26
DF4HN1201 | DF4HN1201 | FUS PERC T0 GG 160A | 50.77
DF4HN1251 | DF4HN1251 | FUSIBLE TALLA 1 250A | 50.77
DF4JA1401 | DF4JA1401 | FUS PERC AM 400A | 62.61
DF4JA1501 | DF4JA1501 | FUS PERC AM 500A | 62.61
DF4JN1311 | DF4JN1311 | FUS PERC GF 315A | 62.01
DF4JN1401 | DF4JN1401 | FUS PERC GF 4 | 62.01
DF4KA1501 | DF4KA1501 | FUS 500A T3 AM | 119.43
DF4KA1631 | DF4KA1631 | FUS 630A T3 AM | 119.43
DF4LN1101 | DF4LN1101 | FUSIBLE 22X58 25A | 259.03
DF81 | DF81 | PORT FUS 8,5X31,5 1P 25A | 6.01
DF81N | DF81N | PORT FUS 8,5X31,5 1P+N 25A | 13.66
DF81NV | DF81NV | PORT FUS 8,5X31,5 1P+N 25A SINAL | Descontinuado
DF81V | DF81V | PORT FUS 8,5X31,5 1P 25A SINAL | 9.14
DF82 | DF82 | PORT FUS 8,5X31,5 2P 25A | 13.77
DF82V | DF82V | PORT FUS 8,5X31,5 2P 25A SINAL | Descontinuado
DF83 | DF83 | PORT FUS 8,5X31,5 3P 25A | 18.81
DF83N | DF83N | PORT FUS 8,5X31,5 3P+N 25A | 24.58
DF83NV | DF83NV | PORT FUS 8,5X31,5 3P+N 25A SINAL | 34.77
DF83V | DF83V | PORT FUS 8,5X31,5 3P 25A SINAL | Descontinuado
DFCC2 | DFCC2 | PORTA-FUS 2P 30A CL CC | 69.07
DFCC3 | DFCC3 | PORTA-FUSIVEL 3P 30A CL CC | 167.08
DISJ_K60PROMOPACK | DISJ_K60PROMOPACK | 6 DISJ. iK60 6KA 1P 10A+ 6 DISJ. iK60 6K | Descontinuado
DISJ_RESI9PROMOPAC | DISJ_RESI9PROMOPAC | 6 DISJ. Resi9 3KA 1P 10A+ 6 DISJ. Resi9 | Descontinuado
DK1CB92 | DK1CB92 | TUBO SECCIONAMENTO | 3.43
DK1EB92 | DK1EB92 | TUBO SECCIONAMENTO | 4.47
DK1FA92 | DK1FA92 | TUBO SECCIONAMENTO | 6.97
DK1FB005 | DK1FB005 | COMANDO EXTERIOR | 90.4
DK1JC92 | DK1JC92 | BARRA SECCIONADOR | Descontinuado
DK1KC92 | DK1KC92 | BARRA SECCIONADOR | 56.33
DO1A9K17106 | DO1A9K17106 | iK60N 1P 6A C 24 uni | 221.39
DO1A9K17110 | DO1A9K17110 | iK60N 1P 10A C 48 uni | 394.5
DO1A9K17116 | DO1A9K17116 | iK60N 1P 16A C 48 uni | 384.39
DO1A9K17120 | DO1A9K17120 | iK60N 1P 20A C 24 uni | 216.1
DO1A9K17125 | DO1A9K17125 | iK60N 1P 25A C 24 uni | 243
DO1A9R50225 | DO1A9R50225 | iID K 2P 25A 30MA AC 24 uni | 1622.98
DO1A9R50240 | DO1A9R50240 | iID K 2P 40A 30MA AC 24 uni | 1773.52
DO1A9R50425 | DO1A9R50425 | RCCB_IID K 4P 25A 30mA AC-type 12 uni | 934.31
DO1A9R50440 | DO1A9R50440 | iID K 4P 40A 30MA AC 12 uni | 1012.05
DO1A9R75225 | DO1A9R75225 | iID K 2P 25A 300MA AC 24 uni | 1391.66
DO1A9R75240 | DO1A9R75240 | iID K 2P 40A 300MA AC 24 uni | 1433.94
DO1A9R75425 | DO1A9R75425 | RCCB_IID K 4P 25A 300mA AC-type 12 uni | 776.26
DO1A9R75440 | DO1A9R75440 | RCCB_IID K 4P 40A 300mA AC-type 12 uni | 829.22
DO1R9F64106 | DO1R9F64106 | DISJ. Resi9 3KA 1P 6A 24 uni | 168.26
DO1R9F64110 | DO1R9F64110 | DISJ. Resi9 3KA 1P 10A 60 uni | 420.66
DO1R9F64116 | DO1R9F64116 | DISJ. Resi9 3KA 1P 16A 60 uni | 420.66
DO1R9F64120 | DO1R9F64120 | DISJ. Resi9 3KA 1P 20A 24 uni | 168.26
DO1R9F64125 | DO1R9F64125 | DISJ. Resi9 3KA 1P 25A 24 uni | 168.26
DO1R9F64132 | DO1R9F64132 | DISJ. Resi9 3KA 1P 32A 24 uni | 168.26
DO1R9R11225 | DO1R9R11225 | ID 2P 25A 30mA AC 24 | 1283.29
DO1R9R11240 | DO1R9R11240 | ID 2P 40A 30mA AC 24 | 1345.11
DO1R9R14225 | DO1R9R14225 | ID 2P 25A 300mA AC 24 | 1133.15
DO1R9R14240 | DO1R9R14240 | ID 2P 40A 300mA AC 24 | 1222.79
DO2A9K17106 | DO2A9K17106 | iK60N 1P 6A C 48 uni | 385.64
DO2A9K17110 | DO2A9K17110 | iK60N 1P 10A C 96 uni | 687.2
DO2A9K17116 | DO2A9K17116 | iK60N 1P 16A C 96 uni | 669.57
DO2A9K17120 | DO2A9K17120 | iK60N 1P 20A C 48 uni | 376.43
DO2A9K17125 | DO2A9K17125 | iK60N 1P 25A C 48 uni | 423.29
DO2A9R50225 | DO2A9R50225 | iID K 2P 25A 30MA AC 48 uni | 3075.12
DO2A9R50240 | DO2A9R50240 | iID K 2P 40A 30MA AC 48 uni | 3360.33
DO2A9R50425 | DO2A9R50425 | RCCB_IID K 4P 25A 30mA AC-type 24 uni | 1770.27
DO2A9R50440 | DO2A9R50440 | iID K 4P 40A 30MA AC 24 uni | 1917.55
DO2A9R75225 | DO2A9R75225 | iID K 2P 25A 300MA AC 48 uni | 2636.83
DO2A9R75240 | DO2A9R75240 | iID K 2P 40A 300MA AC 48 uni | 2716.92
DO2A9R75425 | DO2A9R75425 | RCCB_IID K 4P 25A 300mA AC-type 24 uni | 1470.82
DO2A9R75440 | DO2A9R75440 | RCCB_IID K 4P 40A 300mA AC-type 24 uni | 1571.15
DO2R9F64106 | DO2R9F64106 | DISJ. Resi9 3KA 1P 6A 48 uni | 318.82
DO2R9F64110 | DO2R9F64110 | DISJ. Resi9 3KA 1P 10A 120 uni | 797.04
DO2R9F64116 | DO2R9F64116 | DISJ. Resi9 3KA 1P 16A 120 uni | 797.04
DO2R9F64120 | DO2R9F64120 | DISJ. Resi9 3KA 1P 20A 48 uni | 318.82
DO2R9F64125 | DO2R9F64125 | DISJ. Resi9 3KA 1P 25A 48 uni | 318.82
DO2R9F64132 | DO2R9F64132 | DISJ. Resi9 3KA 1P 32A 48 uni | 318.82
DO2R9R11225 | DO2R9R11225 | ID 2P 25A 30mA AC 48 | 2399.19
DO2R9R11240 | DO2R9R11240 | ID 2P 40A 30mA AC 48 | 2514.78
DO2R9R14225 | DO2R9R14225 | ID 2P 25A 300mA AC 48 | 2118.49
DO2R9R14240 | DO2R9R14240 | ID 2P 40A 300mA AC 48 | 2286.09
DR2SC0150 | DR2SC0150 | RESISTENCIA 150OHM | Sob Consulta
DR2SC6800 | DR2SC6800 | RESIST. 6800OH | 92.48
DR5TE1U | DR5TE1U | RECTIFICADOR 220V | 484.37
DR5TE4S | DR5TE4S | RECTIFICADOR | 138.99
DR5TE4U | DR5TE4U | RECTIFICADOR | 138.99
DR5TF4V | DR5TF4V | RECTIFICADOR | Descontinuado
DR5TX5S | DR5TX5S | RECTIFICADOR 220V | 376.18
DXYHCM19XX1U | DXYHCM19XX1U | 1U painel passa cabos PatchS | 26.92
DXYTOOLPUNCH | DXYTOOLPUNCH | PUNCH DOWN TOOL | 97.84
DXYTOOLQT | DXYTOOLQT | Ferramenta RJ45 | 128.9
DXYTOOLRJ | DXYTOOLRJ | ferramenta grimpado | 95.45
DZ5CA002 | DZ5CA002 | TERM 0,25MM2 | 0.08
DZ5CA003 | DZ5CA003 | TERMINAIS P-0,34 100 | 0.08
DZ5CA005 | DZ5CA005 | TERMINAIS P-.5 MM2 100 | 0.08
DZ5CA007 | DZ5CA007 | TERMINAIS P-.75MM2 | 0.08
DZ5CA010 | DZ5CA010 | TERMINAIS P- 1MM2 | 0.09
DZ5CA015 | DZ5CA015 | TERMINAIS P-1.5MM2 | 0.09
DZ5CA025 | DZ5CA025 | TERMINAIS P-2.5MM2 | 0.1
DZ5CA042 | DZ5CA042 | TERMINAIS P- 4MM2 100 | 0.18
DZ5CA043 | DZ5CA043 | TERMINAIS P- 4MM2 | 0.18
DZ5CA062 | DZ5CA062 | TERMINAIS P- 6MM2 | 0.2
DZ5CA063 | DZ5CA063 | TERMINAIS P- 6MM2 | 0.2
DZ5CA102 | DZ5CA102 | TERMINAIS P- 10MM2 | 0.22
DZ5CA103 | DZ5CA103 | TERMINAIS P- 10MM2 | 0.31
DZ5CA162 | DZ5CA162 | TERMINAIS P- 16MM2 | 0.32
DZ5CA163 | DZ5CA163 | TERMINAIS P- 16MM2 | 0.35
DZ5CA253 | DZ5CA253 | TERMINAISL P- 25MM2 | 0.46
DZ5CA352 | DZ5CA352 | PONTEIRAS 35mm2 | 0.31
DZ5CA353 | DZ5CA353 | TERMINAIS P-35MM2 | 0.33
DZ5CA502 | DZ5CA502 | PONTEIRAS 50mm2 | 0.33
DZ5CA503 | DZ5CA503 | 20 TERM 50MM2 | 0.98
DZ5CE002 | DZ5CE002 | TERM 0,25MM2 1000 | 0.08
DZ5CE002L6 | DZ5CE002L6 | 1000 TERM 0,25MM2 | Sob Consulta
DZ5CE003 | DZ5CE003 | TERMINAIS P-.34MM2 1000 | 0.08
DZ5CE003L6 | DZ5CE003L6 | 1000 TERM 0,34MM2 | Sob Consulta
DZ5CE005 | DZ5CE005 | TERMINAIS P/O.5MM2 (1000un) | 0.04
DZ5CE005L12 | DZ5CE005L12 | PONT BR COMPR 0,50MM2 | 0.05
DZ5CE005L6 | DZ5CE005L6 | 1000 TERM 0,50MM2 | Sob Consulta
DZ5CE007 | DZ5CE007 | TERMINAIS P/.75MM2 (1000un) | 0.04
DZ5CE007L6 | DZ5CE007L6 | TERMINAIS P-.75MM2 1000un | 0.04
DZ5CE010 | DZ5CE010 | TERMINAIS P-1.0MM2 | 0.04
DZ5CE010L12 | DZ5CE010L12 | PONT VERM COMPR 1MM2 | 0.06
DZ5CE010L6 | DZ5CE010L6 | TERMINAIS P-1.0MM2 1000uni | 0.04
DZ5CE015 | DZ5CE015 | TERMIN.REF.1,5 MM2 L1000 | 0.04
DZ5CE0153 | DZ5CE0153 | TERMINAIS P-1.5MM2 1000un | 0.08
DZ5CE015L6 | DZ5CE015L6 | TERMINAIS P-1.5MM2 1000un | 0.05
DZ5CE020 | DZ5CE020 | **TERMINAIS P- 2MM2 1000un | 0.1
DZ5CE025 | DZ5CE025 | TERMINAIS -2.5MM2 1000un | 0.05
DZ5CE0253 | DZ5CE0253 | TERMINAIS P-2.5MM2 1000un | 0.12
DZ5CE042 | DZ5CE042 | TERMINAIS P-4mm2 1000un | 0.12
DZ5CE043 | DZ5CE043 | TERMINAIS P- 4MM2 1000un | 0.21
DZ5CE062 | DZ5CE062 | TERMINAIS P- 6MM2 100un | 0.16
DZ5CE063 | DZ5CE063 | TERMINAIS P- 6 | 0.21
DZ5CEB005 | DZ5CEB005 | TERMIN 0,5mm FITA | 0.03
DZ5CEB007 | DZ5CEB007 | TERMIN 0,75MM FITA | 0.03
DZ5CEB010 | DZ5CEB010 | TERMIN 1MM FITA | 0.03
DZ5CEB015 | DZ5CEB015 | TERMIN 1,5MM FITA | 0.03
DZ5CEB025 | DZ5CEB025 | TERMIN 2,5MM FITA | 0.04
E3MBBB100K200H | E3MBBB100K200H | Easy UPS 3M Battery Breaker Box 100-200k | 1615
E3MBBB60K80H | E3MBBB60K80H | Easy UPS 3M Battery Breaker Box 60-80kVA | 1121.67
E3MBBK100K200H | E3MBBK100K200H | Easy UPS 3M Battery Breaker Kit 100-200k | 1133.33
E3MBBK60K80H | E3MBBK60K80H | Easy UPS 3M Battery Breaker Kit 60-80kVA | 706.67
E3MBPAR60K200H | E3MBPAR60K200H | Easy UPS 3M System Maintenance Bypass Pa | 3508.33
E3MCBC10A | E3MCBC10A | Easy UPS 3M Classic Battery Cabinet 1000 | 10696.88
E3MCBC10B | E3MCBC10B | EASY UPS 3M CLASSIC BATTERY CABINET 1000 | 11175
E3MCBC10C | E3MCBC10C | EASY UPS 3M CLASSIC BATTERY CABINET 1000 | 11962.5
E3MCBC10D | E3MCBC10D | EASY UPS 3M CLASSIC BATTERY CABINET 1000 | 20343.75
E3MCBC10E | E3MCBC10E | EASY UPS 3M CLASSIC BATTERY CABINET 1000 | 21309.38
E3MCBC7A | E3MCBC7A | EASY UPS 3M CLASSIC BATTERY CABINET 700M | 7359.38
E3MCBC7B | E3MCBC7B | Easy UPS 3M Classic Battery Cabinet 700m | 8850
E3MOPT001 | E3MOPT001 | Easy UPS 3M Parallel Kit for 60-200 kVA | 181.67
E3MOPT003 | E3MOPT003 | Easy UPS 3M Cable Kit for Adjacent | 451.67
E3MOPT004 | E3MOPT004 | Easy Ups 3M Cable Kit Battery Cabinet ve | 883.33
E3MUPS100KHS | E3MUPS100KHS | Easy UPS 3M 100kVA 400V 3:3 UPS for exte | 13091.67
E3MUPS120KHS | E3MUPS120KHS | Easy UPS 3M 120kVA 400V 3:3 UPS for exte | 14933.33
E3MUPS160KHS | E3MUPS160KHS | Easy UPS 3M 160kVA 400V 3:3 UPS for exte | 18616.67
E3MUPS200KHS | E3MUPS200KHS | Easy UPS 3M 200kVA 400V 3:3 UPS for exte | 22300
E3MUPS60KHS | E3MUPS60KHS | Easy UPS 3M 60kVA 400V 3:3 UPS for exten | 9716.67
E3MUPS80KHS | E3MUPS80KHS | Easy UPS 3M 80kVA 400V 3:3 UPS for exten | 11666.67
E3SBT4 | E3SBT4 | EU3S Standard Battery Module | 950
E3SBTH4 | E3SBTH4 | Easy UPS 3S - Batteries haute capacité | 1113.33
E3SEBC7 | E3SEBC7 | EU3S EMPTY BATTERY CABINET 700MM | 2230.69
E3SOPT001 | E3SOPT001 | EU3S Network Card | 258.33
E3SOPT002 | E3SOPT002 | EU3S Parallel Kit | 376.67
E3SOPT003 | E3SOPT003 | EU3S Temperature sensor kit for external | 63.33
E3SOPT004 | E3SOPT004 | EU3S Cold Start Kit | 158.33
E3SOPT006 | E3SOPT006 | Easy UPS 3S Parallel Maintenance Bypass, | 2660
E3SOPT007 | E3SOPT007 | EU3S Battery Breaker Box | 978.33
E3SOPT008 | E3SOPT008 | EU3S Battery Breaker Kit | 525
E3SUPS10K3IB | E3SUPS10K3IB | EU3S 10kVA 400V 3:1 UPS High Tower | 5461.67
E3SUPS10K3IB1 | E3SUPS10K3IB1 | EU3S 10kVA 400V 3:1 UPS 10 min | 6411.67
E3SUPS10K3IB2 | E3SUPS10K3IB2 | EU3S 10kVA 400V 3:1 UPS 30 min | 7361.67
E3SUPS10KH | E3SUPS10KH | EU3S 10kVA 400V 3:3 UPS Low Tower | 5270
E3SUPS10KHB | E3SUPS10KHB | EU3S 10kVA 400V 3:3 UPS High Tower | 5270
E3SUPS10KHB1 | E3SUPS10KHB1 | EU3S 10kVA 400V 3:3 UPS 10 min | 6220
E3SUPS10KHB2 | E3SUPS10KHB2 | EU3S 10kVA 400V 3:3 UPS 30 min | 7170
E3SUPS10KHX | E3SUPS10KHX | EU3S 10kVA 400V 3:3 UPS Low Tower | 5294.38
E3SUPS15K3I | E3SUPS15K3I | EU3S 15kVA 400V 3:1 UPS Low Tower | 5978.33
E3SUPS15K3IB | E3SUPS15K3IB | EU3S 15kVA 400V 3:1 UPS High Tower | 5978.33
E3SUPS15K3IB1 | E3SUPS15K3IB1 | EU3S 15kVA 400V 3:1 UPS 10 min | 6928.33
E3SUPS15K3IB2 | E3SUPS15K3IB2 | EU3S 15kVA 400V 3:1 UPS 30 min | 7878.33
E3SUPS15K3IX | E3SUPS15K3IX | EU3S 15kVA 400V 3:1 UPS Low Tower | 5999.81
E3SUPS15KH | E3SUPS15KH | EU3S 15kVA 400V 3:3 UPS Low Tower | 5770
E3SUPS15KHB | E3SUPS15KHB | EU3S 15kVA 400V 3:3 UPS High Tower | 5770
E3SUPS15KHB1 | E3SUPS15KHB1 | EU3S 15kVA 400V 3:3 UPS 10 min | 6720
E3SUPS15KHB2 | E3SUPS15KHB2 | EU3S 15kVA 400V 3:3 UPS 30 min | 7670
E3SUPS15KHX | E3SUPS15KHX | EU3S 15kVA 400V 3:3 UPS Low Tower | 6505.05
E3SUPS20K3I | E3SUPS20K3I | EU3S 20kVA 400V 3:1 UPS Low Tower | 6495
E3SUPS20K3IB | E3SUPS20K3IB | EU3S 20kVA 400V 3:1 UPS High Tower | 6495
E3SUPS20K3IB1 | E3SUPS20K3IB1 | EU3S 20kVA 400V 3:1 UPS 10 min | 8395
E3SUPS20K3IB2 | E3SUPS20K3IB2 | EU3S 20kVA 400V 3:1 UPS 25 min | 9345
E3SUPS20K3IX | E3SUPS20K3IX | EU3S 20kVA 400V 3:1 UPS Low Tower | 6276.27
E3SUPS20KH | E3SUPS20KH | EU3S 20kVA 400V 3:3 UPS Low Tower | 6270
E3SUPS20KHB | E3SUPS20KHB | EU3S 20kVA 400V 3:3 UPS High Tower | 6270
E3SUPS20KHB1 | E3SUPS20KHB1 | EU3S 20kVA 400V 3:3 UPS 10 min | 8170
E3SUPS20KHB2 | E3SUPS20KHB2 | EU3S 20kVA 400V 3:3 UPS 25 min | 9120
E3SUPS20KHX | E3SUPS20KHX | EU3S 20kVA 400V 3:3 UPS Low Tower | 7534.6
E3SUPS30K3I | E3SUPS30K3I | EU3S 30kVA 400V 3:1 UPS Low Tower | 7528.33
E3SUPS30K3IB | E3SUPS30K3IB | EU3S 30kVA 400V 3:1 UPS High Tower | 7528.33
E3SUPS30K3IB1 | E3SUPS30K3IB1 | EU3S 30kVA 400V 3:1 UPS 10 min | 9428.33
E3SUPS30K3IB2 | E3SUPS30K3IB2 | EU3S 30kVA 400V 3:1 UPS 20 min | 11328.33
E3SUPS30K3IX | E3SUPS30K3IX | EU3S 30kVA 400V 3:1 UPS Low Tower | 7267.7
E3SUPS30KH | E3SUPS30KH | EU3S 30kVA 400V 3:3 UPS Low Tower | 7261.67
E3SUPS30KHB | E3SUPS30KHB | EU3S 30kVA 400V 3:3 UPS High Tower | 7261.67
E3SUPS30KHB1 | E3SUPS30KHB1 | EU3S 30kVA 400V 3:3 UPS 10 min | 9161.67
E3SUPS30KHB2 | E3SUPS30KHB2 | UPS 3S 30KVA 400 V INTERNAL BATTERIES | 11061.67
E3SUPS30KHX | E3SUPS30KHX | EU3S 30kVA 400V 3:3 UPS Low Tower | 8259.1
E3SUPS40KH | E3SUPS40KH | EU3S 40kVA 400V 3:3 UPS Low Tower | 8253.33
E3SUPS40KHB | E3SUPS40KHB | EU3S 40kVA 400V 3:3 UPS High Tower | 8253.33
E3SUPS40KHB1 | E3SUPS40KHB1 | EU3S 40kVA 400V 3:3 UPS 10 min | 11103.33
E3SUPS40KHB2 | E3SUPS40KHB2 | EU3S 40kVA 400V 3:3 UPS 20 min | 12053.33
E3SUPS40KHX | E3SUPS40KHX | EU3S 40kVA 400V 3:3 UPS Low Tower | 8259.1
E3SXR6 | E3SXR6 | EU3S Standard Battery Module | 2200
EB1GA40 | EB1GA40 | ELECTR IMAN COMPL GA | 1225.88
EB1HA40 | EB1HA40 | ELECTR IMAN COMPL HA | 1224.12
EB1JB10 | EB1JB10 | ELECTRO-IMAN MOVEL | 1224.12
EB1JB40 | EB1JB40 | ELECTROIMAN | 2316.85
EB1KB40 | EB1KB40 | ELECTROIMAN | 4246.92
EB5KB10 | EB5KB10 | ELECTRO - IMAN | 1500.42
EB5KB50 | EB5KB50 | ELECTROIMAN CV3 | 5418.62
EBX210 | EBX210 | COMX210 data logger | 1229.7
EBX510 | EBX510 | COMX510 energy server | 1423.6
EBXA-ANT-5M | EBXA-ANT-5M | Antena Externa GPRS | 114.5
EBXA-USB-WIFI | EBXA-USB-WIFI | USB Wifi | 119.3
EBXA-USB-ZIGBEE | EBXA-USB-ZIGBEE | USB Zigbee | 161.3
EDAV1105A | EDAV1105A | AMICO DIRECT EXPANSION 18,5 kW | 99999.99
EER31710 | EER31710 | Kit PLC para FESB | 491.2
EFLADN11P30 | EFLADN11P30 | BL CONT AUX 1NA+1NF P50 | 355.35
EFLC1D09F7P20 | EFLC1D09F7P20 | CT 3P+NA+NF 4KW 110V P50 | 856.96
EFLC1D12F7P20 | EFLC1D12F7P20 | CT 3P+NA+NF 5,5KW 110V P50 | 972.32
EGX150 | EGX150 | PASARELA ETHERNET LINK150 | 1109.4
ENN05001 | ENN05001 | CX DER REDONDA 60X40 4 B MUREVA CZ | 2.12
ENN05003 | ENN05003 | CX DER QUAD 65X55X105 8 B MUREVA CZ | 3.62
ENN05004 | ENN05004 | CX DER QUAD 80X80X45 8 B MUREVA CZ | 2.73
ENN05005 | ENN05005 | CX DER QUAD 105X55X105 7 B MUREVA BR | 4.39
ENN05007 | ENN05007 | CX DER RECT 150X80X150 10 B MUREVA CZ | 12.82
ENN05010 | ENN05010 | CX DER RECT 150X80X175 12 B MUREVA CZ | 17.94
ENN05013 | ENN05013 | CX DER RECT 175X100X225 12 B MUREVA CZ | 27.09
ENN05017 | ENN05017 | CX DER RECT 225X120X275 20 B MUREVA CZ | 42.23
ENN05019 | ENN05019 | CX DER RECT 275X120X325 20 B MUREVA CZ | 56.6
ENN05032 | ENN05032 | **CX DER QUAD 65X45X65 7 B MUREVA CZ | 3.01
ENN05044 | ENN05044 | CX DER QUAD 80X45X80 MUREVA CZ | 2.28
ENN05045 | ENN05045 | CX DER QUAD 105X55X105 MUREVA CZ | 4.88
ENN05047 | ENN05047 | CX DER RECT 105X55X105 MUREVA CZ | 12.97
ENN05050 | ENN05050 | CX DER RECT 150X80X175 MUREVA CZ | 18
ENN05053 | ENN05053 | CX DER RECT 175X100X255 MUREVA CZ | 28.2
ENN05057 | ENN05057 | CX DER RECT 225X120X275 MUREVA CZ | 39.86
ENN05059 | ENN05059 | CX DER RECT 275X120X325 MUREVA CZ | 44.67
ENN05082 | ENN05082 | CX DER RECT 65x45x65 4 PREC M16/20 CZ | 2.18
ENN05083 | ENN05083 | CX DER RECT 65x55x105 6 PRC M16/20 CZ | 3.15
ENN05084 | ENN05084 | CX DER RECT 80x45x80 4 PRC M16/20 CZ | 2.22
ENN05085 | ENN05085 | CX DER RECT 105x55x105 7 PRC M16/20 CZ | 4.66
ENN05087 | ENN05087 | CX DER RECT 105x80x150 14 PRC MUR CZ | 12.82
ENN05090 | ENN05090 | CX DER RECT 150x80x175 8 PRC MUR CZ | 17.67
ENN05093 | ENN05093 | CX DER RECT 175x100x225 12 PRC MUR CZ | 23.32
ENN05097 | ENN05097 | CX DER RECT 225x120x275 34 PRC MUR CZ | 33.28
ENN05099 | ENN05099 | CX DER RECT 275x120x325 32 PRC MUR CZ | 44.62
ENN05164 | ENN05164 | CX SEG QUAD 80x45x80 7 B MUREVA CZ | 4.47
ENN05165 | ENN05165 | CX SEG QUAD 105x55x105 7 B MUREVA CZ | 8.27
ENN05167 | ENN05167 | CX SEG QUAD 105x80x150 10 B MUREVA CZ | 20.01
ENN05174 | ENN05174 | CX SEG RECT 80x45x80 7 PRCT MUREVA CZ | 3.62
ENN05175 | ENN05175 | CX SEG RECT 80x45x80 13 PRCT MUREVA CZ | 7.27
ENN05177 | ENN05177 | CX SEG RECT 105x80x150 8 B MUREVA CZ | 20.01
ENN35022 | ENN35022 | COMUTADOR DUPLO IP55 MUREVA CZ | Descontinuado
ENN39830 | ENN39830 | TOM. COMPONIVEL IP55 MUREVA NF BRANCA | Descontinuado
ENN46105 | ENN46105 | SUPORTE 100 BRACAD L4,8 | Descontinuado
ENN80500 | ENN80500 | PROT.MEC. CAB P/MIN-PRAG | 4.4
EPD301 | EPD301 | Pres-Vel,Dry,Duct, 250Pa | 157.8
EPD301LCD | EPD301LCD | Pres-Vel,Dry,PNL,250Pa | 170.2
EPD302 | EPD302 | Pres-Vel,Dry,Duct,2500Pa | 157.8
EPD302LCD | EPD302LCD | Pres-Vel,Dry,PNL,2500Pa | 170.2
EPH0100121 | EPH0100121 | Interruptor Unip 10A BR Asfora | 3.06
EPH0100123 | EPH0100123 | Interruptor Unip 10A MF Asfora | 3.06
EPH0100161 | EPH0100161 | Interruptor Unipolar 10A AL Asfora | 4.14
EPH0100221 | EPH0100221 | Interruptor Unip IP44 BR Asfora | 6.36
EPH0100223 | EPH0100223 | Interruptor Unip IP44 MF Asfora | 6.36
EPH0100261 | EPH0100261 | Asfora-1p switch-10AX screwless IP44 alu | 7.97
EPH0200121 | EPH0200121 | Interruptor Bipolar BR Asfora | 4.57
EPH0200123 | EPH0200123 | Interruptor Bipolar MF Asfora | 4.57
EPH0200161 | EPH0200161 | Inter Bipolar AL Asfora | 6.41
EPH0300121 | EPH0300121 | Comut Lustre 10A BR Asfora | 4.09
EPH0300123 | EPH0300123 | Comut Lustre 10A MF Asfora | 4.09
EPH0300161 | EPH0300161 | Comutador de Lustre 10A AL Asfora | 5.34
EPH0400121 | EPH0400121 | Comut Escada 10A BR Asfora | 3.58
EPH0400123 | EPH0400123 | Comut Escada 10A MF Asfora | 3.58
EPH0400161 | EPH0400161 | Comutador de Escada 10A AL Asfora | 4.85
EPH0400421 | EPH0400421 | Comu Escada 10A IP44 BR Asfora | 6.61
EPH0400423 | EPH0400423 | Comut Escada 10A IP44 MF Asfora | 6.61
EPH0400461 | EPH0400461 | COM ESC10A IP44 AL ASFORA | 8.32
EPH0500121 | EPH0500121 | Inversor Grupo 10A BR Asfora | 6.03
EPH0500123 | EPH0500123 | Inversor Grupo 10A MF Asfora | 6.03
EPH0500161 | EPH0500161 | Inversor de Grupo 10A AL Asfora | 6.37
EPH0600161 | EPH0600161 | COM ESC DUPLO ALUM ASFORA | 8.1
EPH0600321 | EPH0600321 | Comut Escada Duplo 10A BR Asfora | 7.61
EPH0600323 | EPH0600323 | Comut Escada Duplo 10A MF Asfora | 7.61
EPH0700121 | EPH0700121 | Botao de Pressao BR Asfora | 3.39
EPH0700123 | EPH0700123 | Botao de Pressao MF Asfora | 3.39
EPH0700161 | EPH0700161 | Botao de Pressão AL Asfora | 4.3
EPH0800121 | EPH0800121 | BP Simb Campainha ligaCAo rApida BR Asfo | 3.55
EPH0800123 | EPH0800123 | BP Simb Campainha ligaCAo rApida MF Asfo | 3.55
EPH0800161 | EPH0800161 | B PRESSÃO CAMP AL ASFORA | 4.99
EPH0800321 | EPH0800321 | BotAo de pressAo simples BR | 1.35
EPH0800323 | EPH0800323 | BotAo de pressAo simples CR | 1.35
EPH0900121 | EPH0900121 | BP SIMB LUZ LIGACAO RAPIDA BR Asfora | 3.55
EPH0900123 | EPH0900123 | BP SIMB LUZ LIGACAO RAPIDA MF Asfora | 3.55
EPH0900161 | EPH0900161 | B PRESSÃO LUZ AL ASFORA | 4.99
EPH1100121 | EPH1100121 | Duplo Botao de Pressao BR Asfora | 4.07
EPH1100123 | EPH1100123 | Duplo Botao de Pressao MF Asfora | 4.07
EPH1100161 | EPH1100161 | B PRESSÃO DUPLO AL ASFORA | 4.41
EPH1300121 | EPH1300121 | Botao Estores BR Asfora | 6.2
EPH1300123 | EPH1300123 | Botao Estores MF Asfora | 6.2
EPH1300161 | EPH1300161 | Botão de Estores AL Asfora | 8.06
EPH1300521 | EPH1300521 | Interruptor Estores BR Asfora | 6.95
EPH1300523 | EPH1300523 | Interruptor Estores MF Asfora | 6.95
EPH1300561 | EPH1300561 | Interruptor de Estores AL Asfora | 8.06
EPH1400121 | EPH1400121 | Int Unip Lum 10A BR Asfora | 5.41
EPH1400123 | EPH1400123 | Int Unip Lum 10A MF Asfora | 5.41
EPH1400161 | EPH1400161 | Int Uni Lum 10A AL Asfora | 6.8
EPH1500121 | EPH1500121 | Comut Escada Lum 10A BR Asfora | 4.99
EPH1500123 | EPH1500123 | Comut Escada Lum 10A MF Asfora | 4.99
EPH1500161 | EPH1500161 | COM ESC LUM 10A AL ASFORA | 7.03
EPH1600121 | EPH1600121 | Botao de Pressao Lum BR Asfora | 5.15
EPH1600123 | EPH1600123 | Botao de Pressao Lum MF Asfora | 5.15
EPH1600161 | EPH1600161 | Botão de Pressão Luminoso AL Asfora | 6.9
EPH1600321 | EPH1600321 | BOTAO DE PRESSAO LUMINOSO BR DIY ASFORA | 1.95
EPH1600323 | EPH1600323 | BOTAO DE PRESSAO LUMINOSO CR DIY ASFORA | 1.95
EPH1700121 | EPH1700121 | Botao de Pressao Lum Camp BR Asfora | 5.16
EPH1700123 | EPH1700123 | Botao de Pressao Lum Camp MF Asfora | 5.16
EPH1700161 | EPH1700161 | B PRES LUM CAMP AL ASFORA | 7.24
EPH1700321 | EPH1700321 | B. PRESSAO LUM CAMP LP BR DIY ASFORA | 3.78
EPH1800121 | EPH1800121 | Botao de Pressao Lum Luz BR Asfora | 5.16
EPH1800123 | EPH1800123 | Botao de Pressao Lum Luz MF Asfora | 5.16
EPH1800161 | EPH1800161 | B PRESS LUM LUZ AL ASFORA | 7.24
EPH1900321 | EPH1900321 | Botao de Pressao Lum Esc BR Asfora | 5.16
EPH1900323 | EPH1900323 | Botao de Pressao Lum Esc MF Asfora | 5.16
EPH1900361 | EPH1900361 | B PRESS LUM ESC AL ASFORA | 7.24
EPH2700221 | EPH2700221 | Asfora USB charger 2,1A white | 51.59
EPH2700223 | EPH2700223 | Asfora USB charger 2,1A cream | 51.59
EPH2700261 | EPH2700261 | Asfora USB charger 2,1A aluminium | 62.8
EPH2900121 | EPH2900121 | TOM 2P+T 16A S/OBT LP BR ASFORA | 2.88
EPH2900221 | EPH2900221 | Tom 16A 2P+TTL Obt BR Asfora | 3.2
EPH2900223 | EPH2900223 | Tom 16A 2P+TTL Obt MF Asfora | 3.2
EPH2900261 | EPH2900261 | Tomada 16A 2P+TTL Obt AL Asfora | 4.06
EPH2900521 | EPH2900521 | Tom 16A 2P+TTL Obt BR/VR Asfora | 4.49
EPH2900523 | EPH2900523 | Tom 16A 2P+TTL Obt Prt MF/VR Asfora | 4.49
EPH3100121 | EPH3100121 | Asfora-socket outlet sideE-16A lid white | 3.77
EPH3100123 | EPH3100123 | Tom Corr 16A 2P+TTL tampa MF Asfora | 3.77
EPH3100161 | EPH3100161 | Tomada 16A 2P+TTL tampa AL Asfora | 5.19
EPH3100321 | EPH3100321 | Tom 16A 2P+TTL Obt IP44 BR Asfora | 6.6
EPH3100323 | EPH3100323 | Tom 16A 2P+TTL Obt IP44 MF Asfora | 6.6
EPH3100361 | EPH3100361 | Tomada 16A 2P+TTL Obt IP44 AL Asfora | 8.11
EPH3300121 | EPH3300121 | Tomada TV-FM Term 1db BR Asfora | 10.2
EPH3300123 | EPH3300123 | Tomada TV-FM Term 1db MF Asfora | 10.2
EPH3300161 | EPH3300161 | Tomada TV-FM Terminal 1db AL Asfora | 11.26
EPH3300221 | EPH3300221 | Tomada TV-FM Interm 4db BR Asfora | 9.71
EPH3300223 | EPH3300223 | Tomada TV-FM Interm 4db MF Asfora | 9.71
EPH3300261 | EPH3300261 | Tomada TV-FM Intermedia 4db AL Asfora | 11.26
EPH3400121 | EPH3400121 | Tomada TV-SAT Term 1db BR Asfora | 10.94
EPH3400123 | EPH3400123 | Tomada TV-SAT Term 1db MF Asfora | 10.94
EPH3400161 | EPH3400161 | Tomada TV-SAT Terminal 1db AL Asfora | 12.67
EPH3400221 | EPH3400221 | Tomada TV-SAT Interm 4db BR Asfora | 10.94
EPH3400223 | EPH3400223 | Tomada TV-SAT Interm 4db MF Asfora | 10.94
EPH3400261 | EPH3400261 | Tomada TV-SAT Intermedia 4db AL Asfora | 12.67
EPH3400421 | EPH3400421 | Tomada TV-SAT Deriv Un 1dB BR Asfora | 11.38
EPH3400423 | EPH3400423 | Tomada TV-SAT Deriv Un 1dB MF Asfora | 11.38
EPH3400461 | EPH3400461 | Tomada TV-SAT Derivacao Unica 1dB AL Asf | 12.01
EPH3500121 | EPH3500121 | Tomada TV-FM-SAT Term 1db BR Asfora | 12.51
EPH3500123 | EPH3500123 | Tomada TV-FM-SAT Term 1db MF Asfora | 11.71
EPH3500161 | EPH3500161 | Tomada TV-FM-SAT Terminal 1db AL Asfora | 12.93
EPH3500221 | EPH3500221 | T TVFMSAT INT 1DB BR ASFO | 11.71
EPH3500223 | EPH3500223 | Tomada TV-FM-SAT Interm 4db MF Asfora | 11.71
EPH3500261 | EPH3500261 | Tomada TV-FM-SAT Intermedia 4db AL Asfor | 12.93
EPH3700121 | EPH3700121 | TOM SAT F 1DB BR ASFORA | 6.02
EPH4100121 | EPH4100121 | Tomada Telefone RJ11 BR Asfora | 4.96
EPH4100123 | EPH4100123 | Tomada Telefone RJ11 MF Asfora | 4.96
EPH4100161 | EPH4100161 | Tomada Telefone RJ11 AL Asfora | 6.3
EPH4300121 | EPH4300121 | Tom RJ45 cat 5e UTP BR Asfora | 5.96
EPH4300123 | EPH4300123 | Tom RJ45 cat 5e UTP MF Asfora | 5.96
EPH4300161 | EPH4300161 | Tomada RJ45 cat 5e UTP AL Asfora | 7.55
EPH4400121 | EPH4400121 | Tom RJ45 Dupla cat 5e UTP BR Asfora | 7.76
EPH4400123 | EPH4400123 | Tom RJ45 Dupla cat 5e UTP MF Asfora | 7.76
EPH4400161 | EPH4400161 | T 2XRJ45 5E UTP AL ASFORA | 9.83
EPH4700121 | EPH4700121 | Tom RJ45 cat 6 UTP BR Asfora | 9.28
EPH4700123 | EPH4700123 | Tom RJ45 cat 6 UTP MF Asfora | 9.28
EPH4700161 | EPH4700161 | Tomada RJ45 cat 6 UTP AL Asfora | 10.71
EPH4800121 | EPH4800121 | Tom RJ45 Dupla cat 6 UTP BR Asfora | 12.52
EPH4800123 | EPH4800123 | Tom RJ45 Dupla cat 6 UTP MF Asfora | 11.72
EPH4800161 | EPH4800161 | T 2XRJ45 C6 UTP AL ASFORA | 6.75
EPH4900121 | EPH4900121 | Tomada RJ45+RJ12 BR Asfora | 13
EPH4900123 | EPH4900123 | Tomada RJ45+RJ12 MF Asfora | 12.17
EPH4900161 | EPH4900161 | TOM RJ45+RJ12 AL ASFORA | 13.8
EPH5500121 | EPH5500121 | Asfora - Cable outlet white | 3.66
EPH5500123 | EPH5500123 | SAÍDA CABOS ASFORA CR | 3.66
EPH5500161 | EPH5500161 | SAÍDA CABOS ASFORA AL | 4.39
EPH5600121 | EPH5600121 | Tampa Cega BR Asfora | 3.08
EPH5600123 | EPH5600123 | Tampa Cega MF Asfora | 3.08
EPH5600161 | EPH5600161 | Tampa Cega AL Asfora | 4.06
EPH5700121 | EPH5700121 | Tomada Altifalante BR Asfora | 11.61
EPH5700123 | EPH5700123 | Tomada Altifalante MF Asfora | 11.61
EPH5700161 | EPH5700161 | TOM ALTIFALANTE AL ASFORA | 16.8
EPH5800121 | EPH5800121 | Quadro simples BR Asfora | 0.8
EPH5800123 | EPH5800123 | Quadro simples MF Asfora | 0.8
EPH5800161 | EPH5800161 | Quadro simples AL Asfora | 1.71
EPH5800221 | EPH5800221 | Quadro Horiz 2 Elem BR Asfora | 1.55
EPH5800223 | EPH5800223 | Quadro Horiz 2 Elem MF Asfora | 1.55
EPH5800261 | EPH5800261 | Quadro Horizontal 2 Elemento AL Asfora | 2.99
EPH5800321 | EPH5800321 | Q HORIZ 3 ELEM BR ASFORA | 2.19
EPH5800323 | EPH5800323 | Quadro Horiz 3 Elem MF Asfora | 2.19
EPH5800361 | EPH5800361 | Quadro Horizontal 3 Elemento AL Asfora | 3.19
EPH5800421 | EPH5800421 | Quadro Horiz 4 Elem BR Asfora | 2.73
EPH5800423 | EPH5800423 | Quadro Horiz 4 Elem MF Asfora | 2.73
EPH5800461 | EPH5800461 | Quadro Horizontal 4 Elemento AL Asfora | 3.93
EPH5800521 | EPH5800521 | Quadro Horiz 5 Elem BR Asfora | 3.32
EPH5800523 | EPH5800523 | Quadro Horiz 5 Elem MF Asfora | 3.32
EPH5800561 | EPH5800561 | Q HORIZ 5 ELEM AL ASFORA | 4.8
EPH5800621 | EPH5800621 | Quadro Horiz 6 Elem BR Asfora | 3.87
EPH5800623 | EPH5800623 | Quadro Horiz 6 Elem MF Asfora | 3.87
EPH5800661 | EPH5800661 | Q HORIZ 6 ELEM AL ASFORA | 5.01
EPH5810221 | EPH5810221 | Q VERT 2 ELEM BR ASFORA | 1.69
EPH5810223 | EPH5810223 | Quadro Vert 2 Elem MF Asfora | 1.69
EPH5810261 | EPH5810261 | Quadro Vertical 2 Elemento AL Asfora | 2.99
EPH5810321 | EPH5810321 | Q VERT 3 ELEM BR ASFORA | 2.19
EPH5810323 | EPH5810323 | Quadro Vert 3 Elem MF Asfora | 2.19
EPH5810361 | EPH5810361 | Quadro Vertical 3 Elemento AL Asfora | 3.19
EPH6100121 | EPH6100121 | Cx Superficie 1 elemento BR Asfora | 4.4
EPH6100123 | EPH6100123 | Cx Superficie 1 elemento MF Asfora | 4.4
EPH6100161 | EPH6100161 | CX SUP 1 ELEM AL ASFORA | 5.11
EPH6200121 | EPH6200121 | Interruptor hotel BR Asfora | 15.35
EPH6200123 | EPH6200123 | Interruptor hotel MF Asfora | 15.35
EPH6200161 | EPH6200161 | INTER DE HOTEL AL ASFORA | 16.3
EPH6400121 | EPH6400121 | Reg Luz Rot 40-600VA BR Asfora | 50.21
EPH6400123 | EPH6400123 | Reg Luz Rot 40-600VA MF Asfora | 50.21
EPH6400161 | EPH6400161 | Regulador giratorio 25-325 W Aluminio | 52.78
EPH6500121 | EPH6500121 | Reg Luz Rot Lum 40-600VA BR Asfora | 57.4
EPH6500123 | EPH6500123 | Reg Luz Rot Lum 40-600VA MF Asfora | 57.4
EPH6500161 | EPH6500161 | RLUZ LUM 40-600 AL ASFORA | 57.59
EPH6600121 | EPH6600121 | Reg Luz Rot 20-315VA BR Asfora | 49.1
EPH6600123 | EPH6600123 | Reg Luz Rot 20-315VA MF Asfora | 49.1
EPH6600161 | EPH6600161 | Regulador Luz Rotativo 20-315VA AL Asfor | 50.65
EPH9900121 | EPH9900121 | Tom 16A 2P+TTL Dupla BR Asfora | 7.87
EPH9900123 | EPH9900123 | Tom 16A 2P+TTL Dupla MF Asfora | 7.87
EPH9900161 | EPH9900161 | Interruptor Unipolar IP44 AL Asfora | 8.92
EPH9901121 | EPH9901121 | Tomada Corrente Dupla 2P+TTL BR | 3.07
EPH9901123 | EPH9901123 | Tomada Corrente Dupla 2P+TTL MF | 3.07
EPP301 | EPP301 | Pres-Vel,Duct,LCD,250Pa | 139.3
EPP301LCD | EPP301LCD | Differential Pressure Sensor | 159.3
EPP302 | EPP302 | Pres-Vel,Duct,LCD,2500Pa | 139.3
EPP302LCD | EPP302LCD | Pres-Vel,Dry,PNL,LCD,2500Pa | 159.3
EPU305 | EPU305 | Pres-Vel,Dry,Univ,2500Pa | 176.2
EPW9 | EPW9 | EMERGENCY POWER OFF (EPO) | 1135
ER1XA2F | ER1XA2F | ELECTROIMAN | 1153.74
ERAC0922A | ERAC0922A | Air cooled water chillers 83KW - 400v/ | Sob Consulta
ERCC0921A | ERCC0921A | Air cooled water chillers 84,0KW - 400v/ | Sob Consulta
ETIQLOGIS | ETIQLOGIS | **ETIQUETAS P/QUADROS LOGIS (105X49)2COR | Sob Consulta
ETK100060E | ETK100060E | TAMPA FINAL (101x34, 101x50) ULTRA | 0.77
ETK100092E | ETK100092E | SEPARADOR (101x50) ULTRA | 2.2
ETK100095 | ETK100095 | SEPARADOR (101x34) ULTRA | 2.1
ETK10120E | ETK10120E | ANGULO INT (101x34, 101x50) ULTRA | 2.86
ETK10130E | ETK10130E | ANGULO EXT (101x34, 101x50) ULTRA | 3.48
ETK10134E | ETK10134E | Calha inst 101x34 2M ULTRA | 7.29
ETK10140E | ETK10140E | CURVA (101x34, 101x50) ULTRA | 1.92
ETK10150E | ETK10150E | Calha inst 101x50 2M ULTRA | 6.72
ETK10151E | ETK10151E | DERIVACAO T (101x34, 101x50) ULTRA | 2.07
ETK10154E | ETK10154E | ADAPTADOR 101x34 # 101x50 ULTRA | 1.66
ETK10170E | ETK10170E | UNIAO (101x34, 101x50) ULTRA | 0.89
ETK10171E | ETK10171E | RETENTOR DE CABOS (101x34, 101x50) ULTR | 0.57
ETK10181 | ETK10181 | ADAPTADOR TRIPLO P/ MECA ULTRA | 5.19
ETK10183E | ETK10183E | ADAPTADOR P/ MECA 4 MÓD ULTRA | 1.93
ETK10186 | ETK10186 | ADAPTADOR DUPLO P/ MECA ULTRA | 3.47
ETK10187E | ETK10187E | ADAPTADOR P/ MECA 3 MÓD ULTRA | 1.75
ETK10194 | ETK10194 | ADAPTADOR SIMPLES P/ MECA ULTRA | 2.43
ETK10197E | ETK10197E | Adaptador 2 mod Ultra | 1.45
ETK10198E | ETK10198E | ADAPTADOR P/ MECA 1 MÓD ULTRA | 1.32
ETK12312 | ETK12312 | Mini-calha 12x12 2M ULTRA | 0.91
ETK12360 | ETK12360 | Calha distrib 120x60 2M ULTRA | 10.5
ETK12407 | ETK12407 | Mini-calha 12x7 c/ad 2M ULTRA | 1.01
ETK12912 | ETK12912 | Mini-calha 12x12 c/ad 2M ULTRA | 1.03
ETK150060 | ETK150060 | TAMPA FINAL (151x50) ULTRA | 1
ETK15120 | ETK15120 | ANGULO INT (151x50) ULTRA | 3.43
ETK15130 | ETK15130 | ANGULO EXT (151x50) ULTRA | 4.18
ETK15140 | ETK15140 | CURVA (151x50) ULTRA | 3.41
ETK15150 | ETK15150 | Calha inst 151x50 2M ULTRA | 12.7
ETK151501 | ETK151501 | TAMPA 120MM (151x50) | 6.1
ETK151503 | ETK151503 | TAMPA 40MM (151x50) ULTRA | 1.53
ETK151505 | ETK151505 | TAMPA 75MM (151x50) ULTRA | 2.01
ETK15153 | ETK15153 | DERIVACAO T (151x50) ULTRA | 3.01
ETK15154 | ETK15154 | ADAPTADOR 151x50 - 101x50 ULTRA | 1.82
ETK15170 | ETK15170 | UNIAO (151x50) ULTRA | 1.25
ETK151702 | ETK151702 | UNIAO (151x50) ULTRA | 2
ETK15171 | ETK15171 | RETENTOR DE CABOS (151x50) ULTRA | 0.48
ETK16316 | ETK16316 | Mini-calha 16x16 2M ULTRA | 1.07
ETK16320 | ETK16320 | ANGULO INT (16x16) ULTRA | 0.59
ETK16330 | ETK16330 | ANGULO EXT (16x16) ULTRA | 0.59
ETK16340 | ETK16340 | CURVA (16x16) ULTRA | 0.56
ETK16350 | ETK16350 | DERIVACAO T (16x16) ULTRA | 0.67
ETK16361 | ETK16361 | TAMPA FINAL (16x16) ULTRA | 0.99
ETK16370 | ETK16370 | UNIAO (16x16) ULTRA | 0.72
ETK16916 | ETK16916 | Mini-calha 16x16 c/ad 2M ULTRA | 1.22
ETK20310 | ETK20310 | Mini-calha 20x10 2M ULTRA | 1.1
ETK20910 | ETK20910 | Mini-calha 20x10 c/ad 2M ULTRA | 1.3
ETK21045E | ETK21045E | TOMADA 2P+T 45X45 BR ULTRA | 2.76
ETK21045ER | ETK21045ER | TOMADA 2P+T 45X45 VERM | 2.54
ETK25316 | ETK25316 | Mini-calha 25x16 2M ULTRA | 1.25
ETK25320 | ETK25320 | ANGULO INT (25x16, 25x25) ULTRA | 1.77
ETK25325 | ETK25325 | Mini-calha 25x25 2M ULTRA | 1.41
ETK25330 | ETK25330 | ANGULO EXT (25x16, 25x25) ULTRA | 1.77
ETK25341 | ETK25341 | CURVA (25x16, 25x25) ULTRA | 1.11
ETK25350 | ETK25350 | DERIVACAO T (25x16, 25x25) ULTRA | 1.11
ETK25361 | ETK25361 | TAMPA FINAL (25x16, 25x25) ULTRA | 1.43
ETK25370 | ETK25370 | UNIAO (25x16, 25x25) ULTRA | 1.22
ETK25916 | ETK25916 | Mini-calha 25x16 c/ad 2M ULTRA | 1.55
ETK25925 | ETK25925 | Mini-calha 25x25 c/ad 2M ULTRA | 1.77
ETK30315 | ETK30315 | Mini-calha 30x15 2M ULTRA | 1.71
ETK30330 | ETK30330 | Mini-calha 30x30 2M ULTRA | 1.79
ETK40316 | ETK40316 | Mini-calha 40x16 2M ULTRA | 2.26
ETK40320 | ETK40320 | ANGULO INT (40x16, 40x25, 40x40) ULTRA | 1.11
ETK40325 | ETK40325 | Mini-calha 40x25 2M ULTRA | Descontinuado
ETK40330 | ETK40330 | ANGULO EXT (40x16, 40x25, 40x40) ULTRA | 1.14
ETK40340 | ETK40340 | Calha distrib 40x40 2M ULTRA | 2.65
ETK40341 | ETK40341 | CURVA (40x16, 40x25, 40x40) ULTRA | 1.85
ETK40350 | ETK40350 | DERIVACAO T (40x16, 40x25, 40x40) ULTRA | 1.77
ETK40360 | ETK40360 | Calha distrib 40x60 2M ULTRA | 4.3
ETK40361 | ETK40361 | TAMPA (40x16, 40x25, 40x40) ULTRA | 1.77
ETK40370 | ETK40370 | UNIAO (40x16, 40x25, 40x40) ULTRA | 1.77
ETK41925 | ETK41925 | Mini-calha 40x25 c/ad 2M ULTRA | 2.76
ETK45045E | ETK45045E | Centro RJ45 Ultra | 1.53
ETK45245E | ETK45245E | Centro RJ45 duplo Ultra | 1.64
ETK50012 | ETK50012 | Calha chao 50x12 2M ULTRA | 2.61
ETK60320 | ETK60320 | ANGULO INT (60x25, 60x40, 60x60) ULTRA | 2.2
ETK60325 | ETK60325 | Calha distrib 60x25 2M ULTRA | 3.75
ETK60330 | ETK60330 | ANGULO EXT (60x25, 60x40, 60x60) ULTRA | 2.2
ETK60340 | ETK60340 | Calha distrib 60x40 2M ULTRA | 3.87
ETK60341 | ETK60341 | CURVA (60x25,60x40, 60x60) ULTRA | 1.82
ETK60350 | ETK60350 | DERIVACAO T (60x25, 60x40, 60x60) ULTRA | 1.82
ETK60360 | ETK60360 | Calha distrib 60x60 2M ULTRA | 4.85
ETK60361 | ETK60361 | TAMPA FINAL (60x25, 60x40, 60x60) ULTRA | 1.82
ETK60370 | ETK60370 | UNIAO (60x25, 60x40, 60x60) ULTRA | 1.82
ETK70221 | ETK70221 | CALHA RODAPÉ 70X20 ULTRA | 6.51
ETK70298 | ETK70298 | CAIXA P/ MECA 1 MÓD ULTRA | 6.26
ETK77019 | ETK77019 | Passage de plancher77x19 | 3.64
ETK80360 | ETK80360 | Calha distrib 80x60 2M ULTRA | 7.51
ETK80380 | ETK80380 | Calha distrib 80x80 2M ULTRA | 9.71
EUAV2218A | EUAV2218A | TRANE_Mercury 64.4kW | 99999.99
EVB1A22P4EKI | EVB1A22P4EKI | Smart Wallbox T2S/TE 7,4/22 kW | 2195.97
EVB1A22P4ERI | EVB1A22P4ERI | Smart Wallbox T2S/TE 7,4/22 kW RFID | 2472.19
EVB1A22P4KI | EVB1A22P4KI | Smart Wallbox T2S 7,4/22 kW | 1947.37
EVB1A22P4RI | EVB1A22P4RI | Smart Wallbox T2S 7,4/22 kW RFID | 2223.59
EVB1A22PCKI | EVB1A22PCKI | Smart Wallbox cabo T2 22 kW | 2140.72
EVB1A22PCRI | EVB1A22PCRI | Smart Wallbox cabo T2 22 kW RFID | 2416.94
EVB1A7PCKI | EVB1A7PCKI | Smart Wallbox cabo T2 7,4 kW | 2024.71
EVB1A7PCRI | EVB1A7PCRI | Smart Wallbox cabo T2 7,4 kW RFID | 2300.93
EVD1S24TOB | EVD1S24TOB | 24kW DC Charger_CCS Combo 2 | Sob Consulta
EVD1S24TOH | EVD1S24TOH | 24kW DC Charger_CHAdeMO | Sob Consulta
EVF2S22P04 | EVF2S22P04 | Parking P 22kW 1xT2S | 4432.11
EVF2S22P04R | EVF2S22P04R | Parking P 22kW 1xT2S RFID | 5135.22
EVF2S22P44 | EVF2S22P44 | Parking P 22KW 2XT2S | 5963.89
EVF2S22P44R | EVF2S22P44R | Parking P 22KW 2XT2S RFID | 6667
EVF2S7P04 | EVF2S7P04 | Parking P 7kW 1xT2S | 4005.22
EVF2S7P04R | EVF2S7P04R | Parking P 7kW 1xT2S RFID | 4708.33
EVF2S7P44 | EVF2S7P44 | Parking P 7kW 2xT2S | 5110.11
EVF2S7P44R | EVF2S7P44R | Parking P 7kW 2xT2S RFID | 5813.22
EVH2S11P04K | EVH2S11P04K | wallbox T2S 11kW | 1544.08
EVH2S11P0CK | EVH2S11P0CK | wallbox Cabo T2 11kW | 1682.19
EVH2S22P04K | EVH2S22P04K | wallbox T2S 22kW | 1684.96
EVH2S22P0CK | EVH2S22P0CK | wallbox Cabo T2 22kW | 1823.07
EVH2S3P04K | EVH2S3P04K | wallbox T2S 3,7kW | 1270.62
EVH2S3P0CK | EVH2S3P0CK | wallbox Cabo T2 3,7kW | 1408.73
EVH2S7P04K | EVH2S7P04K | wallbox T2S 7,4kW | 1408.73
EVH2S7P0CK | EVH2S7P0CK | wallbox Cabo T2 7,4kW | 1546.84
EVP1BNS | EVP1BNS | 10 cartões RFID | 110.49
EVP1CNL32121 | EVP1CNL32121 | Cabo 32A 1F T2/T1 7m | 561.63
EVP1CNL32122 | EVP1CNL32122 | Cabo 32A 1F T2-T2 7m | 561.63
EVP1CNL32322 | EVP1CNL32322 | Cabo 32A 3F T2/T2 7 m | 701.54
EVP1CNS32121 | EVP1CNS32121 | Cabo 32A 1F T2/T1 5m | 552.44
EVP1CNS32122 | EVP1CNS32122 | Cabo 32A 1F T2-T2 5m | 552.44
EVP1CNS32322 | EVP1CNS32322 | Cabo 32A 3F T2/T2 5 m | 690.56
EVP1CNX32121 | EVP1CNX32121 | Cabo 32A 1F T2/T1 10m | 592.45
EVP1CNX32122 | EVP1CNX32122 | Cabo 32A 1F T2-T2 10m | 592.45
EVP1CNX32322 | EVP1CNX32322 | Cabo 32A 3F T2/T2 10 m | 723.71
EVP1DB1LG | EVP1DB1LG | Pedestal_24kW DC Charger_Single | Sob Consulta
EVP1DB2LG | EVP1DB2LG | Pedestal_24kW DC Charger _ Multi | Sob Consulta
EVP1FKC | EVP1FKC | Parking Calha DIN kit | 524.82
EVP1PBSSG | EVP1PBSSG | Wallbox/Smart Wallbox Pedestal | 1022.67
EVP1PH | EVP1PH | Parking suporte cabo | 348.04
EVP1WBS | EVP1WBS | Parking Kit Mural | 313.89
EVP1WPSC | EVP1WPSC | Parking proteção cabo Mural | 288.65
EVP2FBS | EVP2FBS | Parking Kit Pedestal | 546.17
EVP2MM | EVP2MM | Modem | 1042.58
EVP2MP | EVP2MP | Antena modem Parking | 163.22
EVP2MX | EVP2MX | Antena modem SmartWallbox | 191.37
EVW2S22P04 | EVW2S22P04 | Parking M 22kW 1xT2S | 3879.67
EVW2S22P04R | EVW2S22P04R | Parking M 22kW 1xT2S RFID | 4582.78
EVW2S22P44 | EVW2S22P44 | Parking M 22kW 2xT2S | 5411.44
EVW2S22P44R | EVW2S22P44R | Parking M 22kW 2xT2S RFID | 6114.56
EVW2S7P04 | EVW2S7P04 | Parking M 7kW 1xT2S | 3452.78
EVW2S7P04R | EVW2S7P04R | Parking M 7kW 1xT2S RFID | 4155.89
EVW2S7P44 | EVW2S7P44 | Parking M 7kW 2xT2S | 4557.67
EVW2S7P44R | EVW2S7P44R | Parking M 7kW 2xT2S RFID | 5260.78
EZ2LB0601 | EZ2LB0601 | ENCRAVAMENTO MEC | 1431.04
EZ9E112P0F | EZ9E112P0F | Flush Enclosure 12M Plain door | 45.11
EZ9E118P0F | EZ9E118P0F | Flush Enclosure 18M Plain door | 45.11
F193 720 | F193 720 | KLR remote sensor | 16.1
FAS-00 | FAS-00 | FAS SILVER | 15.9
FAS-01 | FAS-01 | FAS WHITE | 15.9
FAS-03 | FAS-03 | FAS GLOSSY TRANS WHITE | 15.9
FAS-05 | FAS-05 | Fascia Light Tan Wood | 15.9
FAS-06 | FAS-06 | Fascia Dark Brown Wood | 15.9
FAS-07 | FAS-07 | Fascia Dark Black Wood | 16.7
FAS-10 | FAS-10 | Fascia Brushed Steel Finish | 17.7
FFS00702519 | FFS00702519 | ALC2 loop controller | 383.2
FFS00702523 | FFS00702523 | INFO line option board, 1xRS485 | 98.3
FFS00703910PT | FFS00703910PT | Esmi Fire Detection Panel FDP221/PT | 1563
FFS00703920PT | FFS00703920PT | Esmi Fire Detection Panel FDP252/PT | 2213.7
FFS00703930PT | FFS00703930PT | Esmi Fire Detection Panel FDP292/PT | 2573.9
FFS00704010 | FFS00704010 | (Basic user) FDP configuration tool mont | 85
FFS00704011 | FFS00704011 | Premium user monthly fee | 263.5
FFS06714620E | FFS06714620E | optical detector ED2351E | 34.5
FFS06720300 | FFS06720300 | Essentia Xpert8 Mounting Base EBE200-N | 4.6
FFS06720301 | FFS06720301 | Essentia Optical Smoke Detector EDE222-I | 51.3
FFS06720302 | FFS06720302 | Essentia Heat Detector EDE221-I | 50.6
FFS06720303 | FFS06720303 | Essentia Optical/Heat Detector EDE223-I | 64.9
FFS06720311 | FFS06720311 | Essentia Switch Monitor EDE221-I | 63.7
FFS06720312 | FFS06720312 | Essentia Input/Output Unit EME212-I | 69.5
FFS06720313 | FFS06720313 | Essentia DIN-Rail I/O Unit EME213-I | 86.8
FFS06720314 | FFS06720314 | Essentia DIN-Rail Switch Monitor EME214- | 78
FFS06720315 | FFS06720315 | Essentia Mains Switching I/O EME215-I | 168.6
FFS06720316 | FFS06720316 | Essentia Twin Input/Output Unit EME204-I | 148.6
FFS06720317 | FFS06720317 | Essentia Twin Switch Monitor EME210-I | 123.3
FFS06723732 | FFS06723732 | Essentia Manual Call Point ECE221-I | 30.5
FFS06728125 | FFS06728125 | WALL VAD 7M RED 55000-741APO | 125.5
G35T10KH | G35T10KH | **MGE Galaxy 3500 10kVA 400V | Sob Consulta
G35T10KH1B2S | G35T10KH1B2S | G35T10KH1B2S / MGE Galaxy 3500 10kVA 400 | 8566.67
G35T10KH1B4S | G35T10KH1B4S | MGE Galaxy 3500 10kVA 400V wit | 9233.33
G35T10KH2B2S | G35T10KH2B2S | MGE Galaxy 3500 10kVA 400V wit | 9500
G35T10KH2B4S | G35T10KH2B4S | Galaxy 3500 10kVA 400V with 2 Battery | 10083.33
G35T10KH3B4S | G35T10KH3B4S | G35T10KH3B4S / MGE Galaxy 3500 10kVA 400 | 10908.33
G35T10KH4B4S | G35T10KH4B4S | MGE Galaxy 3500 10kVA 400V wit | 11758.33
G35T10KHS | G35T10KHS | MGE Galaxy 3500 10kVA 400V, St | 7958.33
G35T15K3I2B2S | G35T15K3I2B2S | G35T15K3I2B2S / MGE Galaxy 3500 15kVA 40 | 10083.33
G35T15K3I3B4S | G35T15K3I3B4S | MGE Galaxy 3500 15kVA 400V 3.1 with 3 | 11616.67
G35T15K3I4B4S | G35T15K3I4B4S | Galaxy 3500 15kVA 400V 3:1 | 12566.67
G35T15K3IS | G35T15K3IS | MGE Galaxy 3500 15kVA 400V 3:1, Start-up | 8675
G35T15KH | G35T15KH | MGE Galaxy 3500 15kVA 400V | Sob Consulta
G35T15KH2B2S | G35T15KH2B2S | MGE Galaxy 3500 15kVA 400V wit | 9900
G35T15KH4B4S | G35T15KH4B4S | G35T15KH4B4S / MGE Galaxy 3500 15kVA 400 | 12375
G35T15KHS | G35T15KHS | G35T15KHS / MGE Galaxy 3500 15kVA 400V, | 8491.67
G35T20K3I2B2S | G35T20K3I2B2S | MGE Galaxy 3500 20kVA 400V 3:1 with 2 Ba | 11000
G35T20K3I4B4S | G35T20K3I4B4S | MGE Galaxy 3500 20kVA 400V 3:1 | 13483.33
G35T20K3IS | G35T20K3IS | MGE Galaxy 3500 20kVA 400V 3:1, Start-up | 9358.33
G35T20KH | G35T20KH | MGE Galaxy 3500 20kVA 400V | Sob Consulta
G35T20KH2B2S | G35T20KH2B2S | G35T20KH2B2S / MGE Galaxy 3500 20kVA 400 | 10808.33
G35T20KH2B4S | G35T20KH2B4S | MGE Galaxy 3500 20kVA 400V | 11358.33
G35T20KH3B4S | G35T20KH3B4S | MGE Galaxy 3500 20kVA 400V wit | 12316.67
G35T20KH4B4S | G35T20KH4B4S | MGE Galaxy 3500 20kVA 400V wit | 13300
G35T20KHS | G35T20KHS | MGE Galaxy 3500 20kVA 400V, St | 9175
G35T30K3I3B4S | G35T30K3I3B4S | MGE Galaxy 3500 30kVA 400V 3.1 | 12958.33
G35T30K3I4B4S | G35T30K3I4B4S | MGE Galaxy 3500 30kVA 400V 3.1 with 4 | 13916.67
G35T30K3IS | G35T30K3IS | MGE Galaxy 3500 30kVA 400V 3:1, Start-up | 10291.67
G35T30KH | G35T30KH | **MGE Galaxy 3500 30kVA 400V | Sob Consulta
G35T30KH3B4S | G35T30KH3B4S | MGE Galaxy 3500 30kVA 400V wit | 12766.67
G35T30KH4B4S | G35T30KH4B4S | MGE Galaxy 3500 30kVA 400V wit | 13725
G35T30KHS | G35T30KHS | G35T30KHS / MGE Galaxy 3500 30kVA 400V, | 10108.33
G35T40K3I4B4S | G35T40K3I4B4S | Galaxy 3500 40kVA 400V 3.1 with 4 Batter | 15833.33
G35T40K3IS | G35T40K3IS | MGE Galaxy 3500 40kVA 400V 3:1, Start-up | 12216.67
G35T40KH | G35T40KH | **MGE Galaxy 3500 40kVA 400V | Sob Consulta
G35T40KH4B4S | G35T40KH4B4S | MGE Galaxy 3500 40kVA 400V wit | 15641.67
G35T40KHS | G35T40KHS | G35T40KHS / MGE Galaxy 3500 40kVA 400V w | 12033.33
G35TBXR6B6 | G35TBXR6B6 | Gal 3500 Enclosure, w/ MCCB, w/ 6 Batter | 9700
G35TF15KB23I | G35TF15KB23I | **Gal 3500 Frame 15kVA 3:1 2 Batt. Mod | Sob Consulta
G35TF15KB43I | G35TF15KB43I | **Gal 3500 Frame 15kVA 3:1 4 Batt. Mod | Sob Consulta
G35TF20KB23I | G35TF20KB23I | **Gal 3500 Frame 20kVA 3:1 2 Batt. Mod | Sob Consulta
G35TF20KB43I | G35TF20KB43I | **Gal 3500 Frame 20kVA 3:1 4 Batt. Mod | Sob Consulta
G35TF30KB4H | G35TF30KB4H | **Galaxy 3500 Frame 30kVA 4 Battery Modu | Sob Consulta
G3HT10K3IB1S | G3HT10K3IB1S | MGE Galaxy 300 10kVA 400V 3:1 with 10min | 7960.44
G3HT10K3IB2S | G3HT10K3IB2S | MGE Galaxy 300 10kVA 400V 3:1 with 30min | 9382.28
G3HT10K3IL | G3HT10K3IL | **Galaxy 300 10kVA 3:1 with Long Backup | Sob Consulta
G3HT10K3ILS | G3HT10K3ILS | MGE Galaxy 300 10kVA 400V 3:1 with Long | 7634.42
G3HT10KHB1S | G3HT10KHB1S | MGE Galaxy 300 10kVA 400V 10MN | 7815.54
G3HT10KHB2S | G3HT10KHB2S | MGE Galaxy 300 10kVA 400V 3:3 with 30min | 9074.36
G3HT10KHL | G3HT10KHL | **Galaxy 300 10kVA 3:3 with Long Backup | Sob Consulta
G3HT10KHLS | G3HT10KHLS | MGE Galaxy 300 10kVA 400V 3:3 with Long | 7353.68
G3HT15K3IB1S | G3HT15K3IB1S | MGE Galaxy 300 15kVA 400V 3:1 with 10min | 8594.38
G3HT15K3IB2S | G3HT15K3IB2S | MGE Galaxy 300 15kVA 400V 3:1 with 30min | 10179.23
G3HT15K3IL | G3HT15K3IL | **MGE Galaxy 300 15kVA 400V 3:1 with Lon | Sob Consulta
G3HT15K3ILS | G3HT15K3ILS | MGE Galaxy 300 15kVA 400V 3:1 with Long | 7933.28
G3HT15KHB1S | G3HT15KHB1S | MGE Galaxy 300 15kVA 400V 10MN | 8458.54
G3HT15KHB2S | G3HT15KHB2S | MGE Galaxy 300 15kVA 400V 3:3 with 30min | Sob Consulta
G3HT15KHL | G3HT15KHL | **Galaxy 300 15kVA 400V 3:3 Long Backup | Sob Consulta
G3HT15KHLS | G3HT15KHLS | MGE Galaxy 300 15kVA 400V 3:3 with Long | Sob Consulta
G3HT20K3IB1S | G3HT20K3IB1S | MGE Galaxy 300 20kVA 400V 3:1 with 10min | 9527.18
G3HT20K3IB2S | G3HT20K3IB2S | MGE Galaxy 300 20kVA 400V 3.1 with 25min | 10849.39
G3HT20K3IL | G3HT20K3IL | **MGE Galaxy 300 20kVA 400V 3:1 with Lon | Sob Consulta
G3HT20K3ILS | G3HT20K3ILS | MGE Galaxy 300 20kVA 400V 3:1 with Long | 8666.83
G3HT20KHB1S | G3HT20KHB1S | MGE Galaxy 300 20kVA 400V 10MN | 9210.21
G3HT20KHB2S | G3HT20KHB2S | MGE Galaxy 300 20kVA 400V 3:3 with 25min | 10622.98
G3HT20KHLS | G3HT20KHLS | Galaxy 300 20kVA 400V 3:3 with Long Back | 8386.09
G3HT20KHS | G3HT20KHS | MGE Galaxy 300 20kVA 400V 3:3, Start-up | 99999.99
G3HT30K3IB1S | G3HT30K3IB1S | MGE Galaxy 300 30kVA 400V 3:1 with 10min | 12207.83
G3HT30K3IB2S | G3HT30K3IB2S | MGE Galaxy 300 30kVA 400V 3:1 with 25min | 13303.63
G3HT30K3IL | G3HT30K3IL | **MGE Galaxy 300 30kVA 400V 3:1 with Lon | Sob Consulta
G3HT30K3ILS | G3HT30K3ILS | MGE Galaxy 300 30kVA 400V 3:1 with Long | 10070.55
G3HT30KHB1S | G3HT30KHB1S | MGE Galaxy 300 30kVA 400V 10MN | 11365.59
G3HT30KHB2S | G3HT30KHB2S | MGE Galaxy 300 30kVA 400V 3:3 with 25min | 12570.08
G3HT30KHL | G3HT30KHL | **MGE Galaxy 300 30kVA 400V 3:3 with Lon | Sob Consulta
G3HT30KHLS | G3HT30KHLS | MGE Galaxy 300 30kVA 400V 3:3 with Long | 9753.58
G3HT40KHB1S | G3HT40KHB1S | MGE Galaxy 300 40kVA 400V 10MN | 13041
G3HT40KHB2S | G3HT40KHB2S | MGE Galaxy 300 40kVA 400V 3:3 with 20min | 13856.06
G3HT40KHL | G3HT40KHL | **MGE Galaxy 300 40kVA 400V with Long Ba | Sob Consulta
G3HT40KHLS | G3HT40KHLS | MGE Galaxy 300 40kVA 400V 3:3 with Long | 11030.51
G3HT60KHB4S | G3HT60KHB4S | Galaxy 300 60kVA 400V 3:3 with 30min Bat | 25529.57
G3HT80KHB4S | G3HT80KHB4S | Galaxy 300 80kVA 400V 3:3 with 30min | 35735.96
G3HTBAT2 | G3HTBAT2 | MGE Galaxy 300 Battery Cabinet 2 | Sob Consulta
G3HTBAT3 | G3HTBAT3 | MGE Galaxy 300 Battery Cabinet 3 | Sob Consulta
G3HTEFBAT | G3HTEFBAT | MGE Galaxy 300 Empty Cabinet for Batteri | 1798.57
G3HTI15KHLS | G3HTI15KHLS | Galaxy 300i 15kVA 400V 3:3 with Transf | 13376.08
G3HTI30KHLS | G3HTI30KHLS | MGE Galaxy 300i 30kVA 400V 3.3 with Tran | 16871.79
G3HTOPT002 | G3HTOPT002 | Galaxy 300 Adaptation Kit for IP21 - Wid | 81.51
G3HTOPT005 | G3HTOPT005 | Galaxy 300/300I Filter Narrow Tower400 | 17.92
G3HTOPT006 | G3HTOPT006 | Galaxy 300 / 300i Dust Filter - Wide Tow | 26.67
G55TAB1 | G55TAB1 | MGE Galaxy 5500 Empty Battery cabinet 71 | 2858.33
G55TAB2 | G55TAB2 | MGE Galaxy 5500 Empty Battery cabinet 10 | 3275
G55TBAT2L7C | G55TBAT2L7C | Galaxy 5500 Battery Module cabinet | 21000
G55TBATL10A | G55TBATL10A | MGE Galaxy 5500 Bat Mod cabinet L1000A | 13875
G55TBATL10B | G55TBATL10B | MGE Galaxy 5500 Battery Module cabinet L | 11358.33
G55TBATL7A | G55TBATL7A | Gal 5500 Battery Mod.cabinet L700A | 8816.67
G55TBATL7B | G55TBATL7B | MGE Galaxy 5500 Batt Mod cabinet L700B | 10775
G55TBATL7L10E | G55TBATL7L10E | Galaxy 5500 Battery Module Cabinet L700L | 22125
G55TD100120B2 | G55TD100120B2 | Galaxy 5500 Battery C.B Box 100-120KVA | 2008.33
G55TD100120K1 | G55TD100120K1 | MGE Galaxy 5500 Battery C.B Kit 100-120K | 1056.67
G55TD100120K2 | G55TD100120K2 | Galaxy 5500 Battery C.B kit 100-120KVA > | 1408.33
G55TD2030B | G55TD2030B | Galaxy 5500 Battery C.B Box 20-30KVA all | 1295
G55TD2030K2 | G55TD2030K2 | Galaxy 5500 Battery C.B Kit 20-30KVA > 1 | 966.67
G55TD40B1 | G55TD40B1 | Galaxy 5500 Batt.Box 40KVA up to 10mn | 1316.67
G55TD40K2 | G55TD40K2 | MGE Galaxy 5500 Batt. C.B Kit 40KVA | 980
G55TD6080B2 | G55TD6080B2 | Bat. C.B Box 60-80KVA >10 min | 1338.33
G55TD6080K1 | G55TD6080K1 | Galaxy 5500 Battery C.B Kit 60-80KVA up | 953.33
G55TD6080K2 | G55TD6080K2 | Gal 5500 Battery C.B Kit 60-80KVA > 10 m | 1128.33
G55TH150H | G55TH150H | MGE Galaxy External bypass 150kVA 400V ( | 2450
G55TH400H | G55TH400H | Galaxy External bypass 400kVA 400V (TNS) | 6191.67
G55TTC120RH | G55TTC120RH | Gal5500 TFO 80-120kVA | 6358.33
G55TTC40RH | G55TTC40RH | MGE Galaxy 5500 Transformer 20 to 40 kVA | 4183.33
G55TUPSM100H | G55TUPSM100H | Galaxy 5500 100kVA 400V Int Parallel | 16225
G55TUPSM100HS | G55TUPSM100HS | Galaxy 5500 100kVA 400V Integrated Paral | 17633.33
G55TUPSM120H | G55TUPSM120H | Galaxy 5500 20kVA 400V Integrated Parall | 17941.67
G55TUPSM120HS | G55TUPSM120HS | Galaxy 5500 120kVA 400V Int Parl UPS | 19350
G55TUPSM20H | G55TUPSM20H | Galaxy 5500 20kVA 400V Integrated Parall | 11266.67
G55TUPSM20HB15 | G55TUPSM20HB15 | Galaxy 5500 20KVA 400V Integrated Parall | 17975
G55TUPSM20HB15S | G55TUPSM20HB15S | Galaxy 5500 20KVA 400V Parall | 19308.33
G55TUPSM20HB30 | G55TUPSM20HB30 | Galaxy 5500 20KVA 400V Integrated Parall | 19408.33
G55TUPSM20HS | G55TUPSM20HS | Galaxy 5500 20kVA 400V Integrated Parall | 12533.33
G55TUPSM30H | G55TUPSM30H | MGE Galaxy 5500 30kVA 400V Integrated Pa | 11458.33
G55TUPSM30HB15 | G55TUPSM30HB15 | MGE Galaxy 5500 30KVA 400V Integrated Pa | 18691.67
G55TUPSM30HS | G55TUPSM30HS | MGE Galaxy 5500 30kVA 400V Integrated Pa | 12725
G55TUPSM40H | G55TUPSM40H | Galaxy 5500 40kVA 400V Int. Parallel | 11841.67
G55TUPSM40HB10 | G55TUPSM40HB10 | Galaxy 5500 40KVA 400V Int.Parallel | 18800
G55TUPSM40HB10S | G55TUPSM40HB10S | Galaxy 5500 40KVA Parallel UPS 10 Min | 20133.33
G55TUPSM40HB15 | G55TUPSM40HB15 | MGE Galaxy 5500 40KVA 400V Integrated Pa | 19675
G55TUPSM40HS | G55TUPSM40HS | Galaxy 5500 40kVA 400V Integrated Parall | 13108.33
G55TUPSM60H | G55TUPSM60H | Galaxy 5500 60kVA 400V Integrated Parall | 12508.33
G55TUPSM60HB5 | G55TUPSM60HB5 | Galaxy 5500 60kVA 400V Integrated Parall | 19041.67
G55TUPSM60HB5S | G55TUPSM60HB5S | Galaxy 5500 60kVA 400V Integrated Parall | 20375
G55TUPSM60HB5S | G55TUPSM60HB5S | Galaxy 5500 60KVA 400V Int P UPS 5 Min | 99999.99
G55TUPSM60HS | G55TUPSM60HS | Galaxy 5500 60kVA 400V Integrated Parall | 13775
G55TUPSM80H | G55TUPSM80H | Galaxy 5500 80kVA 400V Integrated Parall | 15575
G55TUPSM80HS | G55TUPSM80HS | Galaxy 5500 80kVA 400V UPS Start-up 5x | 16850
G55TUPSU120H | G55TUPSU120H | Galaxy 5500 120kVA 400V Single UPS | 17650
G55TUPSU120HS | G55TUPSU120HS | Galaxy 5500 120kVA 400V Single UPS | 19058.33
G55TUPSU40H | G55TUPSU40H | **MGE Galaxy 5500 40kVA 400V Single UPS | 11458.33
G55TUPSU40HB10 | G55TUPSU40HB10 | MGE Galaxy 5500 40KVA 400V Single UPS B | 18591.67
G55TUPSU40HB15 | G55TUPSU40HB15 | MGE Galaxy 5500 40KVA 400V Single UPS B | 19358.33
G55TUPSU40HB15S | G55TUPSU40HB15S | MGE Galaxy 5500 40KVA 400V Start-up | 20708.33
G55TUPSU40HS | G55TUPSU40HS | MGE Galaxy 5500 40kVA 400V Single UPS | 12725
G55TUPSU60H | G55TUPSU60H | MGE Galaxy 5500 60kVA 400V Single UPS | 12408.33
G55TUPSU60HB5 | G55TUPSU60HB5 | MGE Galaxy 5500 60KVA 400V Single | 18791.67
G55TUPSU60HB5S | G55TUPSU60HB5S | Galaxy 5500 60KVA 400V Single UPS 5 Minu | 20125
G55TUPSU60HS | G55TUPSU60HS | Galaxy 5500 60kVA 400V Integrated Parall | 13675
G55TUPSU80HS | G55TUPSU80HS | Galaxy 5500 80kVA 400V Single UPS | 16366.67
G5K9635CH | G5K9635CH | UPS Network Management Card 2- Kit for G | 638.33
G5TUPSM100HS | G5TUPSM100HS | **Galaxy 5500 100kVA 400V Integrated Par | 99999.99
G7KBBB-2CB | G7KBBB-2CB | G7K BBB with two 500A DC breakers | 3616.67
G7KBBK | G7KBBK | Galaxy 7000 Battery Breaker Kit | 1220
G7TM160SG04 | G7TM160SG04 | MGE Galaxy 7000 UPS 160kVA 380-415V Inte | Sob Consulta
G7TM200SG04 | G7TM200SG04 | MGE Galaxy 7000 UPS 200kVA 380-415V Inte | Sob Consulta
G7TQ160SG06 | G7TQ160SG06 | MGE Galaxy 7000 UPS 160kVA 380-440V Freq | Sob Consulta
G7TQ200SG06 | G7TQ200SG06 | MGE Galaxy 7000 UPS 200kVA 380-440V Freq | Sob Consulta
G7TQ500CS | G7TQ500CS | MGE Galaxy 7000 GFC Shore Connect 500KvA | 72608.33
GAC0511 | GAC0511 | BL CONT AUX NA-NF | 32.88
GAC0521 | GAC0521 | BL CONT AUX NA+NF | 46.71
GAC0531 | GAC0531 | BL CONT AUX 2NA | 31.52
GAC5 | GAC5 | INTERCALAR | 2.81
GAP21 | GAP21 | MOD ANTIPAR 2RC 24-48V | Descontinuado
GAP23 | GAP23 | MOD ANTI-PAR 220-240V | Sob Consulta
GB2CB05 | GB2CB05 | DISJ MAG-TERM 0,5A | 24.24
GB2CB06 | GB2CB06 | DISJ MAG-TERM 1A | 24.24
GB2CB07 | GB2CB07 | DISJ MAG-TERM 2A | 24.6
GB2CB08 | GB2CB08 | DISJ MAG-TERM 3A | 24.6
GB2CB09 | GB2CB09 | DISJ MAG-TERM 4A | 24.6
GB2CB10 | GB2CB10 | DISJ MAG-TERM 5A | 24.6
GB2CB12 | GB2CB12 | DISJ MAG-TERM 6A | 24.71
GB2CB14 | GB2CB14 | DISJ MAG-TERM 8A | 24.71
GB2CB16 | GB2CB16 | DISJ MAG-TERM 10A | 24.71
GB2CB20 | GB2CB20 | DISJ MAG-TERM 12A | 25.22
GB2CB21 | GB2CB21 | DISJ MAG TERM 16A | 28.45
GB2CB22 | GB2CB22 | DISJ MAG-TERM 20A | 30.78
GB2CD05 | GB2CD05 | DISJ MAG-TERM 0,5A | 39.4
GB2CD06 | GB2CD06 | DISJ MAG-TERM 1A | 39.4
GB2CD07 | GB2CD07 | DISJ MAG-TERM 2A | 39.4
GB2CD08 | GB2CD08 | DISJ MAG-TERM 3A | 40.19
GB2CD09 | GB2CD09 | DISJ MAG-TERM 4A | 39.4
GB2CD10 | GB2CD10 | DISJ MAG-TERM 5A | 39.4
GB2CD12 | GB2CD12 | DISJ MAG-TERM 6A | 39.81
GB2CD14 | GB2CD14 | DISJ MAG-TERM 8A | 39.81
GB2CD16 | GB2CD16 | DISJ MAG-TERM 10A | 39.81
GB2CD20 | GB2CD20 | DISJ MAG-TERM 12A | 39.81
GB2CD21 | GB2CD21 | DISJ MAG-TERM 16A | 44.01
GB2CD22 | GB2CD22 | DISJ MAG-TERM 20A | 47.16
GB2CS05 | GB2CS05 | DISJ.MAG-TERM 0.5A | 51.78
GB2CS06 | GB2CS06 | DISJ.MAG-TERM 1A | 51.78
GB2DB05 | GB2DB05 | DISJ MAG-TERM 0.5A | 52.47
GB2DB06 | GB2DB06 | DISJ.MAG.TERM 1A | 52.47
GB2DB06SKB7 | GB2DB06SKB7 | DEP.MOT MONO 1A 24V | Sob Consulta
GB2DB07 | GB2DB07 | DISJ MAG-TERM 2A | 52.47
GB2DB08 | GB2DB08 | DISJ MAG-TERM 3A | 52.47
GB2DB08SKP7 | GB2DB08SKP7 | AR MOTOR 0.37KW | Descontinuado
GB2DB09 | GB2DB09 | DISJ MAG-TERM 4A | 52.47
GB2DB10 | GB2DB10 | DISJ MAG-TERM 5A | 52.47
GB2DB12 | GB2DB12 | DISJ MAG-TERM 6A | 52.92
GB2DB14 | GB2DB14 | DISJ MAG-TERM 8A | 52.92
GB2DB14SKP7 | GB2DB14SKP7 | DEP.MOT MONO 8A 230V | 84.47
GB2DB16 | GB2DB16 | DISJ MAG-TERM 10A | 52.92
GB2DB16SKB7 | GB2DB16SKB7 | DEP.MOT MONO 10A 24V | 84.47
GB2DB20 | GB2DB20 | DISJ MAG-TER 12A | 51.89
GB2DB21 | GB2DB21 | DISJ MAG-TERM 16A | 58.01
GB2DB22 | GB2DB22 | DISJ MAG-TERM 20A | 63.13
GB2G01 | GB2G01 | LIG DISJ GB2 | Descontinuado
GC10020M5 | GC10020M5 | CONT MOD 100A AC1 2P 220-240VCA | 399.37
GC10040M5 | GC10040M5 | CONT MOD 100A 4P 220V | 889.05
GC1610B5 | GC1610B5 | CONT MOD 16A 1P 24V | Descontinuado
GC1610M5 | GC1610M5 | CONT MOD 16A 1P 220V | 36.48
GC1611B5 | GC1611B5 | CONT MOD 16A 1P+1R 24V | Descontinuado
GC1611M5 | GC1611M5 | CONT MOD 16A 1P+1R 220V | 60.72
GC1611M6 | GC1611M6 | CONT.MOD.16A 1P+1R 220V | Descontinuado
GC1620B5 | GC1620B5 | CONT MOD 16A 2P 24V | 55.67
GC1620D7 | GC1620D7 | CONT MOD 16A AC1 2P 42VCA | Descontinuado
GC1620M5 | GC1620M5 | CONT MOD 16A 2P 220V | 55.15
GC1620M6 | GC1620M6 | CONT MOD 16A 2P 220V | 120.9
GC1622B5 | GC1622B5 | CONT MOD 16A 2P+2R 24V | 64.39
GC1622M5 | GC1622M5 | CONT MOD 16A 2P+2R 220V | 63.55
GC1640B5 | GC1640B5 | CONT MOD 16A 2P+2R 24V | Descontinuado
GC1640M5 | GC1640M5 | CONT MOD 16A 4P 220V | 61.34
GC2502B5 | GC2502B5 | CONT MOD 25A 2R 24V | 61.34
GC2502M5 | GC2502M5 | CONT MOD 25A 2R 220V | 59.56
GC2502M6 | GC2502M6 | CONT MOD 25A 2R 220V | Sob Consulta
GC2504B5 | GC2504B5 | CONT MOD 25A 4R 24V | 104.52
GC2504M5 | GC2504M5 | CONT MOD 25A 4R 220V | 81.83
GC2504M6 | GC2504M6 | CONT MOD 25A 4R 220V | Descontinuado
GC2510B5 | GC2510B5 | CONT MOD 25A 1P 24V | Descontinuado
GC2510M5 | GC2510M5 | CONT MOD 25A 1P 220V | 48.61
GC2511B5 | GC2511B5 | CONT MOD 25A 1P+1R 24V | 64.39
GC2511M5 | GC2511M5 | CONT MOD 25A 1P+1R 220V | 60.08
GC2520B5 | GC2520B5 | CONT MOD 25A 2P 24V | 67.43
GC2520E5 | GC2520E5 | CONT MOD 25A AC1 2P 12VCA | Descontinuado
GC2520J5 | GC2520J5 | CONT MOD 25A AC1 2P 12VCA | 120.9
GC2520M5 | GC2520M5 | CONT MOD 25A 2P 220V | 56.62
GC2520M6 | GC2520M6 | CONT MOD 25A 2P 220V | 120.9
GC2522B5 | GC2522B5 | CONT MOD 25A 2P+2R 24V | 82.35
GC2522M5 | GC2522M5 | CONT MOD 25A 2P+2R 220V | 81.19
GC2530B5 | GC2530B5 | CONT MOD 25A 3P 24V | 73.03
GC2530M5 | GC2530M5 | CONT MOD 25A 3P 220V | 72.51
GC2530M6 | GC2530M6 | CONT MOD 25A 3P 220V | 149.17
GC2540M5 | GC2540M5 | CONT MOD 25A 4P 220V | 76.37
GC2540M6 | GC2540M6 | CONTACTOR MODULAR 25A 4P 220V | 157.04
GC4002B5 | GC4002B5 | CONT MOD 40A AC1 2R 24VCA | 91.99
GC4002M5 | GC4002M5 | CONT MOD 40A AC1 2R 220-240VCA | 90.66
GC4004B5 | GC4004B5 | CONT MOD 40A 4R 24V | Descontinuado
GC4004M5 | GC4004M5 | CONT MOD 40A 4R 220V | 143.9
GC4011B5 | GC4011B5 | CONT MOD 40A AC1 1P+1R 24VCA | Descontinuado
GC4011M5 | GC4011M5 | CONT MOD 40A 1P+1R 220V | Descontinuado
GC4020B5 | GC4020B5 | CONT MOD 40A 2P 24V | Descontinuado
GC4020M5 | GC4020M5 | CONT MOD 40A 2P 220V | 90.11
GC4022B5 | GC4022B5 | CT MD 40A AC1 2P+2R 24VCA | 129.94
GC4022M5 | GC4022M5 | CONT MOD 40A 2P+2R 220V | 127.2
GC4030B5 | GC4030B5 | CONT MOD 40A 3P 24V | Descontinuado
GC4030M5 | GC4030M5 | CONT MOD 40A 3P 220V | 106.01
GC4040B5 | GC4040B5 | CONT MOD 40A 4P 24V | Descontinuado
GC4040M5 | GC4040M5 | CONT MOD 40A 4P 220V | 130.99
GC4040M6 | GC4040M6 | CONT MOD 40A 4P 220V | 248.21
GC6302M5 | GC6302M5 | CNT MOD 63A 2R 220/240VCA | 138.24
GC6304B5 | GC6304B5 | CONT MOD 63A AC1 4R 24VCA | 218.48
GC6304M5 | GC6304M5 | CONT MOD 63A 4R 220V | 200.63
GC6311M5 | GC6311M5 | CT MD 63A1P+1R 220/240VCA | 130.88
GC6320M5 | GC6320M5 | CONT MOD 63A 2P 220V | 150
GC6322B5 | GC6322B5 | CT MD 63A AC1 2P+2R 24VCA | 193.48
GC6322M5 | GC6322M5 | CONT MOD 63A AC1 2P+2R 220/240VCA | Descontinuado
GC6330B5 | GC6330B5 | CONT MOD 63A AC1 3P 24VCA | 171.13
GC6340B5 | GC6340B5 | CONT MOD 63A 4P 24V | Descontinuado
GC6340M5 | GC6340M5 | CONT MOD 63A 4P 220V | 185.08
Gen tfo 10 | Gen tfo 10 | TR. ISO. TRI.10 CLAS. II | 1897.71
Gen tfo 100 | Gen tfo 100 | TR. ISO. TRI.100 CL. II | 6787.48
Gen tfo 1000 | Gen tfo 1000 | TR. ISO. TRI.1000 CL. II | 39392.01
Gen tfo 12,5 | Gen tfo 12,5 | TR. ISO. TRI.12,5 CL. II | 2102.35
Gen tfo 125 | Gen tfo 125 | TR. ISO. TRI.125 CL. II | 7856.88
Gen tfo 1250 | Gen tfo 1250 | TR. ISO. TRI.1250 CL. II | 47714.56
Gen tfo 16 | Gen tfo 16 | TR. ISO. TRI.16 CLAS. II | 2459.92
Gen tfo 160 | Gen tfo 160 | TR. ISO. TRI.160 CL. II | 9327.01
Gen tfo 1600 | Gen tfo 1600 | TR. ISO. TRI.1600 CL. II | 61848.32
Gen tfo 20 | Gen tfo 20 | TR. ISO. TRI.20 CLAS. II | 2693.63
Gen tfo 200 | Gen tfo 200 | TR. ISO. TRI.200 CL. II | 10677.6
Gen tfo 25 | Gen tfo 25 | TR. ISO. TRI.25 CLAS. II | 2980.12
Gen tfo 250 | Gen tfo 250 | TR. ISO. TRI.250 CL. II | 12660.19
Gen tfo 31,5 | Gen tfo 31,5 | TR. ISO. TRI.31,5 CL. II | 3590.8
Gen tfo 315 | Gen tfo 315 | TR. ISO. TRI.315 CL. II | 16405.21
Gen tfo 40 | Gen tfo 40 | TR. ISO. TRI.40 CLAS. II | 3779.27
Gen tfo 400 | Gen tfo 400 | TR. ISO. TRI.400 CL. II | 21772.01
Gen tfo 50 | Gen tfo 50 | TR. ISO. TRI.50 CLAS. II | 4241.32
Gen tfo 500 | Gen tfo 500 | TR. ISO. TRI.500 CL. II | 24324.92
Gen tfo 63 | Gen tfo 63 | TR. ISO. TRI.63 CLAS. II | 4870.29
Gen tfo 630 | Gen tfo 630 | TR. ISO. TRI.630 CL. II | 29189.36
Gen tfo 8 | Gen tfo 8 | TR. ISO. TRI.8 CLASSE II | 1792.16
Gen tfo 80 | Gen tfo 80 | TR. ISO. TRI.80 CLAS. II | 5777.15
Gen tfo 800 | Gen tfo 800 | TR. ISO. TRI.800 CL. II | 33242.88
GF1610B7 | GF1610B7 | TELER. 1P 16A | Descontinuado
GF1610M7 | GF1610M7 | TELERUPT 1P 16A | 62.37
GF1611B7 | GF1611B7 | TELERUPT 16A 1P+1R | 124
GF1611F7 | GF1611F7 | TELER MOD 16A AC1 1P+1R 110VCA | Sob Consulta
GF1620U7 | GF1620U7 | TELER MOD 16A AC1 2P 220-230VCA 110VCC | 124
GK1AP05 | GK1AP05 | COM LAT P-GK1 50A | 30.27
GK1AP06 | GK1AP06 | COM LAT P-GK1 50A | 30.27
GK1AP07 | GK1AP07 | COM LAT P-GK1 125A | 32.56
GK1AP08 | GK1AP08 | COM LAT P-GK1 125A | 32.56
GK1AV08 | GK1AV08 | ENCRAV POR CADEADO | 20.29
GK1EK | GK1EK | SEC 3P 50A | 68.66
GK1EM | GK1EM | SEC 4P 50A | 82.81
GK1ES | GK1ES | SEC 3P 50A | 77.29
GK1ET | GK1ET | SEC 4P 50A | 84.16
GK1EV | GK1EV | SEC 3P 50A | 96.64
GK1EW | GK1EW | SEC 3P 50A | 97.69
GK1EX | GK1EX | SEC 4P 50A | 104.13
GK1EY | GK1EY | SEC 4P 50A | 99.35
GK2AF01 | GK2AF01 | PLAT SM | 12.65
GK3AP03 | GK3AP03 | DISP COM EXTER | 210.14
GM1KB21 | GM1KB21 | SUPORTE+ALAVANCA | 236.35
GM2EA21 | GM2EA21 | SUPORT CONTACT | 217.11
GS1AF | GS1AF | CONT SIN FUS FUSIV | 15.34
GS1AF1 | GS1AF1 | CONT SIN FUS FUSIV | 33.72
GS1AF23 | GS1AF23 | CONT SIN FUS FUSIV | 36.45
GS1AF24 | GS1AF24 | CONT SIN FUS FUSIV | 47.48
GS1AF33 | GS1AF33 | CONT SIN FUS FUSIV | 101.25
GS1AF34 | GS1AF34 | CONT SIN FUS FUSIV | 117.01
GS1AF43 | GS1AF43 | CONT SIN FUS FUSIV | 127.94
GS1AF44 | GS1AF44 | CONT SIN FUS FUSIV | 147.37
GS1AH01 | GS1AH01 | COM INT LAT DIR | 17.12
GS1AH02 | GS1AH02 | COM INT LAT DIR | 18.91
GS1AH103 | GS1AH103 | COM INT FRONT | 24.37
GS1AM1 | GS1AM1 | CONT AUX NA-NF P- GS1 | 27.84
GS1AM101 | GS1AM101 | CONT AUX NF P- GS1DD | 13.45
GS1AM110 | GS1AM110 | CONT AUX NA P- GS1DD | 13.45
GS1AM111 | GS1AM111 | CONT AUX NA-NF P- GS1DD | 30.25
GS1AM2 | GS1AM2 | CONT AUX 2NA-NF | 41.38
GS1AM211 | GS1AM211 | CONT AUX 2 NA-NF P- GS1DD | 47.8
GS1AN11 | GS1AN11 | CONT AUX 1NA+1NF | 35.82
GS1AN11G | GS1AN11G | CONT AUX 1NA+1NF EXT LAT ESQ | 46.11
GS1AN22 | GS1AN22 | CONT AUX 2NA+2NF | 67.86
GS1AN22G | GS1AN22G | CONT AUX 2NA+2NF | 78.88
GS1ANT11 | GS1ANT11 | CONT AUX 1NA+1NF SINAL POS O, I, TEST | 49.9
GS1ANT22 | GS1ANT22 | CONT AUX 2NA+2NF | 97.05
GS1AP33 | GS1AP33 | TAPA BORNES 160A | 19.54
GS1AP34 | GS1AP34 | TAPA BORN 160A | 22.59
GS1AP43 | GS1AP43 | TAPA BORNES | 26.36
GS1AP44 | GS1AP44 | TAPA BORNES | 29.31
GS1AV2 | GS1AV2 | DISP ENCRAV TAMP FUS TAM00 | 9.14
GS1AV33 | GS1AV33 | DISPOSITIVO ENCRAVAMENTO | 17.96
GS1AV34 | GS1AV34 | DISPOSITIVO ENCRAVAMENTO | 19.54
GS1AV54 | GS1AV54 | DISPOSITIVO ENCRAVAMENTO | 26.89
GS1AW33 | GS1AW33 | BORNES LIG 3P 160A | 26.89
GS1AW43 | GS1AW43 | BORNES LIG 3P 250A | 42.75
GS1DD3 | GS1DD3 | INT SECC FUS 3P 32A | 154.49
GS1DD4 | GS1DD4 | INT SECC FUS 4P 32A | 179.24
GS1DDU3 | GS1DDU3 | INT SECC FUS 3P 30A | 154.49
GS1FD3 | GS1FD3 | INT SECC FUS 50A 3P | 191
GS1FD4 | GS1FD4 | INT SECC FUS 50A 4P | 214.83
GS1GD3 | GS1GD3 | INT SEC FUS 3P 63A TAM00C | 238.96
GS1GD4 | GS1GD4 | INT SEC FUS 63A 4P | 250.92
GS1JD3 | GS1JD3 | INT SEC FUS 3P 100A | 276.09
GS1JD4 | GS1JD4 | INT SEC FUS 4P 100A | 312.09
GS1KD3 | GS1KD3 | INT SECC FUS 3P 125A | 300.13
GS1KD4 | GS1KD4 | INT SECC FUS 4P 125A | 348.29
GS1KKD3 | GS1KKD3 | INT SEC FUS 3P 125A | 333.83
GS1KKD4 | GS1KKD4 | INTERR.-SECC. 125A 3P INT./EXT. | 484.89
GS1LD3 | GS1LD3 | INT SEC FUS 3P 160A | 390.32
GS1LD4 | GS1LD4 | INT SEC FUS 4P 160A | 462.31
GS1LLD3 | GS1LLD3 | INT SECC FUS 3P 160A 00 | 349.44
GS1LLD4 | GS1LLD4 | INT SECC FUS 4P 160A TAM00 COM DIR | 414.25
GS1ND3 | GS1ND3 | INT SECC FUS 3P 250A | 636.25
GS1ND4 | GS1ND4 | INT SECC FUS 4P 250A | 768.47
GS1QQD3 | GS1QQD3 | INT SEC FUS 3P 400A | 922.95
GS1QQD4 | GS1QQD4 | INT SEC FUS 4P 400A | 1067.66
GS2AE2 | GS2AE2 | VEIO COM EXT 320MM 50-400A | 16.7
GS2AE21 | GS2AE21 | VEIO COM EXT 400MM 50-400A | 22.37
GS2AE22 | GS2AE22 | VEIO COM EXT 200MM 50-400A | 16.7
GS2AE5 | GS2AE5 | VEIO COM EXT 320MM 630-1250A | 20.89
GS2AE51 | GS2AE51 | VEIO COM EXT 400MM 630/1250A | 35.82
GS2AE52 | GS2AE52 | VEIO COM EXT 200MM 630-1250A | 19.75
GS2AE8 | GS2AE8 | VEIO COM EXT 320MM 32A | 18.49
GS2AE81 | GS2AE81 | EJE 30-32A 5X5 400MM | 21.54
GS2AE82 | GS2AE82 | VEIO COM EXT 200MM 32A | 17.96
GS2AF63 | GS2AF63 | CONT AUX SIN FUS TAM3 NF/NA | 149.16
GS2AF64 | GS2AF64 | CONT AUX SIN FUS TAM3 NF/NA 4P | 163.76
GS2AF73 | GS2AF73 | CT AX FUS 1 NC/NA3X 1250A | 163.76
GS2AF74 | GS2AF74 | CT AX FUS 1 NC/NA4X 1250A | 181.82
GS2AH001 | GS2AH001 | PL ADAPT MONT MANIP GS2 | Descontinuado
GS2AH104 | GS2AH104 | MAN COM DIR FRONT PR 630/800A | 57.46
GS2AH105 | GS2AH105 | MAN COM DIR FRNT PR 1250A | 57.46
GS2AH150 | GS2AH150 | MAN COM EXT FRONT PR 600-800A NEMA | 70.58
GS2AH210 | GS2AH210 | MANIP COM EXT LAT DIR PRET 32-63A | 59.13
GS2AH215 | GS2AH215 | MANIP COM EXT LAT DIR PRET 32/63A IP55 | 35.92
GS2AH220 | GS2AH220 | MANIP COM EXT LAT DIR VERM 32-63A | 59.13
GS2AH230 | GS2AH230 | MANIP COM EXT LAT DIR PRET 100-400A | 63.34
GS2AH235 | GS2AH235 | MAN COM EXT LAT DIR PR 100-400A IP55 | 39.07
GS2AH240 | GS2AH240 | MANIP COM EXT LAT DIR VERM 100-400A | 62.18
GS2AH250 | GS2AH250 | MAN COM EXT LAT DIR PR 630-1250A | 70.17
GS2AH260 | GS2AH260 | MAN COM EXT LAT DIR VERM 630/1250A | 70.17
GS2AH310 | GS2AH310 | MANIP COM EXT LAT ESQ VERM 32/63A | 64.6
GS2AH320 | GS2AH320 | MANIP COM EXT LAT ESQ VERM 32/63A | 64.6
GS2AH330 | GS2AH330 | MANIP COM EXT LAT ESQ PRET 100/400A | 67.12
GS2AH340 | GS2AH340 | MANIP COM EXT LAT ESQ VERM 100/400A | 67.12
GS2AH350 | GS2AH350 | MANIP COM EXT LAT ESQ PRET 630/1250A | 70.58
GS2AH360 | GS2AH360 | MN CM EXT LT ESQ630/1250A | 70.58
GS2AH510 | GS2AH510 | MAN COM EXT FRN PR 32/63A | 48.73
GS2AH515 | GS2AH515 | MANIP COM EXT FRONT PRET 32/63A IP55 | 29.31
GS2AH520 | GS2AH520 | MANIP COM EXT FRONT VERM 32-63A | 48.73
GS2AH530 | GS2AH530 | MANIP COM EXT FRONT PRET 100-400A | 53.57
GS2AH535 | GS2AH535 | MANIP COM EXT FRONT PRET 100-400A | 32.15
GS2AH540 | GS2AH540 | MANIP COM EXT FRONT VERM 100-400A | 53.57
GS2AH550 | GS2AH550 | MANIP COM EXT FRONT PRET 630-800A | 66.3
GS2AH560 | GS2AH560 | MANIP COM EXT FRONT VERM 630/800A | 69.7
GS2AH570 | GS2AH570 | MANIP COM EXT FRONT PRET 1250A | 62.71
GS2AH580 | GS2AH580 | MANIP COM EXT FRONT VERM 1250A | 66.3
GS2AHT510 | GS2AHT510 | MAN EXT FRONT PR 32/63A | 95.17
GS2AHT520 | GS2AHT520 | MAN EXT FRONT VR 32/63A | 107.56
GS2AHT530 | GS2AHT530 | MANETA EXT FRONT 100..400A IP65 NEGRA | 107.56
GS2AHT540 | GS2AHT540 | MANIP COM EXT FRONT VERM 100/400A | 120.59
GS2AP43 | GS2AP43 | PROTECTOR TERMINAL SUP. O INF. 200A | 53.15
GS2AP53 | GS2AP53 | TERMINAL SHROUD TOP OR BOTTOM 400A | 83.51
GS2AP64 | GS2AP64 | TAPA-BORNES PROT 4X 630-800A | 91.38
GS2AP73 | GS2AP73 | TAPA-BORN P/ INT 1250A 3P | 101.05
GS2AP83 | GS2AP83 | TAPA-BORN P/ INT 1250A 3P | 58.71
GS2AP84 | GS2AP84 | CUBREBORNAS 4X 1250A | 61.19
GS2AX1 | GS2AX1 | DISP BLOQU MANET 32..1250A | 132.81
GS2F3 | GS2F3 | INT SECC FUS 3P 50A 14x51 | 185.18
GS2F4 | GS2F4 | INT SECC FUS 4P 50A 14x51 | 206.72
GS2FG3 | GS2FG3 | INT SECC FUS 3P 50A 14x51 ESQ | 206.72
GS2FG4 | GS2FG4 | INT SECC FUS 4P 50A 14x51 ESQ | 229.4
GS2G3 | GS2G3 | INT SECC FUS 3P 63A TM00C | 221.11
GS2G4 | GS2G4 | INT SECC FUS 4P 63A TAM00C | 245.06
GS2GG3 | GS2GG3 | INT SEC FS3P 63A TM00C ES | 245.06
GS2GG4 | GS2GG4 | INT SEC FS4P 63A TM00C ES | 274.79
GS2J3 | GS2J3 | INT SECC FUS 3P 100A 22x58 | 262.81
GS2J4 | GS2J4 | INT SECC FUS 4P 100A 22x58 | 293.9
GS2JG3 | GS2JG3 | INT SECC FUS 3P 100A 22x58 ESQ | 297.47
GS2JG4 | GS2JG4 | INT SECC FUS 4P 100A 22x58 ESQ | 340.54
GS2K3 | GS2K3 | INT SECC FUS 3P 125A 22x58 | 286.66
GS2K4 | GS2K4 | INT SECC FUS 4P 125A 22x58 | 334.66
GS2KG3 | GS2KG3 | INT SECC FUS 3P 125A 22x58 ESQ | 321.42
GS2KG4 | GS2KG4 | INT SECC FUS 4P 125A 22x58 ESQ | 376.15
GS2KK3 | GS2KK3 | INT SECC FUS 3P 125A TAM00 | 314.28
GS2KK4 | GS2KK4 | INT SECC FUS 4P 125A TAM00 | 361.97
GS2KKG3 | GS2KKG3 | INT SEC FS3P 125A TM00 ES | 356.19
GS2KKG4 | GS2KKG4 | INT SECC FUS 4P 125A TAM00 ESQ | 426.67
GS2L3 | GS2L3 | INT SECC FUS 3P 160A TAM0 | 376.15
GS2L4 | GS2L4 | INT SECC FUS 4P 160A TAM0 | 435.92
GS2LG3 | GS2LG3 | INT SECC FUS 4P 160A TAM0 ESQ | 430.03
GS2LG4 | GS2LG4 | INT SEC FS4P 160A TM00 ES | 507.76
GS2LL3 | GS2LL3 | INT SECC FUS 3P 160A TAM00 | 329.83
GS2LL4 | GS2LL4 | INT SECC FUS 4P 160A TAM00 | 388.23
GS2LLB3 | GS2LLB3 | INT SECC FUS 3P 160A A4 | 256.71
GS2LLG3 | GS2LLG3 | INT SEC FS 3P 160A TM0 ES | 382.35
GS2LLG4 | GS2LLG4 | INT SEC FS 4P 160A TM0 ES | 460.08
GS2N3 | GS2N3 | INTERRUPT SECC FUSIBLE 3X 250A T1 | 609.44
GS2N4 | GS2N4 | INT SECC FUS 4P 250A TAM1 | 728.77
GS2NG3 | GS2NG3 | INT SECC FUS 3P 250A TAM1 ESQ | 752.82
GS2NG4 | GS2NG4 | INT SECC FUS 4P 250A TAM1 ESQ | 883.92
GS2QQ3 | GS2QQ3 | INT SECC FUS 3P 400A TAM2 | 887.38
GS2QQ4 | GS2QQ4 | INT SECC FUS 4P 400A TAM2 | 1029.17
GS2QQB4 | GS2QQB4 | INTERRUPT SECC FUSIBLE 4X 400A B1..B4 | 1503.65
GS2QQG3 | GS2QQG3 | INT SECC FUS 3P 400A TAM2 ESQ | 922.85
GS2QQG4 | GS2QQG4 | INT SECC FUS 4P 400A TAM2 ESQ | 1124.05
GS2S3 | GS2S3 | INT SECC FUS 3P 630A TAM3 | 1254.19
GS2S4 | GS2S4 | INT SECC FUS 4P 630A TAM3 | 1810.23
GS2SG3 | GS2SG3 | INT SECC FUS 4X 630AC1-C2 | 1467.13
GS2SG4 | GS2SG4 | INT SEC FS 4P 630A TM3 ES | 2117.74
GS2V3 | GS2V3 | INT SECC FUS 3P 1250A TAM4 | 2738.8
GS2V4 | GS2V4 | INT SECC FUS 4P 1250A TM4 | 3547.22
GS2VG3 | GS2VG3 | INT SEC FS3P 1250A TM4 ES | 3129.53
GS2VG4 | GS2VG4 | INT SECC FUS 4P 1250A TAM4 ESQ | Descontinuado
GV1F03 | GV1F03 | CALCO | 2.18
GV1G02 | GV1G02 | LIG FLEX TRIP | 4.22
GV1G09 | GV1G09 | TERM ALIM | 13.04
GV1G10 | GV1G10 | TAMPA DE PROTECCAO | 3.87
GV1K02 | GV1K02 | BOT PARAG | 184.34
GV1L3 | GV1L3 | ADITIVO LIMITADOR | 67.77
GV1V02 | GV1V02 | DISP CONSIGN | 10.09
GV2AF01 | GV2AF01 | BL ASSOC GV2M+K | 4.26
GV2AF02 | GV2AF02 | PLATINA P- GV2 | 3.53
GV2AF3 | GV2AF3 | BL ASSOC GV2-LC1D | 4.91
GV2AF4 | GV2AF4 | BL ASSOC GV2-LC1D | 4.91
GV2AF5 | GV2AF5 | POWER LINK ACC GV2 ATV32 | 8.3
GV2AK00 | GV2AK00 | ADITIVO SECCIONADOR | 40.37
GV2AP03 | GV2AP03 | COM EXT GV2LE | 65.24
GV2APN01 | GV2APN01 | COM ROTAT PROL IP54 PRET | 57.84
GV2APN02 | GV2APN02 | COM ROTAT PROL IP54 VERM/PRET | 57.84
GV2APN04 | GV2APN04 | KIT ROTAT GV2 R VERM IP65 | 59.27
GV2CP21 | GV2CP21 | ESP IP55 P- GV2ME | 19.65
GV2DM102P7 | GV2DM102P7 | ARR COMB DIR 0,16/0,25A 230VCA | 116
GV2DM103B7 | GV2DM103B7 | ARR COMB DIR 0,25-0,40A 24VCA | 116
GV2DM103P7 | GV2DM103P7 | ARR COMB 0,09KW | Sob Consulta
GV2DM104B7 | GV2DM104B7 | ARR COMB 0,18KW | 116
GV2DM104P7 | GV2DM104P7 | ARR COMB 0,18KW | 116
GV2DM105B7 | GV2DM105B7 | ARR COMB DIR 0,63-1A 24VCA | Sob Consulta
GV2DM105BD | GV2DM105BD | ARR 1S TIPO-1 0,63A 24 CC-AR-ANTIP | Descontinuado
GV2DM105F7 | GV2DM105F7 | ARR COMB 0,37KW 110V | 123.59
GV2DM105P7 | GV2DM105P7 | ARR COMB DIR 0,63-1A 230VCA | Descontinuado
GV2DM106B7 | GV2DM106B7 | ARR COMB DIR 1-1,6A 24VCA | 122.45
GV2DM106BD | GV2DM106BD | ARR COMB DIR 1/1,6A 24VCC | 170.92
GV2DM106F7 | GV2DM106F7 | ARR COMB 0,55KW 110V | Sob Consulta
GV2DM106P7 | GV2DM106P7 | ARR COMB 0,55KW | Descontinuado
GV2DM107B7 | GV2DM107B7 | ARR COMB DIR 1,6-2,5A 24VCA | Sob Consulta
GV2DM107BD | GV2DM107BD | ARR 1S TIPO-1 1,6A 24 CC-AR-ANTIP | 180.7
GV2DM107F7 | GV2DM107F7 | ARR COMB DIR 1,6/2,5A 110VCA | Descontinuado
GV2DM107P7 | GV2DM107P7 | ARR COMB 0,75KW | Sob Consulta
GV2DM108B7 | GV2DM108B7 | ARR COMB 1,5KW | 122.96
GV2DM108BD | GV2DM108BD | ARR 1S TIPO-1 2,5A 24 CC-AR-ANTIP | 189.03
GV2DM108F7 | GV2DM108F7 | ARR COMB 1,5KW 110V | 125.04
GV2DM108P7 | GV2DM108P7 | ARR COMB 1,5KW | Descontinuado
GV2DM110B7 | GV2DM110B7 | ARR COMB 2.2KW | 122.96
GV2DM110BD | GV2DM110BD | ARR COMB DIR 1/1,6A 24VCC | 166.24
GV2DM110P7 | GV2DM110P7 | ARR COMB 2.2KW | 122.96
GV2DM114B7 | GV2DM114B7 | ARR COMB 4KW | 131.49
GV2DM114BD | GV2DM114BD | ARR COMB DIR 6/10A 24VCC | 198.9
GV2DM114P7 | GV2DM114P7 | ARR COMB 4KW | 131.49
GV2DM116B7 | GV2DM116B7 | ARR COMB DIR 9-14A 24VCA | Descontinuado
GV2DM116BD | GV2DM116BD | ARR COMB DIR 9/14A 24VCC | 183.4
GV2DM116P7 | GV2DM116P7 | ARR COMB 5,5KW | Descontinuado
GV2DM120B7 | GV2DM120B7 | ARR COMB DIR 13-18A 24VCA | 159.27
GV2DM120BD | GV2DM120BD | ARR COMB DIR 13/18A 24VCC | 205.04
GV2DM120F7 | GV2DM120F7 | ARR COMB 7,5KW 110V | 161.77
GV2DM120P7 | GV2DM120P7 | ARR COMB 7,5KW | Sob Consulta
GV2DM121B7 | GV2DM121B7 | ARR COMB DIR 17-23A 24VCA | 193.39
GV2DM121P7 | GV2DM121P7 | ARR COMB 9KW | 193.39
GV2DM122BD | GV2DM122BD | ARR COMB DIR 20/25A 24VCC | Sob Consulta
GV2DM122P7 | GV2DM122P7 | ARR COMB 11KW | 205.04
GV2DM132BD | GV2DM132BD | ARR 1S TIPO-1 24A 24V CC-AR-ANTIP | 339.77
GV2DM132BL | GV2DM132BL | ARR COMB DIR 24-32A 24VCA | Sob Consulta
GV2DM132P7 | GV2DM132P7 | ARR COMB DIR 24-32A 230VCA | Sob Consulta
GV2DM204BD | GV2DM204BD | ARR COMB INV 0,40/0,63A 24VCC | 265.07
GV2DM205B7 | GV2DM205B7 | ARR COMB INV 0,63/1A 24VCA | 199.33
GV2DM205BD | GV2DM205BD | ARR COMB INV 0,63/1A 24VCC | 269.44
GV2DM205P7 | GV2DM205P7 | ARR COMB INV 0,37KW | 199.33
GV2DM206BD | GV2DM206BD | ARR COMB INV 1/1,6A 24VCC | 276.09
GV2DM206F7 | GV2DM206F7 | ARR COMB INV 0,55KW 110V | 202.76
GV2DM206P7 | GV2DM206P7 | ARR COMB INV 0,55KW | 200.47
GV2DM207B7 | GV2DM207B7 | ARR COMB INV 0,75KW | 200.98
GV2DM207F7 | GV2DM207F7 | ARR COMB INV 0,75KW 110V | Descontinuado
GV2DM207P7 | GV2DM207P7 | ARR COMB INV 0,75KW | 200.98
GV2DM208B7 | GV2DM208B7 | ARR COMB INV 2,5-4A 24VCA | 200.98
GV2DM208P7 | GV2DM208P7 | ARR COMB INV 1,5KW | 200.98
GV2DM210B7 | GV2DM210B7 | ARR COMB INV 2.2KW | 200.98
GV2DM210BD | GV2DM210BD | ARR COMB INV 4/6,3A 24VCC | 288.06
GV2DM210P7 | GV2DM210P7 | ARR COMB INV 2.2KW | 200.98
GV2DM214B7 | GV2DM214B7 | ARR COMB INV 4KW | 208.59
GV2DM214BD | GV2DM214BD | ARR COMB INV 6/10A 24VCC | 315.31
GV2DM214P7 | GV2DM214P7 | ARR COMB INV 6-10A 230VCA | 208.59
GV2DM216B7 | GV2DM216B7 | ARR COMB INV 9/14A 24VCA | 222.62
GV2DM216BD | GV2DM216BD | ARR COMB INV 9/14A 24VCC | 349.64
GV2DM216P7 | GV2DM216P7 | ARR COMB INV 5,5KW | 222.62
GV2DM220B7 | GV2DM220B7 | ARR COMB INV 7,5KW | 260.18
GV2DM220P7 | GV2DM220P7 | ARR COMB INV 7,5KW | 260.18
GV2DM232B7 | GV2DM232B7 | ARR COMB INV 24/32A 24VCA | 478.02
GV2DP104P7 | GV2DP104P7 | ARR COMB DIR 0,40/0,63A 230VCA | Sob Consulta
GV2DP105P7 | GV2DP105P7 | ARR COMB 0,37KW | Descontinuado
GV2DP107P7 | GV2DP107P7 | ARR COMB DIR 1,6-2,5A 230VCA | 146.48
GV2DP108B7 | GV2DP108B7 | ARR COMB DIR 2,5-4A 24VCA | 146.48
GV2DP108BD | GV2DP108BD | ARR COMB DIR 2,5-4A 24VCC ANTIP | Descontinuado
GV2DP108P7 | GV2DP108P7 | ARR COMB 1,5KW | 146.48
GV2DP110B7 | GV2DP110B7 | ARR COMB 2.2KW | 146.48
GV2DP110P7 | GV2DP110P7 | ARR COMB DIR 4-6,3A 230VCA | Descontinuado
GV2DP114B7 | GV2DP114B7 | ARR COMB 4KW 24V | 153.96
GV2DP114P7 | GV2DP114P7 | ARR COMB DIR 6-10A 230VCA | 153.96
GV2DP116B7 | GV2DP116B7 | ARR COMB DIR 9/14A 24VCA | 169.16
GV2DP116BD | GV2DP116BD | ARR COMB DIR 9-14A 24VCC ANTIP | 293.16
GV2DP116P7 | GV2DP116P7 | ARR COMB DIR 9-14A 400VCA | Descontinuado
GV2DP120B7 | GV2DP120B7 | ARR COMB DIR 13/18A 24VCA | 186.52
GV2DP120P7 | GV2DP120P7 | ARR COMB DIR 13-18A 230VCA | 186.52
GV2DP122P7 | GV2DP122P7 | ARR COMB 11KW | Descontinuado
GV2DP205B7 | GV2DP205B7 | ARR 2S TIPO-2 0,63A 24V 50/60HZ | Sob Consulta
GV2DP205P7 | GV2DP205P7 | ARR COMB INV 0,37KW | 218.05
GV2DP216P7 | GV2DP216P7 | ARR COMB INV 9-14A 230VCA | 256.44
GV2E01 | GV2E01 | DISP EST IP55 | 6.09
GV2E02 | GV2E02 | DISP EST IP55 | 9.25
GV2G05 | GV2G05 | TERM ALIM | 21.41
GV2G245 | GV2G245 | BAR ALIM 2D-45 | 10.93
GV2G254 | GV2G254 | BAR ALIM 2D-54 | 9.72
GV2G272 | GV2G272 | BAR ALIM 2D-72 | 14.42
GV2G345 | GV2G345 | BAR ALIM 3D-45 | 14.42
GV2G354 | GV2G354 | BAR ALIM 3D-54 | 13.98
GV2G445 | GV2G445 | BAR ALIM 4D-45 | 17.7
GV2G454 | GV2G454 | BAR ALIM 4D-54 | 17.15
GV2G472 | GV2G472 | BAR ALIM 4D-72 | 20.75
GV2G554 | GV2G554 | BAR ALIM 4D-54 | 21.41
GV2GA01 | GV2GA01 | KIT P/CIRC IMPRESSO | 18.46
GV2GH7 | GV2GH7 | BARRAM ALIM 2D/45 | 7.49
GV2K011 | GV2K011 | DISP PAR EMERG | 18.78
GV2K021 | GV2K021 | DISP PAR EMERG | 66.28
GV2K031 | GV2K031 | DISP PAR EMERG | 30.77
GV2K04 | GV2K04 | DISP PAR EMERG | 47.9
GV2L03 | GV2L03 | DISJ MOT MAGN 0,4A 50KA | 80.88
GV2L04 | GV2L04 | DISJ MOT MAGN 0,63A 50KA | 85.61
GV2L05 | GV2L05 | DISJ MOT MAGN 1A 50KA | 91.27
GV2L06 | GV2L06 | DISJ MOT MAGN 1,6A 50KA | 91.27
GV2L07 | GV2L07 | DISJ MOT MAGN 2,5A 50KA | 91.27
GV2L08 | GV2L08 | DISJ MOT MAGN 4A 50KA | 91.27
GV2L10 | GV2L10 | DISJ MOT MAGN 6,3A 50KA | 93.29
GV2L14 | GV2L14 | DISJ MOT MAGN 10A 50KA | 109.19
GV2L16 | GV2L16 | DISJ MOT MAGN 14A 50KA | 111.31
GV2L20 | GV2L20 | DISJ MOT MAGN 18A 50KA | 112.15
GV2L22 | GV2L22 | DISJ MOT MAGN 25A 50KA | 139.44
GV2L32 | GV2L32 | DISJ MOT MAGN 32A 50KA | 216.2
GV2LE03 | GV2LE03 | DISJ MOT MAGN 0,4A | 64.6
GV2LE04 | GV2LE04 | DISJ MOT MAGN 0,63A | 65.13
GV2LE05 | GV2LE05 | DISJ MOT MAGN 1A | 65.13
GV2LE06 | GV2LE06 | DISJ MOT MAGN 1,6A | 66.68
GV2LE07 | GV2LE07 | DISJ MOT MAGN 2,5A | 66.68
GV2LE08 | GV2LE08 | DISJ MOT MAGN 4A | 66.68
GV2LE10 | GV2LE10 | DISJ MOT MAGN 6,3A | 66.68
GV2LE14 | GV2LE14 | DISJ MOT MAGN 10A | 71.27
GV2LE16 | GV2LE16 | DISJ MOT MAGN 14A | 72.65
GV2LE16K1F7 | GV2LE16K1F7 | ARR COMB 5.5KW 110V | 141.58
GV2LE16K1F7SP | GV2LE16K1F7SP | ARR COMB 5.5KW 110V | 466.47
GV2LE20 | GV2LE20 | DISJ MOT MAGN 18A | 87.49
GV2LE22 | GV2LE22 | DISJ MOT MAGN 25A | 91.01
GV2LE32 | GV2LE32 | DISJ MOT MAGN 32A | 156.05
GV2MC01 | GV2MC01 | CAIXA SALIENTE IP41 | 14.05
GV2MC02 | GV2MC02 | CAIXA SALIENTE IP55 | 22.26
GV2MC03 | GV2MC03 | CAIXA SALIENTE | 41.1
GV2MCK04 | GV2MCK04 | CX SAL C- CAB COGUM | 60.86
GV2ME01 | GV2ME01 | DISJ MOT 0,1-0,16A | 72.19
GV2ME013 | GV2ME013 | DISJ MOT MT 0,1/0,16A MOL | 76.78
GV2ME02 | GV2ME02 | DISJ MOT 0,16-0,25A | 72.19
GV2ME023 | GV2ME023 | DISJ MOT 0,16-0,25A | 76.78
GV2ME03 | GV2ME03 | DISJ MOT 0,25-0,40A | 72.19
GV2ME033 | GV2ME033 | DISJ MOT 0,25-0,40A | 76.78
GV2ME04 | GV2ME04 | DISJ MOT 0,40-0,63A | 72.19
GV2ME043 | GV2ME043 | DISJ MOT MT 0,40-0,63A TERM MOL | 76.78
GV2ME04AE11TQ | GV2ME04AE11TQ | DISJ.MOT.0,40-0,63+ADD. | Descontinuado
GV2ME05 | GV2ME05 | DISJ MOT 0,63-1A | 78.02
GV2ME053 | GV2ME053 | DISJ MOT 0,63-1A | 81.93
GV2ME06 | GV2ME06 | DISJ MOT 1-1,6A | 78.02
GV2ME063 | GV2ME063 | DISJ MOT 1-1,6A | 81.98
GV2ME06K1B7 | GV2ME06K1B7 | ARR COMB 0.55KW | 117.45
GV2ME06K1P7 | GV2ME06K1P7 | ARR COMB 0.55KW | Descontinuado
GV2ME06K2B7 | GV2ME06K2B7 | ARR COMB INV 0,55KW 24V | 175.4
GV2ME07 | GV2ME07 | DISJ MOT 1,6-2,5A | 98.48
GV2ME073 | GV2ME073 | DISJ MOT 1,6-2,5A | 82.6
GV2ME07K1B7 | GV2ME07K1B7 | ARR COMB 0.75KW | Descontinuado
GV2ME07K1P7 | GV2ME07K1P7 | ARR COMB 0.75KW | 118.18
GV2ME07K2B7 | GV2ME07K2B7 | ARR COMB INV 0,75KW 24V | 176.02
GV2ME08 | GV2ME08 | DISJ MOT 2,5-4A | 78.02
GV2ME083 | GV2ME083 | DISJ MOT 2,5-4A | 82.6
GV2ME08K1B7 | GV2ME08K1B7 | ARR COMB 1.5KW | Descontinuado
GV2ME08K1P7 | GV2ME08K1P7 | ARR COMB 1,5KW 230V | 118.18
GV2ME08K2B7 | GV2ME08K2B7 | ARR COMB INV 1,5KW 24V | 176.02
GV2ME08K2BW3 | GV2ME08K2BW3 | ARR COMB INV 2,5-4A 24VBC | Descontinuado
GV2ME10 | GV2ME10 | DISJ MOT 4-6,3A | 78.02
GV2ME103 | GV2ME103 | DISJ MOT 4-6,3A | 82.6
GV2ME10K1B7 | GV2ME10K1B7 | ARR COMB 2.2KW | Sob Consulta
GV2ME10K1P7 | GV2ME10K1P7 | ARR COMB 2,2KW 230V | Descontinuado
GV2ME10K1V7 | GV2ME10K1V7 | ARR COMB DIR 4/6,3A 400VCA | Descontinuado
GV2ME14 | GV2ME14 | DISJ MOT 6-10A | 89.77
GV2ME143 | GV2ME143 | DISJ MOT 6-10A | 94.36
GV2ME14K1B7 | GV2ME14K1B7 | ARR COMB 4KW | Descontinuado
GV2ME14K1BW3 | GV2ME14K1BW3 | ARR COMB DIR 6-10A 24VBC | 200.98
GV2ME14K1P7 | GV2ME14K1P7 | ARR COMB 4KW | Descontinuado
GV2ME14K2B7 | GV2ME14K2B7 | ARR COMB INV 4KW 24V | 191.31
GV2ME16 | GV2ME16 | DISJ MOT 9-14A | 94.98
GV2ME163 | GV2ME163 | DISJ MOT 9-14A | 99.46
GV2ME16K1B7 | GV2ME16K1B7 | ARR COMB 5,5KW | 133.06
GV2ME16K1P7 | GV2ME16K1P7 | ARR COMB 5,5KW | 133.06
GV2ME20 | GV2ME20 | DISJ MOT 13-18A | 95.6
GV2ME203 | GV2ME203 | DISJ MOT 13-18A | 100.28
GV2ME21 | GV2ME21 | DISJ MOT 17-23A | 107.99
GV2ME213 | GV2ME213 | DISJ MOT MT 17-23A TERM MOL | 112.56
GV2ME22 | GV2ME22 | DISJ MOT 20-25A | 120.9
GV2ME223 | GV2ME223 | DISJ MOT 20-25A | 126.95
GV2ME32 | GV2ME32 | DISJ MOT 24-32A | 188.71
GV2MP01 | GV2MP01 | CX ENCAST IP41 | 15.53
GV2MP02 | GV2MP02 | CX ENCAST IP55 | 22.78
GV2MP03 | GV2MP03 | CX ENCAST IP41 | 14.26
GV2MP04 | GV2MP04 | CX ENCAST IP55 | 22.68
GV2N01 | GV2N01 | BARRA DE NEUTRO GV2-M | 9.56
GV2P01 | GV2P01 | DISJ MOT MT 0,1/0,16A | 92.74
GV2P02 | GV2P02 | DISJ MOT MT 0,16/0,25A | 92.74
GV2P03 | GV2P03 | DISJ MOT MT 0,25/0,40A | 92.74
GV2P04 | GV2P04 | DISJ MOT MT 0,40/0,63A | 93.83
GV2P05 | GV2P05 | DISJ MOT MT 0,63/1A | 100.27
GV2P06 | GV2P06 | DISJ MOT MT 1/1,6A | 102.05
GV2P07 | GV2P07 | DISJ MOT MT 1,6/2,5A | 102.26
GV2P08 | GV2P08 | DISJ MOT MT 2,5/4A | 102.26
GV2P10 | GV2P10 | DISJ MOT MT 4/6,3A | 102.26
GV2P14 | GV2P14 | DISJ MOT MT 6/10A | 114.29
GV2P16 | GV2P16 | DISJ MOT MT 9/14A | 120.88
GV2P20 | GV2P20 | DISJ MOT 13-18A 50KA | 120.88
GV2P21 | GV2P21 | DISJ MOT 17-23A 50KA | 138.46
GV2P22 | GV2P22 | DISJ MOT 20-25A 50KA | 156.25
GV2P32 | GV2P32 | DISJ MOT 24-32A 50KA | 248.84
GV2PC01 | GV2PC01 | CX P/ DISJ GV2P/GV2L COM ROT PRET | 86.88
GV2PC02 | GV2PC02 | CX P/ DISJ GV2P/GV2L COM ROT VERM | 88.62
GV2RT03 | GV2RT03 | DISJ MOT MT 0,25/ 0,40A PCAE | 82.71
GV2RT04 | GV2RT04 | DISJ MOT 0,40-0,63A | 87.59
GV2RT05 | GV2RT05 | DISJ MOT 0,63-1A | 93.32
GV2RT06 | GV2RT06 | DISJ MOT MT 1-1,6A PCAE | 93.32
GV2RT07 | GV2RT07 | DISJ MOT 1,6...2,5A | 93.32
GV2RT08 | GV2RT08 | DISJ MOT 2,5-4A | 93.32
GV2RT10 | GV2RT10 | DISJ MOT 4-6,3A | 93.32
GV2RT14 | GV2RT14 | DISJ MOT 6-10A | 93.32
GV2RT16 | GV2RT16 | DISJ MOT 9-14A | 113.92
GV2RT20 | GV2RT20 | DISJ MOT 13-18A | 113.92
GV2RT21 | GV2RT21 | DISJ MOT 17-23A | 123.28
GV2SN13 | GV2SN13 | SIN LUM GV2ME | 20.27
GV2SN23 | GV2SN23 | SIN LUM GV2ME | 20.27
GV2SN24 | GV2SN24 | SIN LUM GV2ME | 20.27
GV2SN25 | GV2SN25 | SIN 220-230V AMAR | 20.27
GV2SN33 | GV2SN33 | SIN LUM GV2ME | 20.27
GV2SN34 | GV2SN34 | SIN LUM GV2ME | 20.27
GV2SN35 | GV2SN35 | SIN LUM GV2ME | 20.27
GV2SN37 | GV2SN37 | SIN LUM P/GV2MC INCOL 380/400V | 20.27
GV2V01 | GV2V01 | DISP CONSIGN | 13.42
GV2V02 | GV2V02 | DISP SELAG | Sob Consulta
GV2V03 | GV2V03 | DISP ENCR CAD | 48.16
GV3A01 | GV3A01 | BL CONT NA+NF | 13.89
GV3A02 | GV3A02 | BL CONT NA+NA | Descontinuado
GV3A03 | GV3A03 | BL CONT NF+NA+NA | Descontinuado
GV3A05 | GV3A05 | BL CONT NA+NA+NA | 23.94
GV3A06 | GV3A06 | BL CONT NA+NA+2T | 20.27
GV3A07 | GV3A07 | BL CONT NF+NA+2T | 20.27
GV3A08 | GV3A08 | BL CONT DEF NF | 27.62
GV3A09 | GV3A09 | BL CONT DEF NA | Descontinuado
GV3APN01 | GV3APN01 | COM ROTAT PROL IP54 PRET | 60.64
GV3APN02 | GV3APN02 | COM ROTAT PROL IP54 VERM/PRET | 60.64
GV3APN04 | GV3APN04 | COM ROTAT PROL IP65 VERM/PRET | 61.95
GV3B11 | GV3B11 | DISP MIN TENS 120V | 41.78
GV3B22 | GV3B22 | DISP MIN TENS 230V | 41.78
GV3B38 | GV3B38 | DISP MIN TENS 380V | 41.78
GV3D11 | GV3D11 | DISP EMIS TENS 110/127VCA | 41.5
GV3D22 | GV3D22 | DISP EMIS TENS 230V | 41.78
GV3D38 | GV3D38 | DISP EMIS TENS 380V | 41.78
GV3G264 | GV3G264 | BARRAM 115A PAS 64MM 2 DER | 20.71
GV3G364 | GV3G364 | BARRAM 115A PAS 64MM 3 DER | 25.83
GV3L25 | GV3L25 | DISJ MOT MAGN 25A | 172.48
GV3L251 | GV3L251 | DISJ MOT MAGN 25A S- EVERL | 165.61
GV3L32 | GV3L32 | DISJ MOT MAGN 32A | 190.07
GV3L321 | GV3L321 | DISJ MOT MAGN 32A S- EVERL | 183.09
GV3L40 | GV3L40 | DISJ MOT MAGN 40A | 201.61
GV3L401 | GV3L401 | DISJ MOT MAGN 40A S- EVERL | 194.85
GV3L50 | GV3L50 | DISJ MOT MAGN 50A | 220.44
GV3L501 | GV3L501 | DISJ MOT MAGN 50A S- EVERL | 215.25
GV3L65 | GV3L65 | DISJ MOT MAGN 65A | 231.36
GV3L651 | GV3L651 | DISJ MOT MAGN 65A S- EVERL | 226.73
GV3L80 | GV3L80 | GV3L MOTOR CB MAGNETIC 80A EVERLINK | 391.88
GV3P13 | GV3P13 | DISJ MOT MT 9-13A | 181.01
GV3P131 | GV3P131 | DISJ MOT MT 9-13A S- EVERL | 173.89
GV3P18 | GV3P18 | DISJ MOT MT 12-18A | 187.62
GV3P181 | GV3P181 | DISJ MOT MT 12-18A S- EVERL | 183.73
GV3P25 | GV3P25 | DISJ MOT MT 17-25A | 200.34
GV3P251 | GV3P251 | DISJ MOT MT 17-25A S- EVERL | 192.9
GV3P32 | GV3P32 | DISJ MOT MT 23-32A | 220.79
GV3P321 | GV3P321 | DISJ MOT MT 23-32A S- EVERL | 213.33
GV3P40 | GV3P40 | DISJ MOT MT 30-40A | 228.35
GV3P401 | GV3P401 | DISJ MOT MT 30-40A S- EVERL | 228.35
GV3P50 | GV3P50 | DISJ MOT MT 37-50A | 248.84
GV3P501 | GV3P501 | DISJ MOT MT 37-50A S- EVERL | 241.98
GV3P65 | GV3P65 | DISJ MOT MT 48-65A | 259.45
GV3P651 | GV3P651 | DISJ MOT MT 48-65A S- EVERL | 252.48
GV3P73 | GV3P73 | GV3P MOTOR CB THERMO/MAG 62-73A EVERLINK | 369.31
GV3P80 | GV3P80 | GV3P MOTOR CB THERMO/MAG 70-80A EVERLINK | 401.25
GV3PC01 | GV3PC01 | CX P/ DISJ GV3P/GV3L COM ROT PRET | 164.06
GV3PC02 | GV3PC02 | CX P/ DISJ GV3P/GV3L COM ROT VERM | 178.72
GV3S | GV3S | BARRAM MONT LADO A LADO | 22.59
GV4ADM1111 | GV4ADM1111 | SDx GV4: MOD ALARM/ DIFER | 417.32
GV4ADN01 | GV4ADN01 | PUNHO DIR PR | 71.64
GV4ADN02 | GV4ADN02 | PUNHO DIR VERM FUND ARM | 104.62
GV4AE11 | GV4AE11 | Contacto auxiliar OF o SD | 40.65
GV4APN01 | GV4APN01 | PUNHO EXT PR | 140.86
GV4APN02 | GV4APN02 | KIT PROL VERM FUND ARM | 140.86
GV4APN04 | GV4APN04 | KIT PROL IP65 VERM FUND ARM | 186.13
GV4AS027 | GV4AS027 | DISP MAX TENS 24 V 50/60 Hz - 24 V | 102.1
GV4AS057 | GV4AS057 | DISP MAX TENS 48 V 50/60Hz - 48 V D | 102.1
GV4AS137 | GV4AS137 | DISP MAX TENS 110-130 V 50/60 Hz - | 102.1
GV4AS287 | GV4AS287 | DISP MAX TENS 208-240 V 50/60Hz - 2 | 104.14
GV4AS487 | GV4AS487 | DISP MAX TENS 380-415 V 50Hz - 440- | 102.1
GV4AU027 | GV4AU027 | DISP MIN TENS 24 V 50/60 Hz - 24 V | 140.23
GV4AU057 | GV4AU057 | DISP MIN TENS 48 V 50/60Hz - 48 V D | 140.23
GV4AU137 | GV4AU137 | DISP MIN TENS 110-130 V 50/60 Hz - | 140.23
GV4AU247 | GV4AU247 | DISP MIN TENS 208-240 V 50/60Hz | 140.23
GV4AU286 | GV4AU286 | DISP MIN TENS 277 V 60Hz | 140.23
GV4AU415 | GV4AU415 | DISP MIN TENS 380-415 V 50Hz | 140.23
GV4AU486 | GV4AU486 | DISP MIN TENS 440-480 V 60Hz | Descontinuado
GV4G66 | GV4G66 | SEP LIN ENTR P/ TERM EVER | Sob Consulta
GV4L02N | GV4L02N | DISJ MOT GV4L Mag 2A 50KA EVLINK | 364.14
GV4L02N6 | GV4L02N6 | DISJ MOT GV4L Mag 2A 50KA MOLA | 350.89
GV4L03N | GV4L03N | DISJ MOT GV4L Mag 3.5A 50KA EVLINK | 363.96
GV4L03N6 | GV4L03N6 | DISJ MOT GV4L Mag 3.5A 50KA MOLA | 369.31
GV4L07N | GV4L07N | DISJ MOT GV4L Mag 7A 50KA EVLINK | 370.24
GV4L07N6 | GV4L07N6 | DISJ MOT GV4L Mag 7A 50KA MOLA | 388.76
GV4L115B | GV4L115B | DISJ MOT GV4L Mag 115A 25KA EVLINK | 500.38
GV4L115B6 | GV4L115B6 | DISJ MOT GV4L Mag 115A 25KA MOLA | 520.05
GV4L115N | GV4L115N | DISJ MOT GV4L Mag 115A 50KA EVLINK | 525.35
GV4L115N6 | GV4L115N6 | DISJ MOT GV4L Mag 115A 50KA MOLA | 562.17
GV4L115S | GV4L115S | DISJ MOT GV4L Mag 115A 100KA EVLINK | 588.5
GV4L12N | GV4L12N | DISJ MOT GV4L Mag 12.5A 50KA EVLINK | 389.8
GV4L12N6 | GV4L12N6 | DISJ MOT GV4L Mag 12.5A 50KA MOLA | 409.25
GV4L25B | GV4L25B | DISJ MOT GV4L Mag 25A 25KA EVLINK | 390.32
GV4L25B6 | GV4L25B6 | DISJ MOT GV4L Mag 25A 25KA MOLA | 418.1
GV4L25N | GV4L25N | DISJ MOT GV4L Mag 25A 50KA EVLINK | 410.29
GV4L25N6 | GV4L25N6 | DISJ MOT GV4L Mag 25A 50KA MOLA | 439.01
GV4L50B | GV4L50B | DISJ MOT GV4L Mag 50A 25KA EVLINK | 437.66
GV4L50B6 | GV4L50B6 | DISJ MOT GV4L Mag 50A 25KA MOLA | 468.24
GV4L50N | GV4L50N | DISJ MOT GV4L Mag 50A 50KA EVLINK | 459.5
GV4L50N6 | GV4L50N6 | DISJ MOT GV4L Mag 50A 50KA MOLA | 491.65
GV4L80B | GV4L80B | DISJ MOT GV4L Mag 80A 25KA EVLINK | 484.05
GV4L80B6 | GV4L80B6 | DISJ MOT GV4L Mag 80A 25KA MOLA | 502.67
GV4L80N | GV4L80N | DISJ MOT GV4L Mag 80A 50KA EVLINK | 508.29
GV4L80N6 | GV4L80N6 | DISJ MOT GV4L Mag 80A 50KA MOLA | 543.87
GV4L80S | GV4L80S | DISJ MOT GV4L Mag 80A 100KA EVLINK | 569.25
GV4LE02N | GV4LE02N | DISJ MOT GV4LE Mag 2A 50KA EVLINK | 343.14
GV4LE02N6 | GV4LE02N6 | DISJ MOT GV4LE Mag 2A 50KA MOLA | 344.44
GV4LE02S | GV4LE02S | DISJ MOT GV4LE Mag 2A 100KA EVLINK | 389.41
GV4LE02S6 | GV4LE02S6 | DISJ MOT GV4LE Mag 2A 100KA MOLA | 388.25
GV4LE03N | GV4LE03N | DISJ MOT GV4LE Mag 3.5A 50KA EVLINK | 342.98
GV4LE03N6 | GV4LE03N6 | DISJ MOT GV4LE Mag 3.5A 50KA MOLA | 346.73
GV4LE03S | GV4LE03S | DISJ MOT GV4LE Mag 3.5A 100KA EVLINK | 392.16
GV4LE03S6 | GV4LE03S6 | DISJ MOT GV4LE Mag 3.5A 100KA MOLA | 388.06
GV4LE07N | GV4LE07N | DISJ MOT GV4LE Mag 7A 50KA EVLINK | 342.98
GV4LE07N6 | GV4LE07N6 | DISJ MOT GV4LE Mag 7A 50KA MOLA | 348.29
GV4LE07S | GV4LE07S | DISJ MOT GV4LE Mag 7A 100KA EVLINK | 393.88
GV4LE07S6 | GV4LE07S6 | DISJ MOT GV4LE Mag 7A 100KA MOLA | 388.06
GV4LE115B | GV4LE115B | DIS MT GV4LE MG 115A25KA EVLINK | 353.7
GV4LE115B6 | GV4LE115B6 | DISJ MOT GV4LE Mag 115A 25KA MOLA | 387.93
GV4LE115N | GV4LE115N | DISJ MOT GV4LE Mag 115A 50KA EVLINK | 436.45
GV4LE115N6 | GV4LE115N6 | DISJ MOT GV4LE Mag 115A 50KA MOLA | 495.91
GV4LE115S | GV4LE115S | DISJ MOT GV4LE Mag 115A 100KA EVLINK | 519.41
GV4LE115S6 | GV4LE115S6 | DISJ MOT GV4LE Mag 115A 100KA MOLA | 508.91
GV4LE12N | GV4LE12N | DISJ MOT GV4LE Mag 12.5A 50KA EVLINK | 342.98
GV4LE12N6 | GV4LE12N6 | DISJ MOT GV4LE Mag 12.5A 50KA MOLA | 366.6
GV4LE12S | GV4LE12S | DISJ MOT GV4LE Mag 12.5A 100KA EVLINK | 412.08
GV4LE12S6 | GV4LE12S6 | DISJ MOT GV4LE Mag 12.5A 100KA MOLA | 395.73
GV4LE25B | GV4LE25B | DISJ MOT GV4LE Mag 25A 25KA EVLINK | 320.62
GV4LE25B6 | GV4LE25B6 | DISJ MOT GV4LE Mag 25A 25KA MOLA | 346.32
GV4LE25N | GV4LE25N | DISJ MOT GV4LE Mag 25A 50KA EVLINK | 360.68
GV4LE25N6 | GV4LE25N6 | DISJ MOT GV4LE Mag 25A 50KA MOLA | 450.86
GV4LE25S | GV4LE25S | DISJ MOT GV4LE Mag 25A 100KA EVLINK | 414.77
GV4LE25S6 | GV4LE25S6 | DISJ MOT GV4LE Mag 25A 100KA MOLA | 462.42
GV4LE50B | GV4LE50B | DISJ MOT GV4LE Mag 50A 25KA EVLINK | 328.63
GV4LE50B6 | GV4LE50B6 | DISJ MOT GV4LE Mag 50A 25KA MOLA | 354.95
GV4LE50N | GV4LE50N | DISJ MOT GV4LE Mag 50A 50KA EVLINK | 369.72
GV4LE50N6 | GV4LE50N6 | DISJ MOT GV4LE Mag 50A 50KA MOLA | 462.1
GV4LE50S | GV4LE50S | DISJ MOT GV4LE Mag 50A 100KA EVLINK | 425.17
GV4LE50S6 | GV4LE50S6 | DISJ MOT GV4LE Mag 50A 100KA MOLA | 477.19
GV4LE80B | GV4LE80B | DISJ MOT GV4LE Mag 80A 25KA EVLINK | 336.65
GV4LE80B6 | GV4LE80B6 | DISJ MOT GV4LE Mag 80A 25KA MOLA | 363.59
GV4LE80N | GV4LE80N | DISJ MOT GV4LE Mag 80A 50KA EVLINK | 368.37
GV4LE80N6 | GV4LE80N6 | DISJ MOT GV4LE Mag 80A 50KA MOLA | 473.44
GV4LE80S | GV4LE80S | DISJ MOT GV4LE Mag 80A 100KA EVLINK | 442.58
GV4LE80S6 | GV4LE80S6 | DISJ MOT GV4LE Mag 80A 100KA MOLA | 492.79
GV4LUG | GV4LUG | BORN PARAF/SUP BARR OLH | 30.25
GV4P02N | GV4P02N | DISJ MOT MT BROT 0,8/2A | Sob Consulta
GV4P03N | GV4P03N | DISJ MOT MT BROT 1,4/3,5A | 461.76
GV4P07N | GV4P07N | DISJ MOT MT BROT 2,9/7A | 462.38
GV4P115B | GV4P115B | DISJ MOT GV4P T/M 115A 25KA Elink | 536.67
GV4P115B6 | GV4P115B6 | DISJ MOT GV4P T/M 115A 25KA MOLA | 552.51
GV4P115N | GV4P115N | DISJ MOT GV4P T/M 115A 50KA Elink | 596.68
GV4P115N6 | GV4P115N6 | DISJ MOT GV4P T/M 115A 50KA MOLA | 596.63
GV4P115S | GV4P115S | DISJ MOT GV4P T/M 115A 100KA Elink | 687.78
GV4P12N | GV4P12N | DISJ MOT MT BROT 5/12,5A | 470.37
GV4P25B | GV4P25B | DISJ MOT GV4P T/M 25A 25KA Elink | 441.91
GV4P25B6 | GV4P25B6 | DISJ MOT GV4P T/M 25A 25KA MOLA | 463.96
GV4P25N | GV4P25N | DISJ MOT GV4P T/M 25A 50KA Elink | 489.42
GV4P25N6 | GV4P25N6 | DISJ MOT GV4P T/M 25A 50KA MOLA | 501.14
GV4P50B | GV4P50B | DISJ MOT GV4P T/M 50A 25KA Elink | 451.88
GV4P50B6 | GV4P50B6 | DISJ MOT GV4P T/M 50A 25KA MOLA | 474.47
GV4P50N | GV4P50N | DISJ MOT GV4P T/M 50A 50KA Elink | 499.79
GV4P50N6 | GV4P50N6 | DISJ MOT GV4P T/M 50A 50KA MOLA | 512.39
GV4P80B | GV4P80B | DISJ MOT GV4P T/M 80A 25KA Elink | 486.75
GV4P80B6 | GV4P80B6 | DISJ MOT GV4P T/M 80A 25KA MOLA | 521.35
GV4P80N | GV4P80N | DISJ MOT GV4P T/M 80A 50KA Elink | 526.13
GV4P80N6 | GV4P80N6 | DISJ MOT GV4P T/M 80A 50KA MOLA | 551.99
GV4P80S | GV4P80S | DISJ MOT GV4P T/M 80A 100KA Elink | 631.36
GV4PE02N | GV4PE02N | DISJ MOT MT BBASC 0,8/2A | Sob Consulta
GV4PE02S | GV4PE02S | DISJ MOT MT BBASC 0,8/2A | Sob Consulta
GV4PE03N | GV4PE03N | DISJ MOT MT BBASC1,4/3,5A | Sob Consulta
GV4PE03S | GV4PE03S | DISJ MOT MT BBASC1,4/3,5A | Sob Consulta
GV4PE07N | GV4PE07N | DISJ MOT MT BBASC 2,9/7A | Sob Consulta
GV4PE07S | GV4PE07S | DISJ MOT MT BBASC 2,9/7A | Sob Consulta
GV4PE115B | GV4PE115B | DISJ MOT GV4PE T/M 115A 25KA Elink | 518.68
GV4PE115B6 | GV4PE115B6 | DISJ MOT GV4PE T/M 115A 25KA MOLA | 499.97
GV4PE115N | GV4PE115N | DISJ MOT GV4PE T/M 115A 50KA Elink | 545.18
GV4PE115N6 | GV4PE115N6 | DISJ MOT GV4PE T/M 115A 50KA MOLA | 554.63
GV4PE115S | GV4PE115S | DISJ MOT GV4PE T/M 115A 100KA Elink | 605.73
GV4PE115S6 | GV4PE115S6 | DISJ MOT GV4PE T/M 115A 100KA MOLA | 629.94
GV4PE12N | GV4PE12N | DISJ MOT MT BBASC 5/12,5A | Sob Consulta
GV4PE12S | GV4PE12S | DISJ MOT MT BBASC 5/12,5A | Sob Consulta
GV4PE25B | GV4PE25B | DISJ MOT GV4PE T/M 25A 25KA Elink | 437.07
GV4PE25B6 | GV4PE25B6 | DISJ MOT GV4PE T/M 25A 25KA MOLA | 454.41
GV4PE25N | GV4PE25N | DISJ MOT GV4PE T/M 25A 50KA Elink | 472.05
GV4PE25N6 | GV4PE25N6 | DISJ MOT GV4PE T/M 25A 50KA MOLA | 490.82
GV4PE25S | GV4PE25S | DISJ MOT GV4PE T/M 25A 100KA Elink | 553.23
GV4PE25S6 | GV4PE25S6 | DISJ MOT GV4PE T/M 25A 100KA MOLA | 545.32
GV4PE50B | GV4PE50B | DISJ MOT GV4PE T/M 50A 25KA Elink | 448
GV4PE50B6 | GV4PE50B6 | DISJ MOT GV4PE T/M 50A 25KA MOLA | 465.85
GV4PE50N | GV4PE50N | DISJ MOT GV4PE T/M 50A 50KA Elink | 521.96
GV4PE50N6 | GV4PE50N6 | DISJ MOT GV4PE T/M 50A 50KA MOLA | 503.09
GV4PE50S | GV4PE50S | DISJ MOT GV4PE T/M 50A 100KA Elink | 564.96
GV4PE50S6 | GV4PE50S6 | DISJ MOT GV4PE T/M 50A 100KA MOLA | 559.05
GV4PE80B | GV4PE80B | DISJ MOT GV4PE T/M 80A 25KA Elink | 495.11
GV4PE80B6 | GV4PE80B6 | DISJ MOT GV4PE T/M 80A 25KA MOLA | 477.19
GV4PE80N | GV4PE80N | DISJ MOT GV4PE T/M 80A 50KA Elink | 534.66
GV4PE80N6 | GV4PE80N6 | DISJ MOT GV4PE T/M 80A 50KA MOLA | 515.36
GV4PE80S | GV4PE80S | DISJ MOT GV4PE T/M 80A 100KA Elink | 594.71
GV4PE80S6 | GV4PE80S6 | DISJ MOT GV4PE T/M 80A 100KA MOLA | 572.69
GV4PEM02N | GV4PEM02N | DISJ MOT GV4PE MULT T/M 2A 50KA Elink | 576.53
GV4PEM02N6 | GV4PEM02N6 | DISJ MOT GV4PE MULT T/M 2A 50KA MOLA | 605.35
GV4PEM02S | GV4PEM02S | DIS MOT GV4PE MULT T/M 2A 100KA Elink | 655.47
GV4PEM02S6 | GV4PEM02S6 | DISJ MOT GV4PE MULT T/M 2A 100KA MOLA | 650.88
GV4PEM03N | GV4PEM03N | DIS MOT GV4PE MULTL T/M 3.5A50KA Elink | 605.25
GV4PEM03N6 | GV4PEM03N6 | DISJ MOT GV4PE MULT T/M 3.5A 50KA MOL | 635.52
GV4PEM03S | GV4PEM03S | DIS MOT GV4PE MULT T/M 3.5A100KA Elink | 689.91
GV4PEM03S6 | GV4PEM03S6 | DISJ MOT GV4PE MULT T/M 3.5A 100KA MOL | 658.61
GV4PEM07N | GV4PEM07N | DIS MOT GV4PE MULT T/M 7A 50KA Elink | 635.62
GV4PEM07N6 | GV4PEM07N6 | DISJ MOT GV4PE MULT T/M 7A 50KA MOLA | 667.46
GV4PEM07S | GV4PEM07S | DISJ MOT GV4PE MULT T/M 7A 100KA Elink | 692.53
GV4PEM07S6 | GV4PEM07S6 | DISJ MOT GV4PE MULT T/M 7A 100KA MOLA | 693.25
GV4PEM115B | GV4PEM115B | DIS MOT GV4PE MULT T/M 115A 25KA Elink | 596.22
GV4PEM115B6 | GV4PEM115B6 | DISJ MOT GV4PE MULT T/M 115A 25KA MOLA | 635.62
GV4PEM115N | GV4PEM115N | DISJ MOT GV4PE Mult T/M 115A50KA Elink | 744.64
GV4PEM115N6 | GV4PEM115N6 | DIS MOT GV4PE MULT T/M 115A 50KA MOLA | 735.9
GV4PEM115S | GV4PEM115S | DIS MOT GV4PE MULT T/M 115A100KA Elink | 894.43
GV4PEM115S6 | GV4PEM115S6 | DISJ MOT GV4PE MULT T/M 115A100KA MOL | 889.15
GV4PEM12N | GV4PEM12N | DIS MOT GV4PE MULT T/M 12.5A50KA Elink | 667.46
GV4PEM12N6 | GV4PEM12N6 | DIS MOT GV4PE MULT T/M 12.5A 50KA MOL | 700.85
GV4PEM12S | GV4PEM12S | DIS MOT GV4PE MULT T/M12.5A100KA Elink | 694.92
GV4PEM12S6 | GV4PEM12S6 | DISJ MOT GV4PE MULT T/M 12.5A100KA MOL | 729.66
GV4PEM25B | GV4PEM25B | DISJ MOT GV4PE MULT T/M 25A 25KA Elink | 508.4
GV4PEM25B6 | GV4PEM25B6 | DISJ MOT GV4PE MULT T/M 25A 25KA MOLA | 549.07
GV4PEM25N | GV4PEM25N | DISJ MOT GV4PE MULT T/M 25A 50KA Elink | 605.35
GV4PEM25N6 | GV4PEM25N6 | DISJ MOT GV4PE MULT T/M 25A 50KA MOLA | 635.62
GV4PEM25S | GV4PEM25S | DIS MOT GV4PE MULT T/M 25A 100KA Elink | 731.54
GV4PEM25S6 | GV4PEM25S6 | DISJ MOT GV4PE MULT T/M 25A 100KA MOLA | 768.15
GV4PEM50B | GV4PEM50B | DISJ MOT GV4PE MULT T/M 50A 25KA Elink | 533.78
GV4PEM50B6 | GV4PEM50B6 | DISJ MOT GV4PE MULT T/M 50A 25KA MOLA | 576.43
GV4PEM50N | GV4PEM50N | DISJ MOT GV4PE MULT T/M 50A 50KA Elink | 635.52
GV4PEM50N6 | GV4PEM50N6 | DISJ MOT GV4PE MULT T/M 50A 50KA MOLA | 667.24
GV4PEM50S | GV4PEM50S | DIS MOT GV4PE MULT T/M 50A 100KA Elink | 768.15
GV4PEM50S6 | GV4PEM50S6 | DISJ MOT GV4PE MULT T/M 50A 100KA MOLA | 806.54
GV4PEM80B | GV4PEM80B | DIS MOT GV4PE MULT T/M 80A 25KA Elink | 560.52
GV4PEM80B6 | GV4PEM80B6 | DISJ MOT GV4PE MULT T/M 80A 25KA MOLA | 605.35
GV4PEM80N | GV4PEM80N | DISJ MOT GV4PE MULT T/M 80A 50KA Elink | 667.46
GV4PEM80N6 | GV4PEM80N6 | DISJ MOT GV4PE MULT T/M 80A 50KA MOLA | 700.85
GV4PEM80S | GV4PEM80S | DIS MOT GV4PE MULT T/M 80A 100KA Elink | 806.54
GV4PEM80S6 | GV4PEM80S6 | DISJ MOT GV4PE MULT T/M 80A 100KA MOLA | 846.8
GV5AP03 | GV5AP03 | GV5 DIRECT ROTARY HANDLE BLACK | Descontinuado
GV5P150F | GV5P150F | GV5P150F 3P 36kA Motor Circuit Breaker | 783.14
GV5P150H | GV5P150H | GV5P150H 3P 70kA Motor Circuit Breaker | 962.48
GV5P220F | GV5P220F | GV5P220F 3P 36kA Motor Circuit Breaker | 1175.23
GV5P220H | GV5P220H | GV5P220H 3P 70kA Motor Circuit Breaker | 1420.53
GV5P320F | GV5P320F | DISJ MOT 3P GV5P320F 36kA | Sob Consulta
GV5P320H | GV5P320H | DISJ MOT GV5P320H 3P 70kA | Sob Consulta
GV5P500F | GV5P500F | DISJ MOT 3P GV5P500F 36kA | Sob Consulta
GV5P500H | GV5P500H | DISJ MOT GV5P500H 3P 70kA | Sob Consulta
GV6AP03 | GV6AP03 | Comando rotativo directo preto | Sob Consulta
GV6P320F | GV6P320F | GV6P320F 3P 36kA Motor Circuit Breaker | 2331.11
GV6P320H | GV6P320H | GV6P320H 3P 70kA Motor Circuit Breaker | 2653.5
GV6P500F | GV6P500F | GV6P500F 3P 36kA Motor Circuit Breaker | 2808.81
GV6P500H | GV6P500H | GV6P500H 3P 70kA Motor Circuit Breaker | 3094.89
GV7AB11 | GV7AB11 | BL CONT AUX NA-NF | 54.72
GV7AC01 | GV7AC01 | TAPA-BORNES | 47.27
GV7AC021 | GV7AC021 | LIG EXTR | 11.44
GV7AC022 | GV7AC022 | LIG EXTR | 26.05
GV7AC03 | GV7AC03 | 3 ESPAC POLOS 45MM | 34.46
GV7AC04 | GV7AC04 | SEPARADOR FASES | 20.27
GV7AC05 | GV7AC05 | 2 paíneis isolantes 3P (pas 45 mm) | 20.9
GV7AC06 | GV7AC06 | Kit asociaciOn con tipo LC1F para GV7R | 136.03
GV7AC07 | GV7AC07 | KIT ASSOC GV7/LC1F | 153.99
GV7AE11 | GV7AE11 | CONT AUX NA-NF P-GV7 | 48.27
GV7AP01 | GV7AP01 | COM ROTAT PROL P- GV7 | 135.55
GV7AP02 | GV7AP02 | COM ROTAT PROL P-GV8 | 135.55
GV7AP03 | GV7AP03 | COM ROTAT DIR P- GV7 | 103.47
GV7AP04 | GV7AP04 | COM ROTAT DIR IP40 GV7 | 81.98
GV7AP05 | GV7AP05 | Accessório conversão CCM comando rotativo | 88.73
GV7AS055 | GV7AS055 | DISP EMIS TENS 48VCA | 104.34
GV7AS107 | GV7AS107 | DISP EMIS TENS 110/130VCA | 104.34
GV7AS207 | GV7AS207 | MOD DISP EMIS 220V | 102.16
GV7AS387 | GV7AS387 | MOD DISP EMIS 380V | 102.16
GV7AU055 | GV7AU055 | BOB MIN TENS 48V | 136.91
GV7AU107 | GV7AU107 | DISP MIN TENS 110/130VCA | 136.91
GV7AU207 | GV7AU207 | BOB MIN TENS 240V | 133.36
GV7AU387 | GV7AU387 | BOB MIN TENS 400V | 133.36
GV7RE50 | GV7RE50 | DISJ MOT 30-50A | 631.16
GVAD0101 | GVAD0101 | BL CONT NF+DEF | 18.93
GVAD0110 | GVAD0110 | BL CONT NA+DEF | 18.93
GVAD1001 | GVAD1001 | BL CONT NF+DEF | 18.93
GVAD1010 | GVAD1010 | BL CONT NA+DEF | 18.93
GVAE1 | GVAE1 | BL CONT NA ou NF | 9.97
GVAE11 | GVAE11 | BL CONT NA+NF | 12.4
GVAE113 | GVAE113 | BL CONT NA+NF | 14.29
GVAE20 | GVAE20 | BL CONT NA+NA | 12.4
GVAE203 | GVAE203 | BL CONT AUX FR NA+NA TERM MOL | 14.29
GVAED011 | GVAED011 | BL CONT AUX LAT NF+DEF NA | 17.74
GVAED101 | GVAED101 | BL CONT AUX LAT NA+DEF NA | 17.74
GVAED1013 | GVAED1013 | BL CONT AUX LAT NA+DEF NA term mol | 18.83
GVAM11 | GVAM11 | BL CONT NA-NF | 22.9
GVAN11 | GVAN11 | BL CONT NA+NF LAT | 12.92
GVAN113 | GVAN113 | BL CONT NA+NF LAT | 15.65
GVAN20 | GVAN20 | BL CONT NA+NA LAT | 12.92
GVAN203 | GVAN203 | BL CONT NA+NA LAT | 17.96
GVAPA1 | GVAPA1 | VEIO P/ COM PROL 315MM | 8.54
GVAPB54 | GVAPB54 | MAN P/COM ROTAT PROL IP54 PRET | 30.5
GVAPH02 | GVAPH02 | ARCO FIX GV2 | 30.58
GVAPH03 | GVAPH03 | ARCO FIX GV3 | 35.51
GVAPK11 | GVAPK11 | SUPORTE VEIO | 6.06
GVAPK12 | GVAPK12 | SUPORTE VEIO | 10.27
GVAPL01 | GVAPL01 | ALINHAM LASER | 55.61
GVAPP1 | GVAPP1 | ADAPT UNIV MONT GV2AP | 7.47
GVAPR54 | GVAPR54 | MAN P/ COM ROTAT PROL IP54 VERM | 67.52
GVAPSPT | GVAPSPT | ETIQ SEG PTG | Sob Consulta
GVAS025 | GVAS025 | DISP EMIS 24V | 36.51
GVAS026 | GVAS026 | DISP EMIS TENS 24VCA | 36.51
GVAS055 | GVAS055 | DISP EMIS TENS 48VCA | 36.51
GVAS056 | GVAS056 | DISP EMIS TENS 48VCA | 36.51
GVAS115 | GVAS115 | DISP EMIS TENS 110/115VCA | 36.51
GVAS116 | GVAS116 | DISP EMIS TENS 110/115VCA | 36.51
GVAS125 | GVAS125 | DISP EMIS TENS 127V-50HZ | 36.51
GVAS225 | GVAS225 | DISP EMIS 220V | 36.51
GVAS226 | GVAS226 | DISP EMIS TENS 220/240VCA | 36.51
GVAS385 | GVAS385 | DISP EMIS 400V | 36.51
GVAS386 | GVAS386 | DISP EMIS TENS 380/400VCA | 36.51
GVAS415 | GVAS415 | DISP EMIS TENS 415/440VCA | 36.51
GVAU025 | GVAU025 | DISP MIN TENS 24V | 36.51
GVAU026 | GVAU026 | DISP MIN TENS 24VCA | 36.51
GVAU055 | GVAU055 | DISP MIN TENS 48VCA | 36.51
GVAU056 | GVAU056 | DISP MIN TENS 48VCA | 36.51
GVAU115 | GVAU115 | DISP MIN TENS 110V | 36.51
GVAU116 | GVAU116 | DISP MIN TENS 220/240VCA | 36.51
GVAU225 | GVAU225 | DISP MIN TENS 230V | 36.51
GVAU226 | GVAU226 | DISP MIN TENS 220/240VCA | 36.51
GVAU385 | GVAU385 | DISP MIN TENS 400V | 36.51
GVAU415 | GVAU415 | DISP MIN TENS 415-440VCA | 36.51
GVAU505 | GVAU505 | DISP MIN TENS 500VCA | 36.51
GVAX115 | GVAX115 | DISP MIN TENS 110V INRS | 52.61
GVAX116 | GVAX116 | DSP MIN TENS 110/115VCA | 52.32
GVAX225 | GVAX225 | DISP MIN TENS 230V INRS | 52.61
GVAX226 | GVAX226 | DSP MIN TENS 220/240VCA | 52.32
GVAX385 | GVAX385 | DISP MIN TENS 400V INRS | 52.61
GVAX386 | GVAX386 | DISP MIN TENS 380V INRS | 52.61
GVAX415 | GVAX415 | DISP MIN TENS INRS 415-440VCA | 52.61
GVEAC7 | GVEAC7 | Galaxy V Series Empty Auxiliary Cabinet | 2133.33
GVEBC11 | GVEBC11 | EMPTY BATTERY CABINET 1000MM | 2341.67
GVEBC7 | GVEBC7 | Empty Battery Cabinet, 700mm wide | 2041.67
GVMBB630IEC | GVMBB630IEC | **Galaxy VM Breaker Box 630A IEC | 99999.99
GVMBBB630IEC | GVMBBB630IEC | Galaxy VM Breaker Box 630A IEC | Sob Consulta
GVMBBK630EL | GVMBBK630EL | Galaxy VM Battery Breaker Kit 630A | 1028.33
GVMBP160KHS | GVMBP160KHS | **Galaxy VM 160 kVA UPS Parallel 400-400 | Sob Consulta
GVMCBC2NEC | GVMCBC2NEC | Galaxy VM back up time cabinet | Sob Consulta
GVMCBCABWEL | GVMCBCABWEL | Galaxy VM UPS Battery Cabinet | 2466.67
GVMPB160KHS | GVMPB160KHS | Galaxy VM 160 kVA UPS Parallel | 30508.33
GVMPB200KHS | GVMPB200KHS | Galaxy VM 200 kVA UPS Parallel 400 V | 32408.33
GVMSB160KHS | GVMSB160KHS | Galaxy VM 160 kVA UPS Single 400-400 V w | 31050
GVMSB200KHS | GVMSB200KHS | Galaxy VM 200 kVA UPS Single 400-400 V w | 32950
GVSBBB100K200H | GVSBBB100K200H | Galaxy VS Batt Breaker Box 100-200kW 400 | 1708.33
GVSBBB20K80H | GVSBBB20K80H | Galaxy VS Batt Breaker Box 20-80kW 400V | 1136.67
GVSBBK100K200H | GVSBBK100K200H | Galaxy VS Batt Breaker Kit 100-200kW 400 | 1196.67
GVSBBK20K80H | GVSBBK20K80H | Galaxy VS UPS 80kW 400V for External Bat | 745
GVSBPAR10K30H | GVSBPAR10K30H | Galaxy VS Parallel Maintenance Bypass Pa | 2500
GVSBPAR40K50H | GVSBPAR40K50H | Galaxy VS Parallel Maintenance Bypass Pa | 2775
GVSBPAR60K120H | GVSBPAR60K120H | Galaxy VS Parallel Maintenance Bypass Pa | 4441.67
GVSBPSU20K60H | GVSBPSU20K60H | VS MBP Single-Unit 20-60kW 400V Wmount | 966.67
GVSBPSU80K120H | GVSBPSU80K120H | VS MBP Single-Unit 80-120kW 400V Wmount | 1366.67
GVSCBC10A | GVSCBC10A | Galaxy VS CBC 1000mm IEC With Bat Conf A | 12368.25
GVSCBC10B | GVSCBC10B | Galaxy VS CBC 1000mm IEC With Bat Conf B | 14127.75
GVSCBC7A | GVSCBC7A | Galaxy VS CBC 700mm IEC With Bat Config | 8541.67
GVSCBC7B | GVSCBC7B | Galaxy VS CBC 700mm IEC With Bat Config | 8983.33
GVSCBC7C | GVSCBC7C | Galaxy VS CBC 700mm IEC With Bat Config | 10091.67
GVSOPT001 | GVSOPT001 | Galaxy VS Air Filter Kit for Wide UPS | 180
GVSOPT002 | GVSOPT002 | Galaxy VS Seism Kit Wide UPS or Mod BC | 203.33
GVSOPT006 | GVSOPT006 | Galaxy VS Parallel Communications Kit | 371.67
GVSUPS100KHS | GVSUPS100KHS | UPS 100kW 400V for Ext Batt, Start-up 5x | 18166.67
GVSUPS20KHS | GVSUPS20KHS | UPS 20kW 400V for Ext Batteries, St-up 5 | 9916.67
GVSUPS30KHS | GVSUPS30KHS | UPS 30kW 400V for Ext Batteries, St-up 5 | 11083.33
GVSUPS40KHS | GVSUPS40KHS | UPS 40kW 400V for Ext Batteries, St-up 5 | 11666.67
GVSUPS50KHS | GVSUPS50KHS | UPS 50kW 400V for Ext Batteries, St-up 5 | 12250
GVSUPS60KHS | GVSUPS60KHS | UPS 60kW 400V for Ext Batteries, St-up 5 | 14600
GVSUPS80KHS | GVSUPS80KHS | Galaxy VS Battery Breaker Kit 20-80kW 40 | 16675
GVX1000K1000HS | GVX1000K1000HS | Galaxy VX 1000kVA, 400V | 180741.67
GVXBBB630AH | GVXBBB630AH | Galaxy VX Batt Breaker Box, 630A, IEC | 1950
GVXSBPQQPBE1299629 | GVXSBPQQPBE1299629 | Box, 630A, IEC | 99999.99
GVXSBPQQPBE1299631 | GVXSBPQQPBE1299631 | GVXSBPQ-QPBE12996-31 | 99999.99
GY1620B5 | GY1620B5 | CONT HM 2NA | 120.88
GY2520B5 | GY2520B5 | CONT HM 2NA | Descontinuado
GY2520M5 | GY2520M5 | CONTACTOR HM 2NA | 120.88
GY2530M5 | GY2530M5 | CONT HM 25A 3NA | Sob Consulta
GY2540B5 | GY2540B5 | CONT HM 4MA | Descontinuado
GY2540M5 | GY2540M5 | CONTADOR HM 4NA | 196.51
GY4020M5 | GY4020M5 | CONT INT MOD 40A AC1 2P 220-240VCA | 194.86
GY4030M5 | GY4030M5 | CONT. HM 3NA 230V | Descontinuado
GY4040B5 | GY4040B5 | CONT HM 4NA | 241.66
GY4040M5 | GY4040M5 | CONTADOR | 237.5
GY6340M5 | GY6340M5 | CONT HM 4NA 220V | 332.06
HRCEP14R | HRCEP14R | HRC 14 I/O Expansion module 4DO,2AO/4DI, | 176.03
HRCPBG28R | HRCPBG28R | HRC 28 I/O Blind (8 DI, 8 DO, 8AI, 4AO) | 417.87
HRCPDG42R | HRCPDG42R | HRC 42 I/O Display (12 DI, 12 DO, 12 AI, | 588.87
HU364RB | HU364RB | INTERR HD 600V 200A 3P NEMA3R | 4161.2
HU366R | HU366R | INTERR HD 600V 600A 3P NEMA3R | 11768.71
HUA11397 | HUA11397 | ANILHA M6 CONICA ESTRIADA | 86.75
HUA12053 | HUA12053 | ANILHA M8 CONICA ESTRIADA | 289.05
HUA12587 | HUA12587 | ANILHA M5 - CONICA ESTRIADA | 75.74
HUA12590 | HUA12590 | ANILHA M10 - CONICA ESTRIADA | 382.12
HUA12746 | HUA12746 | ANILHA M12 - CONICA ESTRIADA | 45.89
ID_K60300PROMOPACK | ID_K60300PROMOPACK | iID K 2P 40A 300MA AC | Descontinuado
ID_K60PROMOPACK | ID_K60PROMOPACK | 4 iID K 2P 25A 30MA AC | Descontinuado
ID_RESI940APROMO | ID_RESI940APROMO | 2ID 2P 40A 30mA+2ID 2P 40A 300mA Resi9 | Descontinuado
IMDIFL12 | IMDIFL12 | Localizador VH 12 canales 110-440VAC/DC | 1997.9
IMDIFL12C | IMDIFL12C | Localizador IFL12 con comunicación | 2004.6
IMDIFL12H | IMDIFL12H | Localizador IFL12 para Sector Hospitalar | 2039.1
IMDIFL12MC | IMDIFL12MC | Localizador IFL12 con comunicación y med | 2035.1
IMD-IM10 | IMD-IM10 | Vigilohm IM10 | Descontinuado
IMD-IM10-H | IMD-IM10-H | Vigilohm IM10-H | 1217.7
IMDIM15H | IMDIM15H | VIGILOHM IM15 H | 1343.8
IMD-IM20 | IMD-IM20 | Vigilohm IM20 | 1937.3
IMD-IM20-1700 | IMD-IM20-1700 | Platina HV-IM20 | 608.9
IMD-IM20-H | IMD-IM20-H | Vigilohm IM20-H | 2047.9
IMD-IM400 | IMD-IM400 | Vigilohm IM400 | 3542.4
IMD-IM400-1700 | IMD-IM400-1700 | Platina HV-IM400 | 686.3
IMD-IM400-1700C | IMD-IM400-1700C | PLATINA ADAPTAÇ. P/ IM400C | 693.5
IMD-IM400C | IMD-IM400C | VIGILOHM IM400C | 4400
IMD-IM400VA2 | IMD-IM400VA2 | PLATINA ADAPTAÇ. P/ IM400C | 1155.2
IMD-IM9 | IMD-IM9 | Vigilohm IM9 | 658.6
IMD-IM9-OL | IMD-IM9-OL | Vigilohm IM9-OL | 719.5
IMDLRDH | IMDLRDH | OPERATION THEATER DISPLAY | 998
IMT22014 | IMT22014 | 5xBucim IP68 M32 (15-21mm) | 7.85
IMT22022 | IMT22022 | 5xBucim IP68 M16 (4-8mm) Cinzento | 2.72
IMT22027 | IMT22027 | 5xBucim IP68 M20 (6-12mm) (x 5) | 3.56
IMT22035 | IMT22035 | 5xBucim IP68 M20 (6-12mm) (x 5) | 5.13
IMT22081 | IMT22081 | Pack 5 réguas de junção Preto | 4.84
IMT33136 | IMT33136 | Enrolador 15m HO5VVF 3G1.5 IP44 Schuko | 24.37
IMT47209 | IMT47209 | Mureva FL 20W 6500K, IP65 230V | 26.76
IMT47211 | IMT47211 | Mureva FL 30W 6500K, IP65 230V | 40.15
IMT47213 | IMT47213 | Mureva FL 50W 6500K, IP65 230V | 53.53
IMT47215 | IMT47215 | Mureva FL 100W 6500K, IP65 230V | 147.25
IMT47217 | IMT47217 | Mureva FL 20W 6500K, IP44 IR Sensor 230V | 40.15
IMT47219 | IMT47219 | Mureva FL 30W 6500K, IP44 IR Sensor 230V | 53.53
IMT47221 | IMT47221 | Mureva FL 50W 6500K, IP44 IR Sensor 230V | 66.91
IMT47225 | IMT47225 | Thorsman WL 20W, IP65 Contour Plug 230V | 44.59
IMT47226 | IMT47226 | Thorsman WL 30W, IP65 Contour Plug 230V | 53.53
IMT47238 | IMT47238 | Thorsman Mini Hand Light 220lm | 37.16
IMT47239 | IMT47239 | Thorsman Head Light 250lm | 59.48
INT.MOD-KNX500TCP | INT.MOD-KNX500TCP | GATEWAY MODBUS-TCP KNX 500 P CONTROLO | 2233.42
IR-300 | IR-300 | TC3xx IR Remote Control | 63.8
ISERE12CF | ISERE12CF | INT ISERE 1200A 4P | Descontinuado
ISM10204P | ISM10204P | TAMPA FINAL 95X55 OPTILINE BR | 4.75
ISM10504P | ISM10504P | TMP OPTILINE 2C 185X55 | 6.4
ISM10554 | ISM10554 | TAMPA FINAL OPTILINE 2 COMP.ALU 185X55 | 21.17
ISM10902 | ISM10902 | SEPARADOR DE CABOS OPTILINE | 4.88
ISM10905P | ISM10905P | TIRA DE ACAB OPTILINE | 8.83
ISM10908 | ISM10908 | ALICATE CORTE OPTILINE 70 | 77.21
ISM10952 | ISM10952 | CLIP LIGACAO A TERRA OPTILINE | 1.06
ISM10953 | ISM10953 | KIT DE LIGACAO A TERRA OPTILINE AMR | 3.47
ISM10954 | ISM10954 | KIT DE LIGACAO A TERRA OPTILINE VRD | 3.47
ISM10955 | ISM10955 | PECA DE LIG. TERRA E UNIR CALHA DE ALU | 6.23
ISM11100P | ISM11100P | OPTILINE 1 C PVC 80X55 | 17.95
ISM11101P | ISM11101P | ANG INT OPT 1C PVC 80X55 | 8.82
ISM11102P | ISM11102P | ANG EXT OPT 1C PVC 80X55 | 19.02
ISM11103P | ISM11103P | ANG PLANO OP 1C PVC 80X55 | 9.35
ISM11104P | ISM11104P | TAMPA OPTIL 1C PVC 80X55 | 4.51
ISM11105P | ISM11105P | RMT TETO OP 1C PVC 80X55 | 8.27
ISM11106P | ISM11106P | CONJ UN OPTI 1C PVC 80X55 | 4.96
ISM11107P | ISM11107P | DERIVACAO T OPTIL PVC | 8.79
ISM11150 | ISM11150 | CALHA OPTILINE 1 COMP. ALUMINIO 80X55 | 91.71
ISM11151 | ISM11151 | ANG. INT. OPTILINE 1 COMP. ALU 80X55 | 21.19
ISM11152 | ISM11152 | ANG. EXT. OPTILINE 1 COMP. ALU 80X55 | 30.28
ISM11153 | ISM11153 | ANG. PLANO OPTILINE 1 COMP. ALU 80X55 | 23.97
ISM11154 | ISM11154 | TMP FINAL OPTILINE 1 COMP. ALU 80X55 | 9.92
ISM11155 | ISM11155 | REM. PAR./TECTO OPT. 1 COMP. ALU 80X55 | 12.28
ISM11156 | ISM11156 | CONJ. UNIAO OPTILINE 1 COMP. ALU 80X55 | 11.03
ISM11157 | ISM11157 | DERIVACAO T OPTILINE ALUMINIO | 18.24
ISM11200P | ISM11200P | CALHA OPTILINE PVC 95X55 BR | 18.75
ISM11201P | ISM11201P | ANG INT OP 1 C PVC 95X55 | 8.94
ISM11202P | ISM11202P | ANG EXT OP 1 C PVC 95X55 | 9.38
ISM11203P | ISM11203P | ANG PLANO OP 1C PVC 95X55 | 12.13
ISM11205P | ISM11205P | REM TETO 1C OP PVC 95X55 | 7.74
ISM11206P | ISM11206P | CONJ UNI 1C OP PVC 95X55 | 5.19
ISM11250 | ISM11250 | CALHA OPTILINE 1 COMP. ALUMINIO 95X55 | 102.03
ISM11251 | ISM11251 | ANG INT OPTILINE 1 COMP. ALU 95X55 | 23.5
ISM11252 | ISM11252 | ANG EXT OPTILINE 1 COMP. ALU 95X55 | 23.72
ISM11253 | ISM11253 | ANG PLANO OPTILINE 1 COMP. ALU 95X55 | 21.39
ISM11254 | ISM11254 | TAMPA FINAL OPTILINE 1 COMP. ALU 95X55 | 19.07
ISM11255 | ISM11255 | REM PAR./TECTO 1 COMP OPTI ALU 95X55 | 11.8
ISM11256 | ISM11256 | CONJ UNIAO 1 COMP. OPTI ALU PVC 95X55 | 12.09
ISM11300P | ISM11300P | OPTIL 1C PVC 120X55 | 20.25
ISM11301P | ISM11301P | ANG INT 1C PVC 120X55 | 9.15
ISM11302P | ISM11302P | ANG EXT 1C PVC 120X55 | 29.56
ISM11303P | ISM11303P | ANG PLANO 1C PVC 120X55 | 22.26
ISM11304P | ISM11304P | TMP 1C PVC 120X55 | 8.18
ISM11305P | ISM11305P | REM TETO 1C PVC 120X55 | 8.58
ISM11306P | ISM11306P | UNIÃO 1C PVC 120X55 | 5.63
ISM11350 | ISM11350 | CALHA OPTILINE 1 COMP. ALUMINIO 120X55 | 108.9
ISM11351 | ISM11351 | ANG INT OPTILINE 1 COMP. ALU 120X55 | 68.89
ISM11352 | ISM11352 | ANG EXT OPTILINE 1 COMP ALU 120X55 | 68.89
ISM11353 | ISM11353 | ANG PLANO OPTILINE 1 COMP. ALU 120X55 | 25.28
ISM11354 | ISM11354 | TMP FINAL OPTILINE 1 COMP. ALU 120X55 | 18.73
ISM11355 | ISM11355 | REM. PAR./TECTO OPTI.1 COMP.ALU 120X55 | 12.49
ISM11356 | ISM11356 | CONJ. UNIAO OPTILINE 1 COMP.ALU 120X55 | 13.29
ISM11400P | ISM11400P | CALHA 2 C PVC 155X55 | 29.15
ISM11401P | ISM11401P | ANG INT 2 C PVC 155X55 | 9.5
ISM11402P | ISM11402P | ANG EXT 2 C PVC 155X55 | 9.82
ISM11403P | ISM11403P | ANG PLANO 2C PVC 155X55 | 13.35
ISM11404P | ISM11404P | TMP 2 C PVC 155X55 | 6.34
ISM11405P | ISM11405P | REM TETO 2C PVC 155X55 | 9.23
ISM11406P | ISM11406P | CONJ UNIAO 2C PVC 155X55 | 5.95
ISM11450 | ISM11450 | CALHA OPTILINE 2 COMP. ALUMINIO 155X55 | 137.25
ISM11451 | ISM11451 | ANG INT OPTILINE 2 COMP ALU 155X55 | 29.24
ISM11452 | ISM11452 | ANG EXT OPTILINE 2 COMP. ALU 155X55 | 29.24
ISM11453 | ISM11453 | ANG PLANO OPTILINE 2 COMP. ALU 155X55 | 35.64
ISM11454 | ISM11454 | TMP FINAL OPTILINE 2 COMP. ALU 155X55 | 17.17
ISM11455 | ISM11455 | REM PAR./TECTO OPTI 2 COMP. ALU 155X55 | 13.31
ISM11456 | ISM11456 | CONJ UNIAO OPTILINE 2 COMP. ALU 155X55 | 14.48
ISM11500P | ISM11500P | CALHA 2 C PVC 185X55 | 33.12
ISM11501P | ISM11501P | ANG INT 2C PVC 185X55 | 9.67
ISM11502P | ISM11502P | ANG EXT 2 C PVC 185X55 | 10.59
ISM11503P | ISM11503P | ANG PLANO 2C PVC 185X55 | 15.35
ISM11505P | ISM11505P | REM TETO 2C PVC 185X55 | 10.58
ISM11506P | ISM11506P | CONJ UNIAO 2C PVC 185X55 | 6.28
ISM11550 | ISM11550 | CALHA OPTILINE 2 COMP. ALUMINIO 185X55 | 169.7
ISM11551 | ISM11551 | ANG. INT OPTILINE 2 COMP ALU 185X55 | 29.75
ISM11552 | ISM11552 | ANG. EXT OPTILINE 2 COMP. ALU 185X55 | 31.23
ISM11553 | ISM11553 | ANG PLANO OPTILINE 2 COMP. ALU 185X55 | 39.58
ISM11555 | ISM11555 | REM PAR./TECTO OPTI 2 COMP. ALU 185X55 | 14.76
ISM11556 | ISM11556 | CONJ UNIAO OPTILINE 2 COMP. ALU 185X55 | 15.8
ISM11900P | ISM11900P | TAMPA FRONT OPTILINE PVC | 7.54
ISM11901 | ISM11901 | RETENTOR DE CABOS OPTILINE | 7.49
ISM11903P | ISM11903P | REMATE UNIAO TAMPA FR PVC | 8.61
ISM11904 | ISM11904 | PECA INTERNA DE UNIAO PVC | 2.06
ISM11950 | ISM11950 | TAMPA FRONTAL OPTILINE ALUMINIO | 20.55
ISM11951 | ISM11951 | REMATE UNIAO TMP FRONTAL ALUMINIO | 9
ISM15000P | ISM15000P | ADAP CALHA DIN OPTILIN BR | 22.97
ISM15003 | ISM15003 | ADAPTADOR OPTILINE P/APARELHAGEM 60MM | 3.79
ISM15004 | ISM15004 | BORNE DE LIGACAO RAPIDA | 1.44
ISM15006 | ISM15006 | ADAPTADOR MOUDULAR ALUMINIO | 41.57
ISM15010 | ISM15010 | CX PROT. MEC MODULO SIMPLES OPTILINE | 6.51
ISM15011 | ISM15011 | CAIXA PROT. MEC. MOD. DUPLO | 9.57
ISM15100P | ISM15100P | ADAPT SIMPLES 45X45 BR UN | 6.41
ISM15101P | ISM15101P | ADAPT DUPLO 45X45 BR UN | 7.88
ISM15102P | ISM15102P | ADAPT TRIPLO 45X45 BR UN | 15.78
ISM15200P | ISM15200P | BAST MOD SIMP BR P/UNICA | Descontinuado
ISM15201P | ISM15201P | BAST MOD DUPLO BR P/UNICA | 6.61
ISM15205 | ISM15205 | BAST. MOD. SIMPLES OPT. ALU. P/UNICA | 8.58
ISM15206 | ISM15206 | ADAPTADOR P-2XUNICA ALUMINIO | 9.02
ISM20500 | ISM20500 | COLUNA FIXA 1 FACE 3.1-3.5M | 385.58
ISM20501 | ISM20501 | COLUNA FIXA 1 FACE 4,1-4,5M | 501.27
ISM20505 | ISM20505 | COLUNA FIXA DUPLA FACE 3M | 624.53
ISM20506 | ISM20506 | COLUNA FIXA 2 FACES 4,1-4,5M | 690.41
ISM20511 | ISM20511 | COLUNA FIXA C/1CALHA 3,4-3,8M | Descontinuado
ISM20520 | ISM20520 | COLUNA MOVEL 1 FACE | 350.88
ISM20521 | ISM20521 | COLUNA MOVEL 2 FACES | 516.16
ISM20550P | ISM20550P | REMATE T FALSO COL 1 FAC | 6.5
ISM20551P | ISM20551P | REMATE T FALSO COL 2 FAC | 5.95
ISM20552P | ISM20552P | REMATE T FALSO COL 65MM | 6.28
ISM20553 | ISM20553 | SISTEMA FIXACAO CALHA P/COLUNAS FIXAS | 236.08
ISM20554 | ISM20554 | SISTEMA FIXACAO CALHA P/COLUNAS C/C | 188.98
ISM20555 | ISM20555 | PERFIL DE SEPARACAO P/COLUNAS BRC | 17.02
ISM20601 | ISM20601 | M-COL 1 F C/E S-C DE ALU 333X100X153 | 128.55
ISM20604 | ISM20604 | M-COL 1 F C/E S-C DE ALU 613X100X153 | 130.78
ISM20605 | ISM20605 | M-COL 1 F C/E S-C DE PVC 613X100X153 | 135.67
ISM20606 | ISM20606 | **MINI-COLUNA 2 FACES 2 ADAPTADORES | 117.5
ISM20607 | ISM20607 | M-COL 2 F C/E S-C DE ALU 333X100X153 | 131.5
ISM20608 | ISM20608 | M-COL 2 F C/E S-C DE PVC 333X100X153 | 136.39
ISM20609 | ISM20609 | **MINI-COLUNA 2 FACE 4 ADAPTADORES | 143.83
ISM20610 | ISM20610 | M-COL 2 F C/E S-C DE ALU 613X100X153 | 160.6
ISM20611 | ISM20611 | M-COL 2 F C/E S-C DE PVC 613X100X153 | 156.02
ISM20650 | ISM20650 | B C/ENT S-CABOS P/MINI-COL 1 FACE ALU | 61.04
ISM20651 | ISM20651 | B C/ENT S-CABOS P/MINI-COL 2 FACES ALU | 63.41
ISM20652 | ISM20652 | B C/ENT S-CABOS P/MINI-COL 1 FACE PVC | 55.49
ISM20653 | ISM20653 | B C/ENT S-CABOS P/MINI-COL 2 FACES PVC | 63.41
ISM20660 | ISM20660 | CALHA SALVA CABOS ALU | 176.72
ISM20700 | ISM20700 | P TRAB SECRETARIA 2 MODULOS 90X45 ALU | 93.44
ISM20701 | ISM20701 | P TRAB SECRETARIA 3 MODULOS 90X45 ALU | 98.64
ISM20702 | ISM20702 | P TRAB SECRETARIA 4 MODULOS 90X45 ALU | 110.28
ISM20711 | ISM20711 | P SECR ROT 6XT. UNICA+100MB ETH SWITCH | 1594.41
ISM20712 | ISM20712 | P SECR ROT.6XT.UNICA+100MB ETH SW+VGA | 2036.62
ISM20720 | ISM20720 | POP UP C/6X RJ45+6X TOM. C.+1X SWITCH | 1923.78
ISM20750 | ISM20750 | TMP LAT ESQ P/ENTR TUBO FLEXIVEL 25MM | 48.99
ISM20751 | ISM20751 | TMP LAT DTA P/ENTR TUBO FLEXIVEL 25MM | 40.83
ISM20752 | ISM20752 | SUPORTE FIXACAO SECRETARIA | 37.2
ISM20800 | ISM20800 | C ALIMENTACAO CIRCULAR ALU ANODIZADO | 218.1
ISM20801P | ISM20801P | COL ALIM. CIRCULAR MOVEL | 382.52
ISM20802 | ISM20802 | REMATE MESA ALU | 40.99
ISM20803P | ISM20803P | REMATE MESA BRC | 40.52
ISM20804 | ISM20804 | ADAPTADOR TECTO ALU | 22.16
ISM20805P | ISM20805P | ADAPTADOR TETO BRC | 17.43
ISM20806 | ISM20806 | TUBO FLEXIVEL COR ALUMINIO | 34.94
ISM20807 | ISM20807 | TUBO FLEXIVEL BRC NCS | 24.79
ISM20808 | ISM20808 | BASE REDONDA P/COLUNAS MOVEIS | 157.64
ISM20809 | ISM20809 | BASE RECTANGULAR P/COLUNAS MOVEIS | 157.64
ISM20812P | ISM20812P | REMATE TETO FALSO | 14.7
ISM20813 | ISM20813 | SISTEMA FIXACAO CALHA P/COLUNAS MOVEIS | 63.24
ISM20815 | ISM20815 | SIST FIXACAO KANALIS P/COLUNAS MOVEIS | 52.41
ISM20816 | ISM20816 | SUPORTE FIXACAO TECTO COL. MOVEIS | 57.29
ISM20817 | ISM20817 | CALHA SALVA CABOS PVC 18X75 2M | 11.33
ISM20818 | ISM20818 | UNIAO SALVA CABOS PVC 20X50 | 1.75
ISM20819 | ISM20819 | CURVA SALVA CABOS PVC 20X120X120 | 2.35
ISM20824 | ISM20824 | FITA DECORATIVA LARANJA | 21.68
ISM50320 | ISM50320 | CUBA CHAO TECNICO P-CX 2 MODULOS | 22.84
ISM50322 | ISM50322 | C. CHAO P- CX 2 MOD. CALHA 200MM | 157.79
ISM50330 | ISM50330 | C. CHAO P- CX 3 e 4 MOD. | 21.63
ISM50332 | ISM50332 | C. CHAO P- CX 3 e 4 MOD. CALHA 200MM | 145.64
ISM50333 | ISM50333 | C. CHAO P- CX 3 e 4 MOD. CALHA 350MM | Descontinuado
ISM50392 | ISM50392 | PLACA ADAPTADORA CUBA CHAO METALICA | 3.37
ISM50393 | ISM50393 | PLACA ADAPTADORA CUBA CHAO METALICA | 7.02
ISM50394 | ISM50394 | PL. CEGA P-CUBA CHAO METALICA 350 mm | 3.35
ISM50395 | ISM50395 | PL. CEGA P-CUBA CHAO METALICA 350 mm | 6.67
ISM50520 | ISM50520 | TAMPA P- CX CHAO 2 MODULOS | 27.63
ISM50524 | ISM50524 | CAIXA CHAO PLAST. 2 MOD DUPLOS-4 MOD. UN | 54.92
ISM50530 | ISM50530 | TAMPA P- CX CHAO 3 E 4 MODULOS | 30.85
ISM50536 | ISM50536 | CAIXA CHAO PLAST. 3 MOD DUPLOS-6 MOD. | 56.12
ISM50538 | ISM50538 | CAIXA CHAO PLAST. 4 MOD DUPLOS-8 MOD. UN | 63.88
ISM50800 | ISM50800 | CAIXA PROT.-MEC. P-CX CHAO 2 E 3 MOD. | 5.03
ISM50801 | ISM50801 | CAIXA PROT.-MEC. P-CX CHAO 4 MOD. | 4.91
ISM50805 | ISM50805 | CHASSIS P-CX 2 E 3 MODULOS | 4.06
ISM50806 | ISM50806 | CHASSIS P-CX 4 MODULOS | 4.65
ISM50807 | ISM50807 | TAMPA ENCASTRAR P- CX CHAO 2 MODULOS | 16.09
ISM50808 | ISM50808 | TAMPA ENCASTRAR P-CX CHAO 3 E 4 MOD. | 16.09
ISM50823 | ISM50823 | GARRAS P FIXACAO CX CHAO | 7.77
ISM60015 | ISM60015 | BUCHA TP 6X30 VERMELHO | 7.51
ISM60016 | ISM60016 | BUCHA TP 8X45 CASTANHO | 12.75
ISM60030 | ISM60030 | PARAFUSOS C/BUCHA TPS 6/5X35 | 30.77
ISM60046 | ISM60046 | PARAFUSOS PHILIPS TSC-33 | 9.07
ISM60047 | ISM60047 | P P/CABO ISOLADO CABECA PHILIPS TGS-51 | 4.47
ISM60060 | ISM60060 | ANILHA DER PROTECCAO | 45.51
ISM71501 | ISM71501 | Prensaestopa con tuerca M12 | 1.85
ISM71502 | ISM71502 | Prensaestopa con tuerca M16 | 1.84
ISM71503 | ISM71503 | Prensaestopa con tuerca M20 | 2.16
ISM71504 | ISM71504 | Prensaestopa con tuerca M25 | 4.13
ISM71505 | ISM71505 | Prensaestopa con tuerca M32 | 7.28
ISVT40KH4B4S | ISVT40KH4B4S | **APC AIS 3000 40kVA 400V w/4 Batt. Modu | 16965.38
ISVTF40KB4H | ISVTF40KB4H | **APC AIS 3000 Frame 40kVA 400V w/4 Batt | Sob Consulta
ISX0000984981-007 | ISX0000984981-007 | **Solucao ISX Credibom | Sob Consulta
ISX0000998315-0006 | ISX0000998315-0006 | **Solucao ISX Novabase_Alfandegas | Sob Consulta
ISX0001030883-0001 | ISX0001030883-0001 | **Solucao ISX Novabase_ENE_2nd | Sob Consulta
ISX0001034363-0010 | ISX0001034363-0010 | **Solucao ISX Hospital Sr Bonfim 1 | Sob Consulta
ISX0001034420-0005 | ISX0001034420-0005 | **Solucao ISX Hospital Sr Bonfim 2 | Sob Consulta
JUAV0115B | JUAV0115B | TRANE_JUPITER 6,2 KW | 99999.99
JUAV0125A | JUAV0125A | TRANE_JUPITER 6,2 KW | 99999.99
JUAV0133A | JUAV0133A | TRANE_JUPITER 6,2 KW | 99999.99
KAD1PZ | KAD1PZ | PUNHO P- V02-V2 | 9.89
KAE1BZ | KAE1BZ | PUNHO P-VN12 A V2 | 12.38
KAF1PZ | KAF1PZ | PUNHO P- VBF02-2 | 9.99
KAF2PZ | KAF2PZ | PUNHO P- VBF3-4 | 10.71
KAF3PZ | KAF3PZ | PUNHO P- V5-V6 | 39.33
KBA25ABG4W | KBA25ABG4W | CX ALIM 25A 3F+N+PE ESQ | 43.2
KBA25ED2300W | KBA25ED2300W | EL. 25A3M F+N+PE TRANSP | 94.7
KBA25ED2302W | KBA25ED2302W | ELEM 25A 3M F+N+PE 2 DER LAC | 81.93
KBA25ED2303TW | KBA25ED2303TW | ELEM 25A 3M F+N+PE 3 DER TEL LAC | 348.07
KBA25ED2303W | KBA25ED2303W | ELEM 25A 3M F+N+PE 3 DER LAC | 84.81
KBA25ED2305TW | KBA25ED2305TW | EL. 25A3M F+N+PE 5DER T | 508.77
KBA25ED2305W | KBA25ED2305W | ELEM 25A 3M F+N+PE 5 DER | 91.13
KBA25ED4202W | KBA25ED4202W | ELEM. RECTO 2M, 25A TETRA, 2DERIV | 113.11
KBA25ED4300W | KBA25ED4300W | ELEM 25A 3M 3F+N+PE TRANSPORTE | 105.41
KBA25ED4302W | KBA25ED4302W | ELEM 25A 3M 3F+N+PE 2 DER LEC | 93.81
KBA25ED4303TW | KBA25ED4303TW | ELEM 25A 3M 3F+N+PE 3 DER TEL LAC | 360.89
KBA25ED4303W | KBA25ED4303W | ELEM 25A 3M 3F+N+PE 3 DER LAC | 96.72
KBA25ED4305TW | KBA25ED4305TW | EL. 25A3M 3F+N+PE 5DER T | 520.71
KBA25ED4305W | KBA25ED4305W | ELEM 25A 3M 3F+N+PE 5 DER | 102.66
KBA40ABD4TW | KBA40ABD4TW | CX ALIM DIR 40A 3F+N+PE TEL LAC | 220.26
KBA40ABD4W | KBA40ABD4W | CX ALIM DIR 40A 3F+N+PE LAC | 115.45
KBA40ABG4TW | KBA40ABG4TW | CX ALIM ESQ 40A 3F+N+PE TEL LAC | 152.2
KBA40ABG4W | KBA40ABG4W | CX ALIM ESQ 40A 3F+N+PE LAC | 76.17
KBA40ABT4W | KBA40ABT4W | CX ALIM CENTRAL 40A LAC | 971.2
KBA40AF | KBA40AF | TAMPA DE FECHO 40A | Sob Consulta
KBA40DF405TW | KBA40DF405TW | ELEM FLEX 40A 0.5M 3F+N TEL LAC | 380.63
KBA40DF405W | KBA40DF405W | ELEM FLEX 40A 0.5M 3F+N LAC | 308.32
KBA40DF420TW | KBA40DF420TW | ELEM FLEX 40A 2M 3F+N TEL LAC | 584.82
KBA40DF420W | KBA40DF420W | ELEM FLEX 40A 2M 3F+N LAC | 503.61
KBA40ED2203TW | KBA40ED2203TW | ELEM. RECTO 2M, 40A BI, TEL | 378.86
KBA40ED2203W | KBA40ED2203W | ELEM 40A 2M F+N+PE 3DER | 117.61
KBA40ED2300W | KBA40ED2300W | EL. 40A 3M F+N+PE TRANSP | 109.57
KBA40ED2303TW | KBA40ED2303TW | ELEM 40A 3M F+N+PE 3 DER TEL LAC | 365.66
KBA40ED2303W | KBA40ED2303W | ELEM 40A 3M F+N+PE 3 DER LAC | 99.05
KBA40ED2305TW | KBA40ED2305TW | EL. 40A3M F+N+PE 5DER T | 527.35
KBA40ED2305W | KBA40ED2305W | EL. 40A 3M F+N+PE 5DER | 103.45
KBA40ED4203TW | KBA40ED4203TW | ELEM 40A 2M 3F+N+PE 3 DER TEL LAC | 402.76
KBA40ED4203W | KBA40ED4203W | ELEM 40A 2M 3F+N+PE 3 DER LAC | 138.41
KBA40ED4300W | KBA40ED4300W | EL. 40A3M 3F+N+PE TRANSP | 143.03
KBA40ED4303TW | KBA40ED4303TW | ELEM 40A 3M 3F+N+PE 3 DER TEL LAC | 401.48
KBA40ED4303W | KBA40ED4303W | ELEM 40A 3M 3F+N+PE 3 DER LAC | 128.83
KBA40ED4305TW | KBA40ED4305TW | EL. 40A3M3F+N+PE 5DER T | 561.57
KBA40ED4305W | KBA40ED4305W | ELEM 40A 3M 3F+N+PE 5 DER | 134.93
KBA40EDA20W | KBA40EDA20W | ELEMENTO 40A VAZIO 2M LAC | 108.38
KBA40ZFG2 | KBA40ZFG2 | SUPORTE PARA CALHA DE CABOS | Sob Consulta
KBA40ZFPU | KBA40ZFPU | FIXACAO UNIVERSAL REGULAVEL | Sob Consulta
KBA40ZFSUW | KBA40ZFSUW | FIX UNIVERSAL CABO DE AÇO | 37.69
KBA40ZFU2W | KBA40ZFU2W | FIXACAO UNIVERSAL DUPLA LAC | 253.28
KBA40ZFUW | KBA40ZFUW | FIXAÇAO UNIVERSAL | 5.88
KBB25ED22300W | KBB25ED22300W | EL. 25A3M2x(F+N+PE)TRANSP | 227.4
KBB25ED22305TW | KBB25ED22305TW | ELEM 25A 3M 2x F+N+PE 3+2 DER TEL LAC | 390.04
KBB25ED22305W | KBB25ED22305W | ELEM 25A 3M 2x F+N+PE 3+2 DER LAC | 218.85
KBB25ED2300W | KBB25ED2300W | EL. 25A 3M F+N+PE TRANSP | 170.15
KBB25ED2303TW | KBB25ED2303TW | ELEM 25A 3M F+N+PE 3 DER TEL LAC | 371.88
KBB25ED2303W | KBB25ED2303W | ELEM 25A 3M F+N+PE 3 DER LAC | 170.08
KBB25ED42300W | KBB25ED42300W | E 25A3M3F+N+PE+F+N+PE TRA | 239.64
KBB25ED42305W | KBB25ED42305W | ELEM 25A 3M TRI+MONO 3+2 DER LAC | 228.78
KBB25ED4300W | KBB25ED4300W | EL. 25A 3M 3F+N+PE TRANSP | 182.09
KBB25ED4303TW | KBB25ED4303TW | ELEM 25A 3M 3F+N+PE 3 DER TEL LAC | 384.78
KBB25ED4303W | KBB25ED4303W | ELEM 25A 3M 3F+N+PE 3 DER LAC | 183.85
KBB25ED44300W | KBB25ED44300W | EL. 25A3M2x(3F+N+PE)TRANS | 251.7
KBB25ED44305TW | KBB25ED44305TW | ELEM 25A 3M 2x 3F+N+PE 3+2DER TEL LAC | 499.78
KBB25ED44305W | KBB25ED44305W | ELEM 25A 3M 2x 3F+N+PE 3+2 DER LAC | 239.15
KBB40ABD44TW | KBB40ABD44TW | CX ALIM DIR 40A 2x 3F+N+PE TEL LAC | 192.74
KBB40ABD4TW | KBB40ABD4TW | CX ALIM DIR 40A 3F+N+PE TEL LAC | 165.52
KBB40ABD4W | KBB40ABD4W | CX ALIM DIR 40A 3F+N+PE LAC | 100.81
KBB40ABG44TW | KBB40ABG44TW | CX ALIM ESQ 40A 2x 3F+N+PE TEL LAC | 183.85
KBB40ABG44W | KBB40ABG44W | CX ALIM ESQ 40A 2x 3F+N+PE LAC | 96.42
KBB40ABG4TW | KBB40ABG4TW | CX ALIM ESQ 40A 3F+N+PE TEL LAC | 146.58
KBB40ABG4W | KBB40ABG4W | CX ALIM ESQ 40A 3F+N+PE LAC | 79.56
KBB40ABT44W | KBB40ABT44W | CX ALIM CENTRAL 40A 2x 3F+N+PE LAC | 1650.56
KBB40ABT4W | KBB40ABT4W | CX ALIM CENTRAL 40A 3F+N+PE LAC | 1411.16
KBB40AF | KBB40AF | TAMPA DE FECHO 40A | Sob Consulta
KBB40DF405TW | KBB40DF405TW | ELEM FLEX 40A 0.5M 3F+N TEL LAC | 450.23
KBB40DF405W | KBB40DF405W | ELEM FLEX 40A 0.5M 3F+N LAC | 364.68
KBB40DF420TW | KBB40DF420TW | ELEM FLEX 40A 2M 3F+N TEL LAC | 651.93
KBB40DF420W | KBB40DF420W | ELEM FLEX 40A 2M 3F+N LAC | 540.26
KBB40DF4405TW | KBB40DF4405TW | ELEM FLEX 40A 0.5M 2x 3F+N TEL LAC | 508.67
KBB40DF4405W | KBB40DF4405W | ELEM FLEX 40A 0.5M 2x 3F+N LAC | 421.48
KBB40DF4420TW | KBB40DF4420TW | ELEM FLEX 40A 2M 2x 3F+N TEL LAC | 751.79
KBB40DF4420W | KBB40DF4420W | ELEM FLEX 40A 2M 2x 3F+N LAC | 643.6
KBB40ED2202TW | KBB40ED2202TW | ELEM 40A 2M F+N+PE 2 DER TEL LAC | 339.69
KBB40ED2202W | KBB40ED2202W | ELEM 40A 2M F+N+PE 2 DER LAC | 158.74
KBB40ED22203TW | KBB40ED22203TW | ELEM 40A 2M 2x F+N+PE 2+1 DER TEL LAC | 494.23
KBB40ED22203W | KBB40ED22203W | ELEM 40A 2M 2x F+N+PE 2+1 DER LAC | 198.91
KBB40ED22300W | KBB40ED22300W | EL. 40A2M2x(F+N+PE)TRANSP | 262.29
KBB40ED22305TW | KBB40ED22305TW | ELEM 40A 2M 2x F+N+PE 3+2 TEL LAC | 513.7
KBB40ED22305W | KBB40ED22305W | ELEM 40A 2M 2x F+N+PE 3+2 LAC | 246.37
KBB40ED2300W | KBB40ED2300W | EL. 40A 3M F+N+PE TRANSP | 187.48
KBB40ED2303TW | KBB40ED2303TW | ELEM 40A 3M F+N+PE 3 DER TEL LAC | 390.86
KBB40ED2303W | KBB40ED2303W | ELEM 40A 3M F+N+PE 3 DER LAC | 184.4
KBB40ED4202TW | KBB40ED4202TW | ELEM 40A 2M 3F+N+PE 2 DER TEL LAC | 363.05
KBB40ED4202W | KBB40ED4202W | ELEM 40A 2M 3F+N+PE 2 DER LAC | 176.65
KBB40ED42203W | KBB40ED42203W | ELEM 40A 2M 3F+N+PE F+N+PE 2+1 DER LAC | 217.1
KBB40ED42300W | KBB40ED42300W | 40A2M(3F+N+PE)+(F+N+PE)TR | 294.74
KBB40ED42305W | KBB40ED42305W | ELEM 40A 2M 3F+N+PE F+N+PE 3+2 DER LAC | 332.92
KBB40ED4300W | KBB40ED4300W | EL. 40A 3M 3F+N+PE TRANSP | 210.04
KBB40ED4303TW | KBB40ED4303TW | ELEM 40A 3M 3F+N+PE 3 DER TEL LAC | 379.19
KBB40ED4303W | KBB40ED4303W | ELEM 40A 3M 3F+N+PE 3 DER LAC | 211.05
KBB40ED44203TW | KBB40ED44203TW | ELEM 40A 2M 2 3F+N+PE 2+1 DER TEL LAC | 540.86
KBB40ED44203W | KBB40ED44203W | ELEM 40A 2M 2 3F+N+PE 2+1 DER LAC | 234.63
KBB40ED44300W | KBB40ED44300W | EL. 40A3M2x(3F+N+PE)TRANS | 327
KBB40ED44305TW | KBB40ED44305TW | ELEM 40A 3M 2 3F+N+PE 3+2 DER TEL LAC | 581.6
KBB40ED44305W | KBB40ED44305W | ELEM 40A 3M 2X 3F+N+PE 3+2 DER LAC | 297.46
KBB40EDA20W | KBB40EDA20W | ELEMENTO 40A VAZIO 2M LAC | 137.67
KBB40FES2 | KBB40FES2 | LIGADOR PARA ILUMINACAO EMERGÊNCIA | 723.44
KBB40ZFC | KBB40ZFC | FIXACAO GANCHO | 2.23
KBB40ZFC5 | KBB40ZFC5 | FIXACAO GANCHO ABERTO | 2.01
KBB40ZFC6 | KBB40ZFC6 | FIXACAO GANCHO FECHADO | 1.49
KBB40ZFG1 | KBB40ZFG1 | SUPORTE PARA CALHA DE CABOS | 5.84
KBB40ZFG2 | KBB40ZFG2 | SUPORTE PARA CALHA DE CABOS | 11.83
KBB40ZFGU | KBB40ZFGU | SUPORTE PARA CABOS | 4.1
KBB40ZFMP | KBB40ZFMP | ACESSORIO DE ELEVACAO | 25.99
KBB40ZFPU | KBB40ZFPU | FIXACAO UNIVERSAL REGULAVEL | 26.32
KBB40ZFS | KBB40ZFS | ALICATE CABO DE ACO | 383.86
KBB40ZFS23 | KBB40ZFS23 | CABO DE ACO 3M | 41.31
KBB40ZFSU | KBB40ZFSU | FIXACAO UNIVERSAL - CABO DE ACO | 37.33
KBB40ZFSUW | KBB40ZFSUW | FIX UNIVERSAL CABO DE AÇO | 50.05
KBB40ZFU2W | KBB40ZFU2W | FIXACAO UNIVERSAL DUPLA LAC | 258.47
KBB40ZFUW | KBB40ZFUW | FIXACÃO UNIVERSAL | 6.7
KBB40ZJ44TW | KBB40ZJ44TW | UNIAO 40A 2x 3F+N+PE TEL LAC | 97.3
KBB40ZJ44W | KBB40ZJ44W | UNIAO 40A 2x 3F+N+PE LAC | 50.91
KBB40ZJ4W | KBB40ZJ4W | UNIAO 40A 3F+N+PE LAC | 61.34
KBC10DCB20 | KBC10DCB20 | LIGADOR 10A COM SEL FASE 2L+PE | 15.47
KBC10DCB40 | KBC10DCB40 | LIGADOR 10A COM SEL FASE 4L+PE | 21.38
KBC10DCC211 | KBC10DCC211 | LIGADOR 10A C- SEL FASE 2L+PE C-CABO | 26.91
KBC10DCC21Z | KBC10DCC21Z | LIGADOR 10A C- SEL FASE 2L+PE CABO+GST | 47.13
KBC10DCS101 | KBC10DCS101 | LIGADOR 10A F1+N COM CABO 0.8M | 21.89
KBC10DCS201 | KBC10DCS201 | LIGADOR 10A F2+N COM CABO 0.8M | 22.56
KBC10DCS301 | KBC10DCS301 | LIGADOR 10A F3+N COM CABO 0.8M | 22.54
KBC10DDA20 | KBC10DDA20 | LIGADOR 10A COMUTADOR LUSTRE | 123.35
KBC10DDA21Z | KBC10DDA21Z | LIGADOR 10A COMUTADOR LUSTRE C-CABO | 155.23
KBC10DMT20 | KBC10DMT20 | LIGADOR 10A COMANDO IMPLUSO | 107.2
KBC10DMT21Z | KBC10DMT21Z | LIGADOR 10A COMANDO IMPLUSO C-CABO | 133.31
KBC10DSA20 | KBC10DSA20 | LIGADOR 10A INTERRUPTOR | 365.8
KBC10DSA21Z | KBC10DSA21Z | LIGADOR 10A INTERRUPTOR C-CABO | 152.2
KBC10DVV20 | KBC10DVV20 | LIGADOR 10A COMUTADOR ESCADA | 228.62
KBC10DVV21Z | KBC10DVV21Z | LIGADOR 10A COMUTADOR ESCADA C-CABO | 129.16
KBC16DCB21 | KBC16DCB21 | LIGADOR 16A F+N C- SEL FASE S- PROTEC | 65
KBC16DCB216 | KBC16DCB216 | LIGADOR 16A F3+N S- PROTEC | 83.19
KBC16DCB22 | KBC16DCB22 | LIGADOR 16A F+F C- SEL FASE S- PROTEC | 72.54
KBC16DCB226 | KBC16DCB226 | LIGADOR 16A F2+N S- PROTEC | 81.16
KBC16DCB40 | KBC16DCB40 | LIGADOR 16A 4L+PE S- PROTEC | 114.92
KBC16DCF20 | KBC16DCF20 | LIGADOR 16A F+F FUS | 138.25
KBC16DCF21 | KBC16DCF21 | LIGADOR 16A F+N C- SEL FASE FUS | 73.89
KBC16DCF216 | KBC16DCF216 | LIGADOR 16A F3+N FUS | 75.41
KBC16DCF22 | KBC16DCF22 | LIGADOR 16A F+F C- SEL FASE FUS | 96.65
KBC16DCF226 | KBC16DCF226 | LIGADOR 16A F2+N FUS | 71.71
KBC16DCF40 | KBC16DCF40 | LIGADOR 16A 4L+PE FUS | 161.72
KBC16DCP1 | KBC16DCP1 | LIGADOR 16A F+N 1 TOMADA NF | 204.68
KBC16DCP2 | KBC16DCP2 | LIGADOR 16A F+N 1 TOMADA VDE | 204.43
KBC16DCP6 | KBC16DCP6 | LIG 16A F+N 1 TOMADA BS | 78.39
KBC16ZB1 | KBC16ZB1 | OBTURADOR RESERVA | 10.2
KBC16ZC1 | KBC16ZC1 | SUPORTE DE FIXACAO TRASEIRO | 6.33
KBC16ZL10 | KBC16ZL10 | ENCRAV TOMADA - LIGADOR AZUL | 296.94
KBC16ZL20 | KBC16ZL20 | ENCRAV TOMADA - LIGADOR BRANCO | 296.93
KBC16ZL30 | KBC16ZL30 | ENCRAV TOMADA - LIGADOR VERMELHO | 131.63
KBC16ZT1 | KBC16ZT1 | FICHA DE TELECOMANDO PARA LIGADOR | 44.25
KBD1PZ | KBD1PZ | MANIPULO PARA INTERRUPTOR | 10.2
KBF1PZ | KBF1PZ | PUNHO P- VDF02-2 | 10.2
KBF2PZ | KBF2PZ | PUNHO P-V3-V4 | 10.51
KBF3PZ | KBF3PZ | PUNHO P-V5-V6 | 37.76
KCC1LZ | KCC1LZ | PUNHO P-V02-V2 | 13.38
KCC1YZ | KCC1YZ | PUNHO P- V02-V2 | 12.4
KCD1PZ | KCD1PZ | PUNHO P- V02-V2 | 9.99
KCE1Y | KCE1Y | MAN INT SECC PR PAR EMERG VN12-V2 | Sob Consulta
KCE1YZ | KCE1YZ | PUNHO P- V02-V2 | 12.28
KCF1PZ | KCF1PZ | PUNHO P- VC02-2 | 9.99
KCF2PZ | KCF2PZ | PUNHO P- VCF3-4 | 11.03
KCF3PZ | KCF3PZ | PUNHO P- V5-V6 | 39.53
KDD1PZ | KDD1PZ | PUNHO P-V02-V2 | 9.67
KDF1PZ | KDF1PZ | PUNHO P- VAF02-2 | 9.47
KDF2PZ | KDF2PZ | PUNHO P-VAF3-4 | 9.99
KDF3PZ | KDF3PZ | PUNHO P-V5-6 | 35.9
KFBCA81100 | KFBCA81100 | FIXACAO MURAL | Sob Consulta
KFBCA81200 | KFBCA81200 | FIXACAO MURAL | Sob Consulta
KITBT_ODACE | KITBT_ODACE | KIT BT ODACE PARA ENSINO | 322.45
KLR-E 5177810 | KLR-E 5177810 | Termostato 2x0...10V,On/Off,3sp,Disp | 124.2
KLR-E 52555 | KLR-E 52555 | Termo 4p AQ/AF 2x0...10V | 54.1
KLR-E 52723 | KLR-E 52723 | Term on/off 3sp AQ/AF Disp | 88
KLR-E 52724 | KLR-E 52724 | Termo 3sp, H/off/C/F, AQ/AF, Disp | 93.1
KLR-E 7009 | KLR-E 7009 | Termostato on/off 3sp 2p AQ/AF | 31.1
KLR-E 7010 | KLR-E 7010 | Termo on/off 3sp H/C/F 2p AQ/AF | 35.7
KLR-E 7011 | KLR-E 7011 | Termostato on/off 3sp 2/4p AQ/AF | 35.3
KLR-E 7012 | KLR-E 7012 | Termo on/off, 3sp, H/C, 4p, AQ/AF | 37.7
KLR-E 7038 | KLR-E 7038 | Termo on/off 3sp, H/C, 2/4p, AQ/AF | 33.9
KLR-E 7611 | KLR-E 7611 | Termost. KLR-E 7611 | 107.5
KLR-E52556 | KLR-E52556 | Termo on/off, 3sp, 2x0...10V, AQ/AF | 56.3
KNA100AB4 | KNA100AB4 | CX ALIM 100A 3F+N+PE | 308.22
KNA100ABT4 | KNA100ABT4 | CX ALIM CENTRAL 100A 3F+N+PE | 965.87
KNA100DF410 | KNA100DF410 | ELEM FLEX 100A 1M 3F+N+PE 2 DIM | 1046.91
KNA100DL4 | KNA100DL4 | CURVA FLEX 100A 3F+N+PE | 651.47
KNA100ED4204 | KNA100ED4204 | ELEM 100A 2M F+N+PE 4 DER | 283.73
KNA100ED4301 | KNA100ED4301 | ELEM 100A 3M F+N+PE 1 DER | 323.48
KNA100ED4303 | KNA100ED4303 | ELEM 100A 3M F+N+PE 3 DER | 337.97
KNA100ED4306 | KNA100ED4306 | ELEM 100A 3M F+N+PE 6 DER | 387.79
KNA100EDF430 | KNA100EDF430 | ELEM FLEX 100A 1M 3F+N+PE 3 DIM | 1907.35
KNA160AB4 | KNA160AB4 | CX ALIM 160A 3F+N+PE | 675.88
KNA160ABT4 | KNA160ABT4 | CX ALIM CENTRAL 160A 3F+N+PE | 1615.23
KNA160AF1 | KNA160AF1 | Tampa de fecho KN | 26.77
KNA160DF410 | KNA160DF410 | ELEM FLEX 160A 1M 3F+N+PE 2 DIM | 1133.72
KNA160DL4 | KNA160DL4 | CURVA FLEX 100A 1M 3F+N+PE | 982.3
KNA160ED4204 | KNA160ED4204 | ELEM 160A 2M F+N+PE 4 DER | 380.9
KNA160ED4303 | KNA160ED4303 | ELEM 160A 3M F+N+PE 3 DER | 423.11
KNA160ED4306 | KNA160ED4306 | ELEM 160A 3M F+N+PE 6 DER | 470.66
KNA160ZJ4 | KNA160ZJ4 | UNIAO 160A 3F+N+PE | 88.91
KNA40ED4301 | KNA40ED4301 | ELEM 40A 3M F+N+PE 1 DER | 280.09
KNA40ED4303 | KNA40ED4303 | ELEM 40A 3M F+N+PE 3 DER | 306.4
KNA40ED4306 | KNA40ED4306 | ELEM 40A 3M F+N+PE 6 DER | 340.55
KNA63AB4 | KNA63AB4 | CX ALIM 63A 3F+N+PE | 166.62
KNA63ABT4 | KNA63ABT4 | CX ALIM CENTRAL 63A 3F+N+PE | 720.7
KNA63DF410 | KNA63DF410 | ELEM FLEX 63A 1M 3F+N+PE 2 DIM | 1017.95
KNA63DL4 | KNA63DL4 | CURVA FLEX 63A 3F+N+PE | 646.59
KNA63ED4204 | KNA63ED4204 | ELEM 63A 2M F+N+PE 4 DER | 275.84
KNA63ED4301 | KNA63ED4301 | ELEM 63A 3M F+N+PE 1 DER | 309.99
KNA63ED4303 | KNA63ED4303 | ELEM 63A 3M F+N+PE 3 DER | 330.67
KNA63ED4306 | KNA63ED4306 | ELEM 63A 3M F+N+PE 6 DER | 349.73
KNA63ZJ4 | KNA63ZJ4 | UNIAO 63A 3F+N+PE | 66.21
KNB160ZB1 | KNB160ZB1 | OBTURADOR RESERVA | 10.59
KNB160ZF1 | KNB160ZF1 | FIXACAO UNIVERSAL | 6.72
KNB160ZF2 | KNB160ZF2 | FIXACAO MURAL | 5.73
KNB160ZFG100 | KNB160ZFG100 | ENCRAV TOMADA - LIGADOR VERMELHO | 147.22
KNB160ZFKP1 | KNB160ZFKP1 | FIXACAO VERTICAL | 122.7
KNB160ZFPU | KNB160ZFPU | FIXACAO UNIVERSAL REGULAVEL | 31.22
KNB160ZL10 | KNB160ZL10 | ENCRAV TOMADA - LIGADOR BRANCO | 4.87
KNB160ZL20 | KNB160ZL20 | ENCRAV TOMADA - LIGADOR VERMELHO | 5.99
KNB160ZL30 | KNB160ZL30 | ENCRAV TOMADA - LIGADOR AMARELHO | 5.99
KNB160ZL40 | KNB160ZL40 | ENCRAV TOMADA - LIGADOR AZUL | 6.07
KNB16CF2 | KNB16CF2 | LIGADOR 16A F+N FUS NF | 167.49
KNB16CG2 | KNB16CG2 | LIGADOR 16A F+N FUS BS | 171.68
KNB16CM2 | KNB16CM2 | LIGADOR 16A F+N C60N 1P C | 237.48
KNB16CM2H | KNB16CM2H | LIGADOR 16A F+N C60N 1P H | 235.72
KNB16CN5 | KNB16CN5 | LIGADOR 16A F+N FUS NEOZED | 226.45
KNB20CG5 | KNB20CG5 | LIGADOR 20A 3F+N FUS BS | 148.28
KNB25CF5 | KNB25CF5 | LIGADOR 25A 3F+N+PE FUS NF | 60.96
KNB25SD4 | KNB25SD4 | LIGADOR 25A 3F+N+PE FUS DIAZED | 379.23
KNB32CM55 | KNB32CM55 | LIGADOR 32A 3F+N+PE 5 MODULOS | 112.57
KNB32CP | KNB32CP | LIGADOR 32A 3F+N 8 MODULOS 2 TOMADAS | 150.29
KNB32CP11D | KNB32CP11D | LIGADOR 32A 3F+N 8 MODULOS 2 SCHUKO | 213.63
KNB32CP11F | KNB32CP11F | LIGADOR 32A 3F+N 8 MOD 2 NF | 215.39
KNB32CP15D | KNB32CP15D | LIGADOR 32A 3F+N 8 MOD SCHUKO + INDUS | 215.5
KNB32CP15F | KNB32CP15F | LIGADOR 32A 3F+N 8 MOD NF + INDUS | 204.54
KNB32CP35 | KNB32CP35 | LIGADOR 32A 3F+N 8 MOD 2 INDUS | 208.28
KNB32SG4 | KNB32SG4 | LIGADOR 32A 3F+N+PE FUS BS | 337.79
KNB50SD4 | KNB50SD4 | LIGADOR 50A 3F+N+PE FUS DIAZED | 417.8
KNB50SF4 | KNB50SF4 | LIGADOR 50A 3F+N FUS NF | 269.5
KNB50SN4 | KNB50SN4 | LIGADOR 50A 3F+N+PE FUS NEOZED | 315.42
KNB63SM412 | KNB63SM412 | LIGADOR 63A 3F+N 12 MODULOS | 180.74
KNB63SM48 | KNB63SM48 | LIGADOR 63A 3F+N+PE 8 MODULOS | 161.65
KNT100AB4 | KNT100AB4 | CX ALIM 100A 3F+N+PE TEL | 341.37
KNT100ABT4 | KNT100ABT4 | CX ALIM CENTRAL 100A 3F+N+PE TEL | 1526.54
KNT100DF410 | KNT100DF410 | ELEM FLEX 100A 1M 3F+N+PE 2 DIM TEL | 1257.61
KNT100DL4 | KNT100DL4 | CURVA FLEX 100A 3F+N+PE TEL | 3101.9
KNT100ED4204 | KNT100ED4204 | ELEM 100A 2M F+N+PE 4 DER TEL | 557.86
KNT100ED4303 | KNT100ED4303 | ELEM 100A 3M F+N+PE 3 DER TEL | 629.35
KNT100ED4306 | KNT100ED4306 | ELEM 100A 3M F+N+PE 6 DER TEL | 670.73
KNT100ZJ4 | KNT100ZJ4 | UNIAO 100A 3F+N+PE TEL | 123.28
KNT40ED4303 | KNT40ED4303 | ELEM 40A 3M F+N+PE 3 DER TEL | 581.19
KNT40ED4306 | KNT40ED4306 | ELEM 40A 3M F+N+PE 6 DER TEL | 625.18
KNT63AB4 | KNT63AB4 | CX ALIM 63A 3F+N+PE TEL | 267.84
KNT63ABT4 | KNT63ABT4 | CX ALIM CENTRAL 63A 3F+N+PE TEL | 1152.75
KNT63DF410 | KNT63DF410 | ELEM FLEX 63A 1M 3F+N+PE 2 DIM TEL | 1219.08
KNT63DL4 | KNT63DL4 | CURVA FLEX 63A 3F+N+PE TEL | 3059.95
KNT63ED4204 | KNT63ED4204 | ELEM 63A 2M F+N+PE 4 DER | 501.08
KNT63ED4303 | KNT63ED4303 | ELEM 63A 3M F+N+PE 3 DER | 545.47
KNT63ED4306 | KNT63ED4306 | ELEM 63A 3M F+N+PE 6 DER | 647.37
KNT63ZJ4 | KNT63ZJ4 | UNIAO 63A 3F+N+PE TEL | 98.28
KNT63ZT1 | KNT63ZT1 | BLOCO PARA COMANDO | 106.71
KNX 1006 | KNX 1006 | **GATEWAY KNX-IP VERSAO SEE-HOME | 1379.65
KSA1000ABD4 | KSA1000ABD4 | CX ALIM DIR 1000A 3F+N+PE | 5453.46
KSA1000ABDD4 | KSA1000ABDD4 | CX ALIM DIR 1000A 3F+N+PE PROT NS | 11117.65
KSA1000ABDD5 | KSA1000ABDD5 | CX ALIM DIR 1000A 3F+PEN PROT NS | 11367.69
KSA1000ABG4 | KSA1000ABG4 | CX ALIM ESQ 1000A 3F+N+PE | 5455.99
KSA1000ABGD4 | KSA1000ABGD4 | CX ALIM ESQ 1000A 3F+N+PE PROT NS | 14493.47
KSA1000ABGD5 | KSA1000ABGD5 | CX ALIM ESQ 1000A 3F+PEN PROT NS | 14587.65
KSA1000ABT4 | KSA1000ABT4 | CX ALIM CENTRAL 1000A 3F+N+PE | 7474.06
KSA1000AE4 | KSA1000AE4 | CX ALIM BARRAS 1000A 3F+N+PE | 2386.38
KSA1000AF1 | KSA1000AF1 | TAMPA DE FECHO 1000A | 61.37
KSA1000DLC40 | KSA1000DLC40 | CURVA 1000A HORIZONTAL | 2818.13
KSA1000DLE40 | KSA1000DLE40 | CURVA 1000A VERTICAL | 2345.14
KSA1000DLF40 | KSA1000DLF40 | CURVA 1000A VERTICAL INF | 2514.79
KSA1000DTC40 | KSA1000DTC40 | T HORIZONTAL 1000A | 3432.81
KSA1000DXC40 | KSA1000DXC40 | CRUZ HORIZONTAL 1000A | 6214.14
KSA1000ED4154 | KSA1000ED4154 | ELEM 1000A 1.5M 3F+N+PE 4 DER | 2979.9
KSA1000ED4206 | KSA1000ED4206 | ELEM 1000A 2M 3F+N+PE 6 DER | 3221.07
KSA1000ED4306 | KSA1000ED4306 | ELEM 1000A 3M 3F+N+PE 6 DER | 4149.08
KSA1000ED45010 | KSA1000ED45010 | ELEM 1000A 5M 3F+N+PE 10 DER | 5420.4
KSA1000ET4A | KSA1000ET4A | ELEM 1000A 500 L1995 3F+N+PE | Sob Consulta
KSA1000ET4AF | KSA1000ET4AF | ELEM 1000A 900 L2300 3F+N+PE CF | Sob Consulta
KSA1000ZJ4 | KSA1000ZJ4 | UNIAO 1000A 3F+N+PE | 721.31
KSA100AB4 | KSA100AB4 | CX ALIM 100A 3F+N+PE | 509.02
KSA100ED43012 | KSA100ED43012 | ELEM 100A 3M 3F+N+PE 12 DER | 854.88
KSA100ED4306 | KSA100ED4306 | ELEM 100A 3M 3F+N+PE 6 DER | 763.31
KSA100ED45010 | KSA100ED45010 | ELEM 100A 5M 3F+N+PE 10 DER | 973.85
KSA100ED45020 | KSA100ED45020 | ELEM 100A 5M 3F+N+PE 20 DER | 1104.92
KSA160ED43012 | KSA160ED43012 | ELEM 160A 3M 3F+N+PE 12 DER | 950.05
KSA160ED4306 | KSA160ED4306 | ELEM 160A 3M 3F+N+PE 6 DER | 852.05
KSA160ED45010 | KSA160ED45010 | ELEM 160A 5M 3F+N+PE 10 DER | 1106.56
KSA160ED45020 | KSA160ED45020 | ELEM 160A 5M 3F+N+PE 20 DER | 1247.24
KSA250AB4 | KSA250AB4 | CX ALIM 250A 3F+N+PE | 1302.98
KSA250ABDD4 | KSA250ABDD4 | CX ALIM DIR 250A 3F+N+PE PROT NS | 6096.94
KSA250ABDD5 | KSA250ABDD5 | CX ALIM DIR 250A 3F+PEN PROT NS | 6417.77
KSA250ABGD4 | KSA250ABGD4 | CX ALIM ESQ 250A 3F+N+PE PROT NS | 6395.61
KSA250ABGD5 | KSA250ABGD5 | CX ALIM ESQ 250A 3F+PEN PROT NS | 6393.02
KSA250ABT4 | KSA250ABT4 | CX ALIM CENTRAL 250A 3F+N+PE | 2324.95
KSA250AE4 | KSA250AE4 | CX ALIM BARRAS 250A 3F+N+PE | 542.55
KSA250DLE40 | KSA250DLE40 | CURVA 250A VERTICAL | 1254.87
KSA250DLF40 | KSA250DLF40 | CURVA 250A VERTICAL INF | 1278.63
KSA250DTC40 | KSA250DTC40 | T HORIZONTAL 250A | 1858.48
KSA250DXC40 | KSA250DXC40 | CRUZ HORIZONTAL 250A | 2538.3
KSA250ED33012 | KSA250ED33012 | ELEM 250A 3M 3F+PE 12 DER | 970.24
KSA250ED35020 | KSA250ED35020 | ELEM 250A 5M 3F+PE 20 DER | 1250.81
KSA250ED4156 | KSA250ED4156 | ELEM 250A 1.5M 3F+N+PE 6 DER | 733.37
KSA250ED4208 | KSA250ED4208 | ELEM 250A 2M 3F+N+PE 8 DER | 845.65
KSA250ED43012 | KSA250ED43012 | ELEM 250A 3M 3F+N+PE 12 DER | 1047.92
KSA250ED4306 | KSA250ED4306 | ELEM 250A 3M 3F+N+PE 6 DER | 887.75
KSA250ED45010 | KSA250ED45010 | ELEM 250A 5M 3F+N+PE 10 DER | 1139.05
KSA250ED45020 | KSA250ED45020 | ELEM 250A 5M 3F+N+PE 20 DER | 1372.19
KSA250ET4A | KSA250ET4A | ELEM 250A 500 L1995 3F+N+PE | Sob Consulta
KSA250ET4AF | KSA250ET4AF | ELEM 250A 900 L2190 3F+N+PE CF | Sob Consulta
KSA250FA4 | KSA250FA4 | ADAPTADOR KS ANTIGA 250A | 621.09
KSA250ZJ4 | KSA250ZJ4 | UNIAO 250A 3F+N+PE | 254.84
KSA400AB4 | KSA400AB4 | CX ALIM 400A 3F+N+PE | 2067.09
KSA400ABDD4 | KSA400ABDD4 | CX ALIM DIR 400A 3F+N+PE PROT NS | 6208.85
KSA400ABDD5 | KSA400ABDD5 | CX ALIM DIR 400A 3F+PEN PROT NS | 6463.93
KSA400ABGD4 | KSA400ABGD4 | CX ALIM ESQ 400A 3F+N+PE PROT NS | 6723.7
KSA400ABGD5 | KSA400ABGD5 | CX ALIM ESQ 400A 3F+PEN PROT NS | 6517.86
KSA400ABT4 | KSA400ABT4 | CX ALIM CENTRAL 400A 3F+N+PE | 4041.85
KSA400AE4 | KSA400AE4 | CX ALIM BARRAS 400A 3F+N+PE | 1201.56
KSA400AF1 | KSA400AF1 | TAMPA DE FECHO 400A | 37.43
KSA400DLC40 | KSA400DLC40 | CURVA 400A DIR - ESQ | 4918.28
KSA400DLE40 | KSA400DLE40 | CURVA 400A VERTICAL | 1825.86
KSA400DLF40 | KSA400DLF40 | CURVA 400A VERTICAL INF | 1870.18
KSA400DTC40 | KSA400DTC40 | T HORIZONTAL 400A | 3781.47
KSA400DXC40 | KSA400DXC40 | CRUZ HORIZONTAL 400A | 9939.97
KSA400ED33012 | KSA400ED33012 | ELEM 400A 3M 3F+PE 12 DER | 1467.11
KSA400ED35020 | KSA400ED35020 | ELEM 250A 5M 3F+PE 20 DER | 1920.41
KSA400ED4156 | KSA400ED4156 | ELEM 400A 1.5M 3F+N+PE 6 DER | 1108.37
KSA400ED4208 | KSA400ED4208 | ELEM 400A 2M 3F+N+PE 8 DER | 1298.94
KSA400ED43012 | KSA400ED43012 | ELEM 400A 3M 3F+N+PE 12 DER | 1600.69
KSA400ED4306 | KSA400ED4306 | ELEM 400A 3M 3F+N+PE 6 DER | 1384.49
KSA400ED45010 | KSA400ED45010 | ELEM 400A 5M 3F+N+PE 10 DER | 1831.18
KSA400ED45020 | KSA400ED45020 | ELEM 250A 5M 3F+N+PE 20 DER | 2157.39
KSA400ET4AF | KSA400ET4AF | ELEM 400A 900 L2190 3F+N+PE CF | 2718.66
KSA400FA4 | KSA400FA4 | ADAPTADOR KS ANTIGA 400A | 1401.62
KSA400ZJ4 | KSA400ZJ4 | UNIAO 400A 3F+N+PE | 477.3
KSA500ED3306 | KSA500ED3306 | ELEM 500A 3M 3F+PE 6 DER | 2805.7
KSA500ED35010 | KSA500ED35010 | ELEM 500A 5M 3F+PE 10 DER | 3529.34
KSA500ED43010 | KSA500ED43010 | ELEM 500A 3M 3F+N+PE 10 DER | 3085.77
KSA500ED4306 | KSA500ED4306 | ELEM 500A 3M 3F+N+PE 6 DER | 2879.41
KSA500ED45010 | KSA500ED45010 | ELEM 500A 5M 3F+N+PE 10 DER | 3674.63
KSA500ED45018 | KSA500ED45018 | ELEM 500A 5M 3F+N+PE 18 DER | 4080.51
KSA500ET4AF | KSA500ET4AF | ELEM 500A 900 L2300 3F+N+PE CF | 3797.12
KSA500FA4 | KSA500FA4 | ADAPTADOR KS ANTIGA 500A | 1748.67
KSA630ABD4 | KSA630ABD4 | CX ALIM DIR 630A 3F+N+PE | 5091.74
KSA630ABDD4 | KSA630ABDD4 | CX ALIM DIR 630A 3F+N+PE PROT NS | 9431.64
KSA630ABDD5 | KSA630ABDD5 | CX ALIM DIR 630A 3F+PEN PROT NS | 9422.16
KSA630ABG4 | KSA630ABG4 | CX ALIM ESQ 630A 3F+N+PE | 4781.19
KSA630ABGD5 | KSA630ABGD5 | CX ALIM ESQ 630A 3F+PEN PROT NS | 8802.42
KSA630ABT4 | KSA630ABT4 | CX ALIM CENTRAL 630A 3F+N+PE | 6686.64
KSA630AE4 | KSA630AE4 | CX ALIM BARRAS 630A 3F+N+PE | 1995.87
KSA630DLC40 | KSA630DLC40 | CURVA 630A DIR - ESQ | 2688.37
KSA630DLE40 | KSA630DLE40 | CURVA 630A VERTICAL | 2066.78
KSA630DLF40 | KSA630DLF40 | CURVA 630A VERTICAL INF | 2287.03
KSA630DTC40 | KSA630DTC40 | T HORIZONTAL 630A | 3389.36
KSA630DXC40 | KSA630DXC40 | CRUZ HORIZONTAL 630A | 5260.28
KSA630ED3306 | KSA630ED3306 | ELEM 630A 3M 3F+PE 6 DER | 3013.26
KSA630ED35010 | KSA630ED35010 | ELEM 630A 5M 3F+PE 10 DER | 4057.24
KSA630ED4154 | KSA630ED4154 | ELEM 630A 1.5M 3F+N+PE 4 DER | 2304.88
KSA630ED4206 | KSA630ED4206 | TRAMO 2M, TRI+N+PE, 6 DERIV 630A | 2623.74
KSA630ED43010 | KSA630ED43010 | ELEM 630A 3M 3F+N+PE 10 DER | 3536.85
KSA630ED4306 | KSA630ED4306 | ELEM 630A 3M 3F+N+PE 6 DER | 3034.51
KSA630ED45010 | KSA630ED45010 | ELEM 630A 5M 3F+N+PE 10 DER | 4131.88
KSA630ED45018 | KSA630ED45018 | ELEM 630A 5M 3F+N+PE 18 DER | 5170.41
KSA630ET4A | KSA630ET4A | ELEM 630A 500 L 1995 3F+N+PE | 2725.06
KSA630ET4AF | KSA630ET4AF | ELEM 630A 900 L 2300 3F+N+PE CF | 3734.57
KSA630ZJ4 | KSA630ZJ4 | UNIAO 630A 3F+N+PE | 566.43
KSA800ED3306 | KSA800ED3306 | ELEM 800A 3M 3F+PE 6 DER | 3321.04
KSA800ED35010 | KSA800ED35010 | ELEM 800A 5M 3F+PE 10 DER | 4448.49
KSA800ED43010 | KSA800ED43010 | ELEM 800A 3M 3F+N+PE 10 DER | 3927.11
KSA800ED4306 | KSA800ED4306 | ELEM 800A 3M 3F+N+PE 6 DER | 3378.79
KSA800ED45010 | KSA800ED45010 | ELEM 800A 5M 3F+N+PE 10 DER | 4669.15
KSA800ED45018 | KSA800ED45018 | ELEM 800A 5M 3F+N+PE 18 DER | 5670.12
KSA800ET4AF | KSA800ET4AF | ELEM 800A 900 L 2300 3F+N+PE CF | 4342.73
KSA800FA4 | KSA800FA4 | ADAPTADOR KS ANTIGA 800A | 1758.64
KSA80EZ5 | KSA80EZ5 | FIXACAO KS HORIZONTAL | 99.35
KSB1000ZB1 | KSB1000ZB1 | OBTURADOR RESERVA | 29.05
KSB1000ZF1 | KSB1000ZF1 | FIXACAO UNIVERSAL | 36.07
KSB1000ZFKP1 | KSB1000ZFKP1 | FIXACAO VERTICAL | 141.95
KSB1000ZP1 | KSB1000ZP1 | CONJUNTO SELAGEM ELEM E CX ALIM | 6.16
KSB1000ZP2 | KSB1000ZP2 | CONJUNTO SELAGEM LIGADORES | 2.34
KSB100SE4 | KSB100SE4 | LIGADOR 100A 3F+N+PE FUS T00 | 572.05
KSB100SE5 | KSB100SE5 | LIGADOR 100A 3F+PEN FUS T00 | 585.82
KSB100SF4 | KSB100SF4 | LIGADOR 100A 3F+N+PE FUS 22x58 | 448.87
KSB100SF5 | KSB100SF5 | LIGADOR 100A 3F+PEN FUS 22x58 | 462.53
KSB100SM412 | KSB100SM412 | LIGADOR 100A 3F+N+PE 12 MODULOS | 332.12
KSB100SM512 | KSB100SM512 | LIGADOR 100A 3F+PEN 12 MODULOS | 355.05
KSB100SV4 | KSB100SV4 | LIGADOR 100A 3F+N+PE VAZIO | 334.86
KSB100SV5 | KSB100SV5 | LIGADOR 100A 3F+PEN VAZIO | 327.97
KSB125HD5 | KSB125HD5 | LIGADOR 125A 3F+N+PE FUS T00 | 714.04
KSB160DB412 | KSB160DB412 | LIGADOR 160A 3F+N+PE PARA NS | 2149.88
KSB160DB512 | KSB160DB512 | LIGADOR 160A 3F+PEN PARA NS | 2171.55
KSB160DC4 | KSB160DC4 | LIGADOR 160A 3F+N+PE PARA NS | 1193.58
KSB160DC5 | KSB160DC5 | LIGADOR 160A 3F+PEN PARA NS | 1322.27
KSB160SE4 | KSB160SE4 | LIGADOR 160A 3F+N+PE FUS T00 | 2294.62
KSB160SE5 | KSB160SE5 | LIGADOR 160A 3F+PEN FUS T00 | 1417.55
KSB160SF4 | KSB160SF4 | LIGADOR 160A 3F+N+PE FUS T0 | 1984.95
KSB160SF5 | KSB160SF5 | LIGADOR 160A 3F+PEN FUS T0 | 1549
KSB160SG4 | KSB160SG4 | LIGADOR 160A 3F+N+PE FUS BS | 1854.05
KSB160SM413 | KSB160SM413 | LIGADOR 160A 3F+N+PE PARA NG | 2638.14
KSB160SM513 | KSB160SM513 | LIGADOR 160A 3F+PEN PARA NG | 2651.31
KSB160SV4 | KSB160SV4 | LIGADOR 160A 3F+N+PE VAZIO | 1214.86
KSB160SV5 | KSB160SV5 | LIGADOR 160A 3F+PEN VAZIO | 1235.17
KSB16CN5 | KSB16CN5 | LIGADOR 16A F+N FUS NEOZED | 280.94
KSB20CG5 | KSB20CG5 | LIGADOR 20A 3F+N FUS BS | 222.95
KSB250DC4 | KSB250DC4 | LIGADOR 250A 3F+N+PE PARA NS | 1370.6
KSB250DC4TRE | KSB250DC4TRE | LIGADOR 250A 3F+N+PE PARA NS PMC | 1920.04
KSB250DC5 | KSB250DC5 | LIGADOR 250A 3F+PEN PARA NS | 1594.53
KSB250DD412 | KSB250DD412 | LIGADOR 250A 3F+N+PE PARA NS EXT | 3904.34
KSB250SE4 | KSB250SE4 | LIGADOR 250A 3F+N+PE FUS T1 | 2628.23
KSB250SE5 | KSB250SE5 | LIGADOR 250A 3F+PEN FUS T1 | 2997.01
KSB25SD4 | KSB25SD4 | LIGADOR 25A 3F+N+PE FUS DIAZED | 417.64
KSB25SD5 | KSB25SD5 | LIGADOR 25A 3F+PEN FUS DIAZED | 464.5
KSB32CF5 | KSB32CF5 | LIGADOR 32A 3F+N+PE FUS NF | 153.83
KSB32CM55 | KSB32CM55 | LIGADOR 32A 3F+N+PE 5 MODULOS | 159
KSB32CP | KSB32CP | LIGADOR 32A 3F+N 8 MODULOS 2 TOMADAS | 196.77
KSB32CP11D | KSB32CP11D | LIGADOR 32A 3F+N 8 MODULOS 2 SCHUKO | 288.57
KSB32CP11F | KSB32CP11F | LIGADOR 32A 3F+N 8 MOD 2 NF | 291.16
KSB32CP15D | KSB32CP15D | LIGADOR 32A 3F+N 8 MOD SCHUKO + INDUS | 290.79
KSB32CP15F | KSB32CP15F | LIGADOR 32A 3F+N 8 MOD NF + INDUS | 291.9
KSB32CP35 | KSB32CP35 | LIGADOR 32A 3F+N 8 MOD 2 INDUS | 275.15
KSB32SG4 | KSB32SG4 | LIGADOR 32A 3F+N+PE FUS BS | 405.53
KSB400DB412 | KSB400DB412 | LIGADOR 400A 3F+N+PE PARA NS | 3340
KSB400DC4 | KSB400DC4 | LIGADOR 400A 3F+N+PE PARA NS | 2323.21
KSB400DC4TRE | KSB400DC4TRE | LIGADOR 400A 3F+N+PE PARA NS PMC | 3007.23
KSB400DC5 | KSB400DC5 | LIGADOR 400A 3F+PEN PARA NS | 2854.69
KSB400SE4 | KSB400SE4 | LIGADOR 400A 3F+N+PE FUS T2 | 3717.91
KSB400SE5 | KSB400SE5 | LIGADOR 400A 3F+PEN FUS T2 | 4167.92
KSB400ZB1 | KSB400ZB1 | OBTURADOR RESERVA | 13.42
KSB400ZC1 | KSB400ZC1 | CONTACTO DE PORTA | 108.34
KSB400ZF1 | KSB400ZF1 | FIXACAO UNIVERSAL | 28.19
KSB400ZFKP1 | KSB400ZFKP1 | FIXACAO VERTICAL | 149.58
KSB400ZFKP2 | KSB400ZFKP2 | CONSOLA DE FIXACAO | 189.59
KSB50SF4 | KSB50SF4 | LIGADOR 50A 3F+N+PE FUS 14x51 | 301.58
KSB50SF5 | KSB50SF5 | LIGADOR 50A 3F+PEN FUS 14x51 | 336.85
KSB50SN4 | KSB50SN4 | LIGADOR 50A 3F+N+PE FUS NEOZED | 416.76
KSB50SN5 | KSB50SN5 | LIGADOR 50A 3F+PEN FUS NEOZED | 431.93
KSB50SV4 | KSB50SV4 | LIGADOR 50A 3F+N+PE VAZIO | 246.55
KSB50SV5 | KSB50SV5 | LIGADOR 50A 3F+PEN VAZIO | 263.05
KSB630SE5 | KSB630SE5 | LIGADOR 630A 3F+PEN FUS T2 | 20853.25
KSB63SD4 | KSB63SD4 | LIGADOR 63A 3F+N+PE FUS DIAZED | 595.98
KSB63SD5 | KSB63SD5 | LIGADOR 63A 3F+PEN FUS DIAZED | 610.75
KSB63SM48 | KSB63SM48 | LIGADOR 63A 3F+N+PE 8 MODULOS | 239.59
KSB63SM58 | KSB63SM58 | LIGADOR 63A 3F+PEN 8 MODULOS | 296.08
KSB80SG4 | KSB80SG4 | LIGADOR 80A 3F+N+PE FUS BS | 529.99
KVM0108A | KVM0108A | APC KVM 2G Analog 1 Local User 8 Ports | 638.33
KVM0116A | KVM0116A | KVM 2G, Analog, 1 Local User,16 ports | 723.33
KVM0216A | KVM0216A | APC KVM 2G, Enterprise Analog, 2 Local | 1630.13
KVM1116P | KVM1116P | APC KVM 2G Digital/IP 1 Remote User 1 Lo | 1573.2
KVM2116P | KVM2116P | APC KVM 2G Enterprise Digital IP 2 | 4312.5
KVM-LCDMOUNT | KVM-LCDMOUNT | APC KVM 2G LCD Rear Mounting Kit | 70
KVM-PS2 | KVM-PS2 | APC KVM 2G,Server Module, PS/2 | 128.33
KVM-SERIAL | KVM-SERIAL | APC KVM 2G, Server Module, Serial | 128.33
KVM-USB | KVM-USB | APC KVM 2G Server Module USB | 128.33
KVM-USBVM | KVM-USBVM | APC KVM 2G Server Mod USB with Virtual M | 156.67
KVM-USBVMCAC | KVM-USBVMCAC | KVM 2G, Server Mod, USB w/ Virtual Med | 175
KZ100 | KZ100 | ETIQ VIRG | 2.49
KZ101 | KZ101 | SUP ETIQ 90X90MM | 2.24
KZ103 | KZ103 | SUP C- ETIQ | 3.94
KZ106 | KZ106 | PLAT ADAPT | 6.14
KZ13 | KZ13 | SUP C- ETIQ | 2.39
KZ14 | KZ14 | SUP ETIQ | 0.94
KZ15 | KZ15 | SUP C- ETIQ | 2.81
KZ16 | KZ16 | SUP ETIQ 60x60MM S- ETIQ | 1.47
KZ17 | KZ17 | ESP 45X45 | Sob Consulta
KZ18 | KZ18 | ESP 45X45MM | 2.39
KZ20 | KZ20 | ETIQ. P- GRAV | 2.71
KZ32 | KZ32 | ENCR PORTA VN12-V2 | 2.49
KZ50 | KZ50 | ACESS PROL VEIO V02 A V2 | 5.64
KZ51 | KZ51 | ACESS PROL VEIO V3-4-5-6 | 5.67
KZ52 | KZ52 | ACESS PROL VEIO V02 A V2 | 5.64
KZ62 | KZ62 | JUNTA GOMA VARIO 60x60mm | 2.61
KZ65 | KZ65 | JUNTA EST | 1.77
KZ66 | KZ66 | JUNTA EST | 2.52
KZ67 | KZ67 | JUNTA EST | 4.33
KZ74 | KZ74 | ENCR PORTA V3-V6 | 4.26
KZ76 | KZ76 | ETIQ PRAT | 1.87
KZ77 | KZ77 | ETIQ PRAT | 1.98
KZ80 | KZ80 | KIT ESTANQ | 8.14
KZ81 | KZ81 | PLACA DE FIX | 8.2
KZ82 | KZ82 | PLACA DE FIX | 11.17
KZ83 | KZ83 | PLACA DE FIX | 8.4
LA1DX11 | LA1DX11 | BLOQUE CONT AUX 1NA/1NC FRONT E.AGRES | 83.64
LA1DX20 | LA1DX20 | BLOCO ADITIVO | 142.93
LA1DZ31 | LA1DZ31 | BL ADIT EST 3NA+NF | 77.45
LA1DZ40 | LA1DZ40 | BLOCO ADITIVO 2NA+2NF | 168.01
LA1KN02 | LA1KN02 | BL AUX 2NF | 9.05
LA1KN023 | LA1KN023 | BL CONT AUX 2NF TERM MOLA | 9.67
LA1KN027 | LA1KN027 | BL AUX 2NF | 10.51
LA1KN02M | LA1KN02M | BLOCO AUXILIAR | 9.16
LA1KN04 | LA1KN04 | BL AUX 4NF | 16.44
LA1KN043 | LA1KN043 | BL CONT AUX 4NF TERM MOLA | 17.58
LA1KN047 | LA1KN047 | BL CONT AUX 4NF TERM FAST | 19.97
LA1KN11 | LA1KN11 | BL AUX NA+NF | 9.05
LA1KN113 | LA1KN113 | BL AUX NA+NF TERM MOLA | 9.67
LA1KN117 | LA1KN117 | BL AUX NA+NF | 10.51
LA1KN11M | LA1KN11M | BLOCO AUXILIAR | 9.16
LA1KN13 | LA1KN13 | BL AUX NA+3NF | 16.44
LA1KN133 | LA1KN133 | BL CT AUX NA+3NF TR MOLA | 17.58
LA1KN137 | LA1KN137 | BL CT AUX NA+3NF TR FAST | 19.97
LA1KN20 | LA1KN20 | BL AUX 2NA | 9.05
LA1KN203 | LA1KN203 | BL CONT AUX 2NA TERM MOLA | 9.67
LA1KN207 | LA1KN207 | BL CONT AUX 2NA TERM FAST | 10.51
LA1KN22 | LA1KN22 | BL AUX 2NA+2NF | 16.44
LA1KN223 | LA1KN223 | BL AUX 2NA+2NF | 17.58
LA1KN227 | LA1KN227 | BL AUX 2NA+2NF | 19.97
LA1KN22M | LA1KN22M | BL AUX 2NA+2NF | 32.35
LA1KN31 | LA1KN31 | BL AUX 3NA+NF | 16.44
LA1KN313 | LA1KN313 | BL CONT AUX 3NA+NF TERM MOLA | 17.58
LA1KN317 | LA1KN317 | BL CT AUX 3NA+NF TR FAST | 19.97
LA1KN40 | LA1KN40 | BL AUX 4NA | 16.44
LA1KN403 | LA1KN403 | BL CONT AUX 4NA TERM MOLA | 17.58
LA1KN407 | LA1KN407 | BL AUX 4NA | 19.97
LA1LC001 | LA1LC001 | BL ADIT NF INT | 17.99
LA1LC010 | LA1LC010 | BL ADIT 6 CONT INT | 153.34
LA1LC012 | LA1LC012 | BL ADIT 5 CONT INT | 118.29
LA1LC020 | LA1LC020 | BL ADIT 3 CONT INT | 38.49
LA1LC021 | LA1LC021 | BL ADIT 3 CONT INT | 42.02
LA1LC025 | LA1LC025 | BL ADIT 5 CONT INT | 90.51
LA1LC030 | LA1LC030 | BL ADIT NA INT | 16.95
LA1LC031 | LA1LC031 | BL ADIT 2NA INT | 42.02
LA1LC052M | LA1LC052M | DISPOSITIVO DE REARME EL | 291.08
LA1LD080BD | LA1LD080BD | CONVERSOR P-24VCC | 885.71
LA1LD180BD | LA1LD180BD | MOD INTERFACE P- INT63 | 509.64
LA1LD580BD | LA1LD580BD | INTERFACE INT63 | 390.84
LA1SK01 | LA1SK01 | BL AUX 1P+1NF | 12.07
LA1SK02 | LA1SK02 | BL AUX 2NF | 12.07
LA1SK10 | LA1SK10 | BL AUX 1P+1NA | 12.07
LA1SK11 | LA1SK11 | BL AUX 1NA+1NF | 12.07
LA1SK20 | LA1SK20 | BL AUX 2NA | 12.07
LA2KT2E | LA2KT2E | BL AUX TEMP NA-NF | 62.78
LA2KT2U | LA2KT2U | BL AUX TEMP NA-NF | 63.46
LA4DA1E | LA4DA1E | BLOCO ANTIPARASITA | 33.35
LA4DA1G | LA4DA1G | MOD ANTIPAR RC 50-127VCA | 35.02
LA4DA1U | LA4DA1U | BLOCO ANTIPARASITA | 24.76
LA4DA2E | LA4DA2E | BL ANTIP 24-48VCA | 20.93
LA4DA2G | LA4DA2G | BL ANTIP 50-127VCA | 22.52
LA4DA2N | LA4DA2N | BL ANTIP 380-415VCA | 23.78
LA4DA2U | LA4DA2U | BL ANTIP 110-240VCA | 19.25
LA4DB2B | LA4DB2B | MOD ANTIP DIOD 24VCA D40/D95 | 26.66
LA4DB2S | LA4DB2S | MOD ANT DIOD72VCA D40/D95 | 26.42
LA4DB3B | LA4DB3B | BL ANTIP 24VCC | 25.02
LA4DB3S | LA4DB3S | MOD ANT DIOD72VCC D40/D95 | 25.6
LA4DBL | LA4DBL | KIT BX CONS D40A-D65A | 218.67
LA4DC1U | LA4DC1U | BLOCO ANTIPARASITA | 22.44
LA4DC3U | LA4DC3U | BL ANTIP 24-250VCC | 19.39
LA4DE2E | LA4DE2E | BL ANTIP 24-48VCA | 19.56
LA4DE2G | LA4DE2G | ANT VR 50/127VCA D80/D115 | 21.43
LA4DE2U | LA4DE2U | BL ANTIP 110-240VCA | 19.56
LA4DE3E | LA4DE3E | BL ANTIP 24-48VCC | 19.56
LA4DE3G | LA4DE3G | BL ANTIP 50-127VCC | 23.26
LA4DE3U | LA4DE3U | BL ANTIP 110-240VCC | 19.56
LA4DFB | LA4DFB | INTERFACE RELE 24V | 64.41
LA4DT2U | LA4DT2U | MOD TEMP TRABALHO | 78.23
LA4DT4U | LA4DT4U | TEMP. ELECTR. 25-500S | 79.47
LA4DWB | LA4DWB | INTERFACE EST 24V | 80.63
LA4FRCE | LA4FRCE | MOD ANT PAR 24-48V | 154.07
LA4FRCP | LA4FRCP | MOD ANT PAR RC 127-240V-CA P/CONT F | 133.57
LA4FRCV | LA4FRCV | MOD ANT PAR 265-415V | 158.33
LA4FTE | LA4FTE | MOD ANT PAR 24-48V | 179.87
LA4FTF | LA4FTF | MOD ANT PAR 50-110V | 166.14
LA4FVE | LA4FVE | MOD ANT PAR VAR 24-48V-CA/CC P/CONT F | 166.97
LA4FVP | LA4FVP | MOD ANT PAR 127-240V | 161.56
LA4KA1U | LA4KA1U | MOD ANTIP 220-250V | 12.17
LA4KC1B | LA4KC1B | MOD ANTIP 12-24V | 12.17
LA4KC1E | LA4KC1E | MODULO ANTIPARASITARIO (Diodo de limitac | 12.48
LA4KE1B | LA4KE1B | MOD ANTIP 12-24V | 12.28
LA4KE1E | LA4KE1E | MOD ANTIP 32-48V | 12.48
LA4KE1FC | LA4KE1FC | MOD ANTIP 50-129V | 12.48
LA4KE1UG | LA4KE1UG | MOD ANTIP 130-250V | 12.48
LA4SKC1U | LA4SKC1U | ANTP DIO 110/250VCC CT SK | 18.31
LA4SKE1E | LA4SKE1E | MOD ANTIPAR 24-48V | 18.31
LA4SKE1U | LA4SKE1U | MOD ANTIPAR 110-250V | 18.31
LA5D1158031 | LA5D1158031 | JOGO DE CONT.LC1D115 | 343.61
LA5D115804 | LA5D115804 | JOG CONT POT P/ LC1D115 TETRAP | 460.96
LA5D150803 | LA5D150803 | JOGO CONT.LC1D150 | 343.61
LA5F11550 | LA5F11550 | CAM SOPR P- LC1F115 | 116.31
LA5F15050 | LA5F15050 | CAM SOPR P- LC1F150 | 116.31
LA5F18550 | LA5F18550 | CAM 50P ARCO P- LC1F185 | Sob Consulta
LA5F22550 | LA5F22550 | CAM SOPR P-LC1F225 | Sob Consulta
LA5F26550 | LA5F26550 | CAM SOPR P-LC1F265 | Sob Consulta
LA5F40050 | LA5F40050 | CAM SOPR P/LC1F400 | Sob Consulta
LA5F400802 | LA5F400802 | JOGO DE CONTAC | 904.65
LA5F400803 | LA5F400803 | JOGO DE CONTACTOS | 1577.72
LA5F400804 | LA5F400804 | JOGO DE CONTACTOS P-LC1F4004 | 1925.6
LA5F500450 | LA5F500450 | CAM SOPR P-LC1F5004 | 459.92
LA5F50050 | LA5F50050 | CAM SOPR P/LC1F500 | Sob Consulta
LA5F500803 | LA5F500803 | JOGO DE CONTACTOS | 1785.68
LA5F500804 | LA5F500804 | JOGO DE CONTACTOS | 2249.76
LA5F630450 | LA5F630450 | CAM SOPR P- LC1F6304 | 486.76
LA5F630803 | LA5F630803 | JOGO CONT TRIP | 2551.34
LA5F630804 | LA5F630804 | JOGO CONT LC1F630 4P | 3224.52
LA5F780801 | LA5F780801 | JOG CONT POT LC1F780 1POL | 1646.69
LA5F780803 | LA5F780803 | JOG CONT F780 3P | 4741.89
LA5F780804 | LA5F780804 | JOGO CONT 4P | 6356.34
LA5F80050 | LA5F80050 | CAM SOPR F800 | 533.16
LA5F800803 | LA5F800803 | JOGO CONT F800 | 2575.05
LA5FF431 | LA5FF431 | JOGO DE CONTACTOS | 687.12
LA5FF441 | LA5FF441 | JOGO DE CONTACTOS | 882.07
LA5FG431 | LA5FG431 | JOGO DE CONTACTOS | 964.99
LA5FG441 | LA5FG441 | JOGO DE CONTACTOS | 1136.21
LA5FH431 | LA5FH431 | JOGO DE CONTACTOS | 1187.92
LA5FH441 | LA5FH441 | JOGO DE CONTACTOS | 1521.75
LA5FJ431 | LA5FJ431 | JOGO DE POLOS | 1833.01
LA5FJ441 | LA5FJ441 | JOGO DE POLOS | 2505.04
LA5FK431 | LA5FK431 | JOGO DE POLOS | 2249.76
LA5FL431 | LA5FL431 | JOGO DE POLOS | Sob Consulta
LA5FL441 | LA5FL441 | JOGO DE POLOS | 4593.23
LA6DK10B | LA6DK10B | BL MEMORIA 24V | 90.23
LA6DK10E | LA6DK10E | BL MEMORIA 48V | Sob Consulta
LA6DK10F | LA6DK10F | BL MEMORIA 110V | 90.77
LA6DK10M | LA6DK10M | BL MEMORIA 220V | 90.23
LA6DK10Q | LA6DK10Q | BL MEMORIA 380V | 90.77
LA6DK20B | LA6DK20B | BL MEM 24V P/ CONT D80/150 | 88.91
LA6DK20F | LA6DK20F | BL MEMORIA 110V | 89.68
LA6DK20M | LA6DK20M | BL MEMORIA 220V | 88.91
LA6DK20Q | LA6DK20Q | BL MEM D80-150 380-415V | 89.68
LA7D03B | LA7D03B | REARME A DISTANCIA | 83.22
LA7D03F | LA7D03F | REARME DISJ 110V | 83.22
LA7D03M | LA7D03M | REARME A DISTANCIA | 83.22
LA7D03Q | LA7D03Q | REARME A DISTANCIA | 83.22
LA7D03SW | LA7D03SW | REARME DIST 72VCC | 83.22
LA7D1020 | LA7D1020 | ADAP COM PORTA | 6.77
LA7D1058 | LA7D1058 | TERM ADAP D115-150 | 19.14
LA7D1064 | LA7D1064 | BASE MONT LR2D15 | 15.5
LA7D2064 | LA7D2064 | BASE MONT LR2D25 | 27.36
LA7D305 | LA7D305 | COM DIST P-CAB | 100.07
LA7D3058 | LA7D3058 | TERM ADAP D115-150 | 76.04
LA7D3064 | LA7D3064 | BASE MONT LRD3, LR3, LR2D35 | 32.56
LA7D901 | LA7D901 | DISP ENCR | 0.94
LA7D902 | LA7D902 | BASE DE FIXACAO | 9.89
LA7D903 | LA7D903 | SUP REF ENCAIX | 0.14
LA7F401 | LA7F401 | BAR P- LR9F53 | Descontinuado
LA7F402 | LA7F402 | BAR P- LR9F53 | Descontinuado
LA7F403 | LA7F403 | BAR P- LR9F53 | 48.95
LA7F404 | LA7F404 | BAR P- LR9F7 | 54.83
LA7F405 | LA7F405 | BAR P- LR9F73 | 68.17
LA7F406 | LA7F406 | 3BAR LIG LR9F/LC1F630/800 | 82.57
LA7F407 | LA7F407 | BARRAM P- LR9-LC1F | 40.55
LA7F701 | LA7F701 | CAPOT PROT TRIP | 53.67
LA7F702 | LA7F702 | CAPOT PROT TRIP | 65.76
LA7F703 | LA7F703 | CAPOT PROT TRIP | 80.25
LA7F901 | LA7F901 | PLAT FIX P- LR9F5 | 58.72
LA7F902 | LA7F902 | PLAT FIX P- LR9F7 | 81.3
LA7K0064 | LA7K0064 | BASE PARA LR2K | 13.63
LA8D324 | LA8D324 | POLE UNIP POUR SECT 32A | 11.97
LA9D0902 | LA9D0902 | ENCRAVAMENTO MEC | 48.61
LA9D0909 | LA9D0909 | SUPORTE CONTACTO | 19.46
LA9D0921 | LA9D0921 | KIT BOTAO REARME | 17.2
LA9D09906 | LA9D09906 | CONTACTO DE MARCHA | 19.65
LA9D09907 | LA9D09907 | DISPOSIT ADAP BOTAO | 18.25
LA9D09976 | LA9D09976 | PLATINA DE FIXACAO | 12.9
LA9D09978 | LA9D09978 | CONJ ENCRAVAM MEC | 15.3
LA9D09980 | LA9D09980 | BLOCO ANTIPARASITA | 52.11
LA9D09981 | LA9D09981 | SUP BL ANTIPARASITA | 8.22
LA9D09982 | LA9D09982 | BLOCO ANTIPARASITA | 41.18
LA9D11502 | LA9D11502 | ENCR MEC EL D115-D150 | 74.5
LA9D11517 | LA9D11517 | LIG TERM OLH | 272.46
LA9D115503 | LA9D115503 | 2 SEPAR FASES TRIPOL D115-150 | 53.3
LA9D115603 | LA9D115603 | 2 LIG TRIPOL D115-150 120MM2 | 66.3
LA9D115604 | LA9D115604 | 2 TERM CABO | 100.5
LA9D11569 | LA9D11569 | JOGO LIG P-INV D115-D150 | 121.74
LA9D11570 | LA9D11570 | JOGO LIG P-INV D115-D150 4P | 132.02
LA9D115703 | LA9D115703 | JOG 6 PROT TERM P- LC1D115-150 | 41.15
LA9D1217 | LA9D1217 | KIT MONTAGEM LC3 | Sob Consulta
LA9D1260 | LA9D1260 | LIGADOR 3P | Sob Consulta
LA9D1261 | LA9D1261 | BAR LIG POL PAR | 7.39
LA9D1263 | LA9D1263 | BARRA P/ LIG. PARAL 4P | 26.74
LA9D1269 | LA9D1269 | JOGO LIG P/INVERS | 24.45
LA9D15017 | LA9D15017 | JOG LIG POT ARRANC ESTR TR | 124.82
LA9D16906 | LA9D16906 | CONTACTO DE MARCHA | 24.56
LA9D1860 | LA9D1860 | LIGADOR 3P | 28.37
LA9D1869 | LA9D1869 | JOGO LIG P/INVERS | 41.63
LA9D2560 | LA9D2560 | SHUNT P/LC1D25 | 19.03
LA9D2563 | LA9D2563 | SHUNT P/LC1D25 | Sob Consulta
LA9D2569 | LA9D2569 | JOGO LIG P/INVERS | 52.65
LA9D3217 | LA9D3217 | KIT MONTAGEM LC3 | Sob Consulta
LA9D3260 | LA9D3260 | LIGADOR 3P | 45.26
LA9D32974 | LA9D32974 | PLAT FIX D32 | 34.01
LA9D4002 | LA9D4002 | ENCR MEC EL D40-D65 | 54.39
LA9D4017 | LA9D4017 | KIT MONTAGEM LC3 | Descontinuado
LA9D40961 | LA9D40961 | LIGACAO | 9.45
LA9D40963 | LA9D40963 | LIGACAO P/PARALELO | 26.52
LA9D40973 | LA9D40973 | PLAT FIX D40/50 | 101.36
LA9D5017 | LA9D5017 | KIT MONTAGEM LC3D40-50 | 213
LA9D50978 | LA9D50978 | ENCR MEC D40-D65 | 45.55
LA9D511 | LA9D511 | KIT LIG | 12.79
LA9D6567 | LA9D6567 | TERM. P/ D40/65 | 3.43
LA9D6569 | LA9D6569 | JOGO LIG P-INV D40-D65 | 55.14
LA9D6570 | LA9D6570 | JOGO LIG P/INV D40/D65 4P | 44.22
LA9D65A69 | LA9D65A69 | JOG LIG POT INV TRIP D40A-D65A | 46.68
LA9D8002 | LA9D8002 | ENCR MEC EL D80-D95 | 59.53
LA9D8017 | LA9D8017 | KIT MONTAGEM LC3D80 | 228.29
LA9D8067 | LA9D8067 | TERM LIG | 4.57
LA9D8069 | LA9D8069 | JOGO LIG P-INV D80-D95 | 72.75
LA9D8070 | LA9D8070 | JOGO LIG P-INV D80-D95 4P | 48.38
LA9D80961 | LA9D80961 | LIGACAO P/PARALELO | 66.27
LA9D80962 | LA9D80962 | LIGACAO P/ESTR | 36.31
LA9D80973 | LA9D80973 | PLATINA FIX D80 | 99.14
LA9D80978 | LA9D80978 | ENCR MEC D80-D95 | 51.34
LA9D901 | LA9D901 | DISPOSIT SELAGEM | 5.73
LA9D91 | LA9D91 | BOLS 400 ETIQ AUTOADES 7X16MM | 23.5
LA9D92 | LA9D92 | SUPORTE P/ REF | 0.83
LA9D931 | LA9D931 | CORTA-CIRCUITO | 19.97
LA9D941 | LA9D941 | CORTA-CIRCUITO | 34.66
LA9D973 | LA9D973 | PLATINA DE FIX | 44.12
LA9E07 | LA9E07 | TAMPA MOD | 4.06
LA9F103 | LA9F103 | 2 BL TERM ISOLADOS | 87.91
LA9F15076 | LA9F15076 | JG LIG POTENCIA | 258.52
LA9F15077 | LA9F15077 | JG LIG POTENCIA | 235.84
LA9F15082 | LA9F15082 | JOG POT TRIP INV RED F150 | 135.76
LA9F2100 | LA9F2100 | JOG 6 LIG POT P/ LC1F2100 | 1318.16
LA9F22510 | LA9F22510 | JG LIG POT | 423.2
LA9F22576 | LA9F22576 | LIGACOES 3P INV 225A | 541.79
LA9F22577 | LA9F22577 | LIG POT LC2F2254 | 777.63
LA9F22582 | LA9F22582 | JOG POT TRIP INV RED F225 | 212.12
LA9F701 | LA9F701 | TAMP PROT LC2F115 | 44.53
LA9F702 | LA9F702 | TAMP PROT LC2F150-185 | 61.38
LA9F703 | LA9F703 | TAMP PROT LC2F225-265 | 83.85
LA9F704 | LA9F704 | TAMPA DE PROT | 110.27
LA9F705 | LA9F705 | JOG 8 TAMP PROT TERM POT F1154 | 66.37
LA9F706 | LA9F706 | TAMP PROT LC2F1154 | 45.26
LA9F707 | LA9F707 | TAMP PROT LC2F1504-1854 | 77.92
LA9F708 | LA9F708 | TAMP PROT LC2F2254-2654 | 111.31
LA9F709 | LA9F709 | TAMPA DE PROT BORN | 327.8
LA9F980 | LA9F980 | MODULO ANTI-PARASITA | 77.51
LA9FF4F | LA9FF4F | ENCRAVAMENTO MECANICO P-LC1 F115-150 | 217.63
LA9FF601 | LA9FF601 | BARRA ACOPULAMENTO | 19.46
LA9FF610 | LA9FF610 | JG LIG E-TRIANGULO | 218.67
LA9FF970 | LA9FF970 | ENCRAVAMENTO MEC | 56.49
LA9FF976 | LA9FF976 | JG LIG POTENCIA | 188.5
LA9FF977 | LA9FF977 | LG LIG POTENCIA | Descontinuado
LA9FF980 | LA9FF980 | 3 BARRA LIG F115 | 107.68
LA9FF981 | LA9FF981 | BARRA ENTRADA | 75.43
LA9FF982 | LA9FF982 | LIG POT INV F115 | 106.64
LA9FG4F | LA9FG4F | ENCR MEC | 226.15
LA9FG4G | LA9FG4G | ENCRAVAMENTO MEC | 235.84
LA9FG601 | LA9FG601 | BARRA -- 3P | 21.01
LA9FG610 | LA9FG610 | LG LIG E-TRIANGULO | Sob Consulta
LA9FG970 | LA9FG970 | ENCRAVAMENTO MEC | 67.83
LA9FG976 | LA9FG976 | JG LIG POTENCIA | 230.53
LA9FG977 | LA9FG977 | JG LIG POTENCIA | Descontinuado
LA9FG979 | LA9FG979 | JG LIG POTENCIA | 184.24
LA9FG980 | LA9FG980 | JOGO DE PROLONGAD. | 100.7
LA9FG981 | LA9FG981 | JG LIG POTENCIA | 71.68
LA9FG982 | LA9FG982 | LIG POT INV F185 | Descontinuado
LA9FH4F | LA9FH4F | ENCRAVAMENTO MEC | 387.34
LA9FH4G | LA9FH4G | ENCRAVAMENTO NEC.VERTICAL | Descontinuado
LA9FH4H | LA9FH4H | ENCRAVAMENTO MEC | 348.91
LA9FH4H4H | LA9FH4H4H | ENCR MEC 3 CONT | 1153.49
LA9FH610 | LA9FH610 | JG LIG E-TRIANGULO | 291.91
LA9FH976 | LA9FH976 | CONNECTION | 353.29
LA9FH977 | LA9FH977 | JG LIG POTENCIA | 392.85
LA9FH982 | LA9FH982 | LIG POT INV F265 | 178.83
LA9FJ4F | LA9FJ4F | ENC MEC F115/F150 DIF VRT | 400.62
LA9FJ4G | LA9FJ4G | ENCRAVAMENTO M | 395.31
LA9FJ4H | LA9FJ4H | ENCA MEC F400-F265 | 418.93
LA9FJ4J | LA9FJ4J | ENCRAVAMENTO MEC | 421.12
LA9FJ610 | LA9FJ610 | JG LIG E-TRIANGULO | 353.29
LA9FJ970 | LA9FJ970 | ENCRAVAMENTO MECANICO | 89.47
LA9FJ976 | LA9FJ976 | JG LIG POTENCIA | 353.29
LA9FJ977 | LA9FJ977 | JG LIG POTENCIA | Descontinuado
LA9FJ979 | LA9FJ979 | JOGO DE PROLONGADORES | 160.41
LA9FJ980 | LA9FJ980 | JOGO DE PROLONGADORES | 169.05
LA9FJ981 | LA9FJ981 | JOGO DE PROLONGADORES | 131.49
LA9FJ982 | LA9FJ982 | LIG POT INV F330-400 | 243.3
LA9FK4F | LA9FK4F | ENCRAVAMENTO MECANICO VERTICAL | 429.29
LA9FK4G | LA9FK4G | ENCR MEC | 438.38
LA9FK4H | LA9FK4H | ENCRAVAMENTO MECANICO | 393.03
LA9FK4J | LA9FK4J | ENCR MEC F400 CAL DIFER MONT VERT | 409.25
LA9FK4K | LA9FK4K | ENCRAVAMENTO MEC | Descontinuado
LA9FK976 | LA9FK976 | JG LIG POTENCIA | 682.85
LA9FK977 | LA9FK977 | LG LIG POTENCIA | 555.73
LA9FK981 | LA9FK981 | JOGO DE ESQUADROS | 127.12
LA9FK982 | LA9FK982 | JOG POT TRIP INV RED F500 | 353.29
LA9FL4F | LA9FL4F | CONDENACION MECANICA | 498.94
LA9FL4G | LA9FL4G | ENCRAV. MECAN. | 383.36
LA9FL4H | LA9FL4H | ENCRAVAMENTO MEC | 416.85
LA9FL4J | LA9FL4J | ENCRAVAMENTO MEC | 541.79
LA9FL4K | LA9FL4K | ENCRAVAMENTO MEC | 591.37
LA9FL4L | LA9FL4L | ENCRAVAMENTO MEC | 468.55
LA9FL970 | LA9FL970 | ENCRAVAMENTO MEC | 101.32
LA9FL976 | LA9FL976 | JG LIG POTENCIA | 1195.51
LA9FL977 | LA9FL977 | JG LIG POTENCIA | 937
LA9FL981 | LA9FL981 | JOGO 3 BAR TRAS | 164.78
LA9FL982 | LA9FL982 | JOGO BARRAS TRIP | Descontinuado
LA9FX970 | LA9FX970 | ENCRAVAMENTO M | 1735.6
LA9FX971 | LA9FX971 | ENCRAVAMENTO MECANICO | 1859.95
LA9LB320 | LA9LB320 | MANIP P-INT 18 | 124.1
LA9LB330 | LA9LB330 | COM ROT VERM IP54 0-185MM INT18 | 124.32
LA9LB331 | LA9LB331 | MANIP P- INT 18 | 166.55
LA9LB920 | LA9LB920 | LIMITADOR CC | 152.41
LA9LB930 | LA9LB930 | BARRAM TRIP 63A | 20.18
LA9LC330 | LA9LC330 | MANIP P- INT32-63 | 264.76
LA9LC331 | LA9LC331 | MANIP P- INT32-63 | 258.52
LA9LC393 | LA9LC393 | KIT P-MANIP LD1 | 68.35
LA9LC520 | LA9LC520 | CDE S/PORT COURT I32/63 VERM | 261.64
LA9LC530 | LA9LC530 | MANIP P- INT32-63 | 274.23
LA9LC531 | LA9LC531 | MANIP P- INT32-63 | 274.23
LA9P307 | LA9P307 | GATEWAY PROF/MODBUS | 2955.6
LA9PC1N60 | LA9PC1N60 | CAPTOR 160/640A | 324.97
LA9ZA32627 | LA9ZA32627 | PLATINA LD 63A TESYS U | 218.22
LA9ZX01485 | LA9ZX01485 | SUPPORT 4P FOR 60 INTERAXIS BUSBAR IEC | 25.7
LA9ZX01573 | LA9ZX01573 | BUSBAR SUPPORT 3P END COVERS | 7.59
LAD21 | LAD21 | 64 ETIQ 8X33 | 3.02
LAD24 | LAD24 | ETIQUETA P/CONTACTOR | 39.43
LAD31 | LAD31 | PLAT GV2-LC1D | 5.1
LAD311 | LAD311 | PLAT GV2/LC1D | 7.49
LAD322 | LAD322 | REPART POT 2 SM | 27.99
LAD324 | LAD324 | REPART POT 4 SM | 141.07
LAD331 | LAD331 | TERM ALIM MOT | 52.75
LAD341 | LAD341 | MOD LIG POT | 13.42
LAD351 | LAD351 | KIT MONT 1 SM | 21.64
LAD352 | LAD352 | KIT MONT 1 SM | 58.44
LAD4BB | LAD4BB | ADAPT LIG BOBINA | 11.67
LAD4BB3 | LAD4BB3 | ADAPT LIG BOB D40A-65A | 22.75
LAD4BBVG | LAD4BBVG | ADAPT BOB MOD ANTIP 127V | 9.05
LAD4BBVU | LAD4BBVU | ADAPT BOB MOD ANTIP 250V | 8.73
LAD4CM | LAD4CM | ENCRAV MEC D40A-65A | 29.64
LAD4D3U | LAD4D3U | MOD ANTIPAR DIOD 24-250VCC | 15.84
LAD4DDL | LAD4DDL | MOD ANTIPAR DIOD 24-250VCC | 17.42
LAD4RC3E | LAD4RC3E | MOD ANTIPAR RC 24-48VCA | 20.21
LAD4RC3G | LAD4RC3G | MOD ANTIPAR RC 50-127VCA | 20.32
LAD4RC3N | LAD4RC3N | MOD ANTIPAR RC 380-415VCA | 20.32
LAD4RC3U | LAD4RC3U | MOD ANTIPAR RC 110-240VCA | 20.21
LAD4RCE | LAD4RCE | MOD RC 24-48V | 16.34
LAD4RCG | LAD4RCG | MOD RC 50 -120V | 21.98
LAD4RCU | LAD4RCU | MOD RC 110-220V | 14.31
LAD4T3B | LAD4T3B | MOD ANTIPAR DIOD 24VCA-CC | 23.37
LAD4T3G | LAD4T3G | MOD ANTIPAR DIOD 125VCA-CC | 23.92
LAD4T3R | LAD4T3R | MOD ANTIPAR DIOD 440VCA-CC | 23.92
LAD4T3S | LAD4T3S | MOD ANTIPAR DIOD 72VCA-CC | 23.92
LAD4T3U | LAD4T3U | MOD ANTIPAR DIOD 250VCA-CC | 23.37
LAD4TB | LAD4TB | MOD DIODO 24V | 17.48
LAD4TBDL | LAD4TBDL | MOD ANTIPAR DIOD 24VCC | 17.15
LAD4TGDL | LAD4TGDL | MOD ANTIPAR DIOD 125VCC | 17.26
LAD4TS | LAD4TS | DIOD BIDIREC 72VAC | 21.01
LAD4TSDL | LAD4TSDL | MOD ANTIPAR DIOD 72VCA | 21.37
LAD4TUDL | LAD4TUDL | DIODO ANTIPARASITARIO 250V BIDIR | 21.37
LAD4TXDL | LAD4TXDL | MOD ANTIPAR DIOD 600VCA | 18.31
LAD4V3E | LAD4V3E | MOD ANTIPAR VAR 24-48VCA | 12.78
LAD4V3G | LAD4V3G | MOD ANTIPAR VAR 50-127VCA | 14.52
LAD4V3U | LAD4V3U | MOD ANTIPAR VAR 110-250VCA | 12.78
LAD4VE | LAD4VE | MOD VAR 24-48V | 13.76
LAD4VG | LAD4VG | MOD VAR 50-127V | 15.63
LAD4VU | LAD4VU | MOD VAR 110-250V | 13.76
LAD5C12 | LAD5C12 | MODULE DE CONNEXION D09#D32 2 SENS | 104.86
LAD5C31 | LAD5C31 | MODULO DE CONEX D09-D32 2 SENT | Sob Consulta
LAD5C32 | LAD5C32 | MOD CONEX D40-D65 2 SENT | 141.48
LAD6K10B | LAD6K10B | BL MEMORIA 24V | 78.1
LAD6K10E | LAD6K10E | BL MEMORIA 48V | 78
LAD6K10F | LAD6K10F | BL MEMORIA 110V | 78
LAD6K10M | LAD6K10M | BL MEMORIA 230V | 77.35
LAD6K10Q | LAD6K10Q | BLOQUE RET MEC 380/415 VAC/CC | 78
LAD703B | LAD703B | DISP ELECT 24V | 67.43
LAD703F | LAD703F | DISP ELECT 48V | 67.43
LAD703J | LAD703J | PARAG REARM ELECTR 12VCC | 67.43
LAD703M | LAD703M | DISP ELECT 230V | 67.43
LAD703Q | LAD703Q | DISP ELECT 400V | 67.43
LAD7305 | LAD7305 | COM DIST LRD, LR3D | 102.2
LAD7B105 | LAD7B105 | BASE MONT LRD | 17.75
LAD7B106 | LAD7B106 | BASE MONT LRD | 14.19
LAD7B205 | LAD7B205 | BASE MONT SEP p/ REL | 31.41
LAD7C1 | LAD7C1 | KIT LIG DIR D09-D18 | 7.6
LAD7C2 | LAD7C2 | KIT LIG DIR D25-D38 | 12.87
LAD7X3 | LAD7X3 | PLAT RETROFIT LC1D40-65 | 17.58
LAD8N02 | LAD8N02 | BL CONT AUX 2NF | 13.82
LAD8N11 | LAD8N11 | BL CONT AUX 1NA+1NF | 13.82
LAD8N20 | LAD8N20 | BL CONT AUX 2NA | 13.82
LAD90 | LAD90 | SUP ETIQ | 2.63
LAD901 | LAD901 | ESPACAD TAM 1 | 45.03
LAD90909 | LAD90909 | SUP CONT LE1D09 | 3.33
LAD9091 | LAD9091 | KIT ADAPT BOT PAR | 4.49
LAD9092 | LAD9092 | KIT ADAPT BOT PAR | 18.25
LAD91217 | LAD91217 | KIT MONT LC3D12-18 | 157.95
LAD91218 | LAD91218 | KIT MONTAGEM p/a LC3D18 | 64.45
LAD912GV | LAD912GV | KIT MONT LC3D/GV2 | 193.6
LAD91809 | LAD91809 | SOPORTE BLOQUE CONTACTOS | 6.65
LAD91810 | LAD91810 | SUP BOT PAR-REARM LE1D18-D35 | 10.61
LAD92560 | LAD92560 | BORN AMPLIF T1 | 22.19
LAD93217 | LAD93217 | KIT MONT LC3D32 | 166.47
LAD96560 | LAD96560 | TERM POT EVERLINK | 11.36
LAD96570 | LAD96570 | PROT IP20 P/ TERM OLH | 50.95
LAD96590 | LAD96590 | PROT TERM | 31.42
LAD96595 | LAD96595 | CONEXAO EVERLINK | 35.58
LAD9AP31 | LAD9AP31 | MOD LIG CONTR P/ CONT C/ REL | 175.91
LAD9AP32 | LAD9AP32 | MOD LIG CONTR P/ INV C/ REL | 279.43
LAD9ET1S | LAD9ET1S | PROTECTOR DE SEGURIDAD ROJO D09/65 | 3.75
LAD9ET2 | LAD9ET2 | TAMP PROT D40/D65 | 2.81
LAD9ET3 | LAD9ET3 | TAMP PROT D80/D95 | 4.16
LAD9ET3S | LAD9ET3S | IDENT SEG CT LC1D 80-95A | 9.47
LAD9ET4S | LAD9ET4S | IDENT SG CT LC1D110-150A | 9.47
LAD9P3 | LAD9P3 | BARRAMENTO PARALELO 3 P | 7.1
LAD9PVGV | LAD9PVGV | KIT INV ARR 2 VEL D09-D38 | 38.7
LAD9R1 | LAD9R1 | KIT MONT LC2D09-38 | 19.34
LAD9R1V | LAD9R1V | KIT MONT LC2D09-38 | 22.22
LAD9R3 | LAD9R3 | KIT MONT LC2D40A-65A | 67.51
LAD9R3S | LAD9R3S | KIT MONT LC2D40A/65A | 49.55
LAD9SD3 | LAD9SD3 | KIT MONT LC3D40A-65A | 182.86
LAD9T4 | LAD9T4 | KIT BOT REARM | 5.67
LAD9V10 | LAD9V10 | BAR1 POT LC2D QUICK | 66.79
LAD9V11 | LAD9V11 | BAR2 POT LC2D QUICK | 57.38
LAD9V12 | LAD9V12 | BAR1 POT LC2D CABO | 66.79
LAD9V13 | LAD9V13 | BAR2 POT LC2D CABO | 71.15
LAD9V14 | LAD9V14 | BAR COM LC3D | 11.34
LAD9V15 | LAD9V15 | BAR2 POT LC3D32 | 47.96
LAD9V16 | LAD9V16 | SUP D18 LC3D32 | 24.56
LAD9V2 | LAD9V2 | ENCR MEC LC2D09 | 12.24
LAD9V5 | LAD9V5 | BARRA DE POTENC INV SUP LC1D09..38 | 6.99
LAD9V6 | LAD9V6 | BARRA DE POTENC INV INF LC1D09..38 | 6.99
LADC22 | LADC22 | BL CONT AUX 2NA+2NF | 23.3
LADC223 | LADC223 | BL CONT AUX 2NA+2NF SOBR TERM MOLA | 27.94
LADN01 | LADN01 | BL CONT AUX 1NF | 11.25
LADN02 | LADN02 | BL CONT AUX 2NF | 12.46
LADN023 | LADN023 | BL CONT AUX 2NF TERM MOL | 15.86
LADN04 | LADN04 | BL CONT AUX 4NF | 22.27
LADN043 | LADN043 | BL CONT AUX 4NF TERM MOL | 26.16
LADN10 | LADN10 | BL CONT AUX 1NA | 11.25
LADN11 | LADN11 | BL CONT AUX 1NA+1NF | 12.46
LADN113 | LADN113 | BL CONT AUX 1NA+1NF | 16.18
LADN13 | LADN13 | BL CONT AUX 1NA+3NF | 22.27
LADN133 | LADN133 | BL CONT AUX NA+3NF TERM MOL | 28.26
LADN20 | LADN20 | BL CONT AUX 2NA | 12.46
LADN203 | LADN203 | BL CONT AUX 2NA | 16.18
LADN22 | LADN22 | AUX CONT LADN22 2NA+2NC FRONT | 22.27
LADN223 | LADN223 | BL CONT AUX 2NA+2NF | 28.82
LADN226 | LADN226 | BL CONT AUX 2NA+2NF P/ TERM OLHAL | 24.36
LADN22S | LADN22S | BLOC AUX 2NA p/ AUT SEG | 21.63
LADN31 | LADN31 | BL CONT AUX 3NA+1NF | 22.27
LADN313 | LADN313 | BL CONT AUX 3NA+NF | 28.26
LADN31G | LADN31G | BLOQUE CONT AUX 3NA/1NC FRONT | 24.2
LADN40 | LADN40 | BL CONT AUX 4NA | 22.27
LADN403 | LADN403 | BL CONT AUX 4NA | 28.26
LADR0 | LADR0 | BL TEMP REP 0,1-3S | 81.05
LADR03 | LADR03 | BL TEMP REP 0,1-3S TERM MOL | 86.23
LADR2 | LADR2 | BL TEMP REP 0,1-30S | 81.05
LADR23 | LADR23 | BL TEMP REP 0.1-30S | 86.23
LADR4 | LADR4 | BL TEMP REP 10-180S | 95.47
LADR43 | LADR43 | BL TEMP REP 10/180S TERM MOL | 101.69
LADR46 | LADR46 | BL TEMP REP 10-180S | 103.44
LADS2 | LADS2 | BL TEMP TR 0,1-30S | 82.92
LADS23 | LADS23 | BL TEMP TR 0,1-30S ESTR TR TERM MOL | 88.43
LADT0 | LADT0 | BL TEMP TR 0,1-3S | 81.05
LADT03 | LADT03 | BL TEMP TR 0,1-3S TERM MOL | 86.23
LADT2 | LADT2 | BL TEMP TR 0,1-30S | 81.05
LADT23 | LADT23 | BL TEMP TR 0.1-30S | 86.23
LADT4 | LADT4 | BL TEMP TR 10-180S | 95.47
LADT43 | LADT43 | BL TEMP TR 10-180S TERM MOL | 101.69
LADT9R1 | LADT9R1 | KIT MONT LC2DT20-40 | 40.46
LADT9R1V | LADT9R1V | KIT MONT LC2DT20-32 | 45.04
LB1LD03P61 | LB1LD03P61 | MOD PROT INT63 45-63A | 1207.44
LC1BM33M22 | LC1BM33M22 | CONT 500KW 3P+2NA+2NF 220V | 22404.11
LC1BM34M22 | LC1BM34M22 | CONT. 1250A AC1 4P 220V | 29871.48
LC1D0935BD | LC1D0935BD | CONT 9A AC3 3P+NA+NF 24VCC | 112.04
LC1D093B7 | LC1D093B7 | CONT 3P+NA+NF 4KW 24V | 45.36
LC1D093BD | LC1D093BD | CONT 9A AC3 3P+NA+NF 24VCC TERM MOL | 95.71
LC1D093BL | LC1D093BL | CONT 3P+NA+NF 4KW 24VBC | 63.56
LC1D093E7 | LC1D093E7 | CONT 4KW 3P 110V | 46.4
LC1D093EL | LC1D093EL | CNT 9A AC3 3P+NA+NF 48VBC | 65.23
LC1D093F7 | LC1D093F7 | CONT 4KW 3P 110V | 46.08
LC1D093FD | LC1D093FD | CT 9A AC3 3P+NA+NF 110VCC | 97.89
LC1D093FE7 | LC1D093FE7 | CONT 9A AC3 3P+NA+NF 115VCA TERM MOL | 47.54
LC1D093JD | LC1D093JD | CNT 9A AC3 3P+NA+NF 12VCC | 100.28
LC1D093JL | LC1D093JL | CNT 9A AC3 3P+NA+NF 12VBC | 66.48
LC1D093MD | LC1D093MD | CONT 9A AC3 3P+NA+NF 220VCC TERM MOL | 100.28
LC1D093P7 | LC1D093P7 | CONT 3P+NA+NF 4KW 230V | 45.36
LC1D093V7 | LC1D093V7 | CONT 9A AC3 3P+NA+NF 400VCA TERM MOL | 46.4
LC1D096B7 | LC1D096B7 | CONT 9A AC3 3P+NA+NF 24VCA TERM OLH | 49.31
LC1D096BD | LC1D096BD | CONT 4KW 3P 24V | 97.79
LC1D096BLS207 | LC1D096BLS207 | CONT 9A AC3 3P+NA+NF 24VBC CAM FERRO | 164.78
LC1D096F7 | LC1D096F7 | CONT 9A 1NA/1NC 110V 50/60HZ TERM OLH | 49.83
LC1D096P7 | LC1D096P7 | CONT 4KW 3P 230V | 49.31
LC1D096SL | LC1D096SL | CONT 9A AC3 3P+NA+NF 72VBC TERM OLH | 68.45
LC1D096V7 | LC1D096V7 | CONT 9A AC3 3P+NA+NF 400VCA TERM OLH | 49.83
LC1D0983BD | LC1D0983BD | CT 20AT 2P+2R+NA+NF 24VCC | 110.27
LC1D0983BL | LC1D0983BL | CT 20AT 2P+2R+NA+NF 24VBC | 95.81
LC1D0983ED | LC1D0983ED | CT 20AT 2P+2R+NA+NF 48VCC | 113.19
LC1D0983ML | LC1D0983ML | CT 20AT 2P+2R+NA+NF220VBC | 99.24
LC1D0983P7 | LC1D0983P7 | CONT 20A AC1 2P+2R 1NA/1NC 230V 50/60H | 69.58
LC1D0983V7 | LC1D0983V7 | CNT 20AT 2P+2R+NA+NF 400V | 66.79
LC1D098B7 | LC1D098B7 | CONT 20AT 2P+2R+NA+NF 24V | 64.96
LC1D098BD | LC1D098BD | CONT 20AT 2P+2R+NA+NF 24VCC | 110.18
LC1D098BL | LC1D098BL | CONT 20AT 2P+2R 24V BC | 93.83
LC1D098D7 | LC1D098D7 | CONT 20AT 2P+2R+NA+NF 42V | 68.16
LC1D098E7 | LC1D098E7 | CONT 20AT 2P+2R+NA+NF 48V | 65.62
LC1D098ED | LC1D098ED | CONT 20AT 2P+2R+NA+NF 48VCC | 112.5
LC1D098EL | LC1D098EL | CONT 20AT 2P+2R+NA+NF 48VBC | 95.57
LC1D098F7 | LC1D098F7 | CONT 20AT 2P+2R+NA+NF 110V | 65.62
LC1D098FD | LC1D098FD | CONT 20AT 2P+2R+NA+NF 110VCC | 111.43
LC1D098FE7 | LC1D098FE7 | CONT 20A AC1 2P+2R 1NA/1NC 115V 50/60HZ | 68.16
LC1D098G7 | LC1D098G7 | CONT 20AT 2P+2R+NA+NF 42V | 68.16
LC1D098JD | LC1D098JD | CONT 20AT 2P+2R+NA+NF 12VCC | 113.39
LC1D098JL | LC1D098JL | CT 20AT 2P+2R+NA+NF 12VBC | 92.79
LC1D098MD | LC1D098MD | CONT 20AT 2P+2R+NA+NF 220VCC | 112.3
LC1D098ML | LC1D098ML | CONT 20AT 2P+2R+NA+NF 220VBC | 98.86
LC1D098P7 | LC1D098P7 | CONT 20AT 2P+2R+NA+NF 230V | 64.96
LC1D098R7 | LC1D098R7 | CONT 20AT 2P+2R+NA+NF 440V | 68.16
LC1D098UD | LC1D098UD | CONTACTOR | 115.22
LC1D098V7 | LC1D098V7 | CONT 20AT 2P+2R+NA+NF 400V | 65.62
LC1D099P7 | LC1D099P7 | CONT 9A AC3 3P+NA+NF 230VCA TERM FAST | 52.85
LC1D09AL | LC1D09AL | CONT 9A AC3 3P+NA+NF 5VBC | 66.07
LC1D09B7 | LC1D09B7 | CONT 3P+NA+NF 4KW 24V | 43.17
LC1D09B7TQ | LC1D09B7TQ | CONT 4KW 3P 24V | 43.17
LC1D09BD | LC1D09BD | CONT 3P+NA+NF 4KW 24VCC | 90.13
LC1D09BL | LC1D09BL | CONT 3P+NA+NF 4KW 24VBC | 60.29
LC1D09BNE | LC1D09BNE | TESYS D CONTACTOR-3P-AC3- <= 440V 9A - 2 | 90.61
LC1D09CD | LC1D09CD | CONT 9A AC3 3P+NA+NF 36VCC | 95.9
LC1D09D7 | LC1D09D7 | CONT 4KW 3P 42V | 45.56
LC1D09E7 | LC1D09E7 | CONT 3P+NA+NF 4KW 48V | 45.56
LC1D09ED | LC1D09ED | CONT 3P+NA+NF 4KW 48VCC | 92.33
LC1D09EHE | LC1D09EHE | TESYS D CONTACTOR-3P-AC3- <= 440V 9A - 4 | 91.44
LC1D09EL | LC1D09EL | CONT 9A AC3 3P+NA+NF 48VBC | 61.87
LC1D09F7 | LC1D09F7 | CONT 3P+NA+NF 4KW 110V | 43.7
LC1D09FC7 | LC1D09FC7 | CONT 4KW 3P 127V | 47.16
LC1D09FD | LC1D09FD | CONT 3P+NA+NF 4KW 110VCC | 92.33
LC1D09FE7 | LC1D09FE7 | CONT 4KW 3P 110V | 45.56
LC1D09FL | LC1D09FL | CONT 9A AC3 3P+NA+NF 110VBC | 64.49
LC1D09G7 | LC1D09G7 | CONT 4KW 3P 120V | 45.56
LC1D09GD | LC1D09GD | CONT 4KW 3P 125VCC | 95.9
LC1D09J7 | LC1D09J7 | CONT 3P+NA+NF 4KW 12V | 45.56
LC1D09JD | LC1D09JD | CONT 3P+NA+NF 4KW 12VCC | 94.22
LC1D09JL | LC1D09JL | CONT 4KW 3P 12V BC | 63.23
LC1D09KUE | LC1D09KUE | TESYS D CONTACTOR-3P-AC3- <= 440V 9A - 1 | 90.61
LC1D09M7 | LC1D09M7 | CONT 3P 4KW 220V CA | 45.27
LC1D09MD | LC1D09MD | CONT 3P+NA+NF 4KW 220VCC | 94.22
LC1D09ML | LC1D09ML | CONT 3P+NA+NF 4KW 220VBC | 64.49
LC1D09N7 | LC1D09N7 | CONT 9A AC3 3P+NA+NF 415VCA | 47.16
LC1D09ND | LC1D09ND | CONT 4KW 3P 60VCC | 95.9
LC1D09P7 | LC1D09P7 | CONT 3P+NA+NF 4KW 230V | 43.17
LC1D09P7TQ | LC1D09P7TQ | CONT 4KW 3P 230V | 43.17
LC1D09Q7 | LC1D09Q7 | CONT 3P 4KW 380V CA | 45.56
LC1D09R7 | LC1D09R7 | CONT 4KW 3P 440V | 45.56
LC1D09RD | LC1D09RD | CONT 4KW 3P 440VCC | 95.9
LC1D09SD | LC1D09SD | CONT 3P+NA+NF 4KW 72VCC | 95.9
LC1D09SL | LC1D09SL | CONT 9A AC3 3P+NA+NF 72VBC | 64.49
LC1D09T7 | LC1D09T7 | CONT 9A 1NA/1NC 480V 50/60HZ | 47.16
LC1D09U7 | LC1D09U7 | CONT 9A AC3 3P+NA+NF 240VCA | 45.56
LC1D09V7 | LC1D09V7 | CONT 3P+NA+NF 4KW 400V | 45.56
LC1D09V7TQ | LC1D09V7TQ | CONT 4KW 3P 400V | 43.7
LC1D115004B5 | LC1D115004B5 | CONT 200A 4P 24V | 884.87
LC1D115004B7 | LC1D115004B7 | CONT 200AT 4P | 827.96
LC1D115004BD | LC1D115004BD | CONT 200AT 4P | 911.79
LC1D115004E7 | LC1D115004E7 | CONT 200AT 4P 48VCA | 839.87
LC1D115004ED | LC1D115004ED | CONT 200AT 4P 48VCC | 930.21
LC1D115004F7 | LC1D115004F7 | CONT 200AT 4P | 839.87
LC1D115004FD | LC1D115004FD | CONT 200AT 4P 110VCC | 930.21
LC1D115004M5 | LC1D115004M5 | CONT 200A 4P 220V | 884.87
LC1D115004P7 | LC1D115004P7 | CONT 200AT 4P | 827.96
LC1D115004SD | LC1D115004SD | CONT 200AT 4P 72VCC | 1003.55
LC1D115004V7 | LC1D115004V7 | CONT 200AT 4P | 839.87
LC1D1156P7 | LC1D1156P7 | CONT 115A AC3 3P+NA+NF 230VCA TERM OLH | 505.07
LC1D1156SD | LC1D1156SD | CONT 75KW 3P 72VCC | 486.65
LC1D1156U5 | LC1D1156U5 | CONT 3P 115A 240VCA 3P+NA+NF 50HZ | 500.59
LC1D115B7 | LC1D115B7 | CONT 3P+NA+NF 55KW 24V | 542.64
LC1D115BD | LC1D115BD | CONT 3P+NA+NF 55KW | 547.05
LC1D115E7 | LC1D115E7 | CONT 3P+NA+NF 55KW 48V | 549.46
LC1D115ED | LC1D115ED | CONT 3P+NA+NF 55KW | 558.6
LC1D115F7 | LC1D115F7 | CONT 3P+NA+NF 55KW 110V | 549.46
LC1D115FD | LC1D115FD | CONT 115A AC3 3P+NA+NF 110VCC | 558.6
LC1D115G7 | LC1D115G7 | CONT 115A AC3 3P+NA+NF 120VCA 50/60Hz | 568.06
LC1D115GD | LC1D115GD | CONT 3P 55KW 125V DC | 581.29
LC1D115MD | LC1D115MD | CONT 3P 55KW 220V DC | 564.27
LC1D115N7 | LC1D115N7 | CONT 115A AC3 3P+NA+NF VCA | 596.84
LC1D115P7 | LC1D115P7 | CONT 3P+NA+NF 55KW 230V | 542.64
LC1D115R7 | LC1D115R7 | CONT 115A AC3 3P+NA+NF 440VCA | 568.06
LC1D115RD | LC1D115RD | CONT 115A AC3 3P+NA+NF 440VCC | 581.29
LC1D115U7 | LC1D115U7 | CONT 115A AC3 3P+NA+NF VCA | 549.46
LC1D115V7 | LC1D115V7 | CONT 3P+NA+NF 55KW 400V | 549.46
LC1D123B7 | LC1D123B7 | CONT 3P+NA+NF 5,5KW 24V | 51.71
LC1D123BD | LC1D123BD | CONT 12A AC3 3P+NA+NF 24VCC TERM MOL | 100.28
LC1D123BL | LC1D123BL | CONT 3P+NA+NF 5,5KW 24VBC | 73.86
LC1D123D7 | LC1D123D7 | CONT 5,5KW 3P+NA+NF 42V | 53.89
LC1D123E7 | LC1D123E7 | CONT 3P+NA+NF 5,5KW 48V | 52.32
LC1D123ED | LC1D123ED | CT 12A AC3 3P+NA+NF 48VCC | 102.58
LC1D123EL | LC1D123EL | CT 12A AC3 3P+NA+NF 48VBC | 75.53
LC1D123F7 | LC1D123F7 | CONT 3P+NA+NF 5,5KW 110V | 52.22
LC1D123FD | LC1D123FD | CONT 3P+NA+NF 5,5KW | 102.58
LC1D123FE7 | LC1D123FE7 | CONT 5,5KW 3P+NA+NF 115V | 53.89
LC1D123G7 | LC1D123G7 | CONT 12A AC3 3P+NA+NF 120VCA TERM MOL | 53.89
LC1D123JD | LC1D123JD | CT 12A AC3 3P+NA+NF 12VCC | 105.48
LC1D123MD | LC1D123MD | CT 12A 3P+NA+NF220VCC ML | 105.48
LC1D123P7 | LC1D123P7 | CONT 3P+NA+NF 5,5KW 230V | 51.71
LC1D123SL | LC1D123SL | CT 12A AC3 3P+NA+NF 72VBC | 77.92
LC1D123V7 | LC1D123V7 | CONT 3P+NA+NF 5,5KW 400V | 52.32
LC1D125P7 | LC1D125P7 | CONT 5,5KW 3P 230V | 53.06
LC1D126BD | LC1D126BD | CONT 12A 1NA/1NC 24V CC-AR-ANTIP OLH | 107.25
LC1D126P7 | LC1D126P7 | CONT 5,5KW 3P 230V | 57.95
LC1D1283BD | LC1D1283BD | CONT 25A AC1 2P+2R 1NA/1NC 24V CC-AR-A | 116.2
LC1D1283ML | LC1D1283ML | CONT 25AT 2P+2R 24V BC | 102.89
LC1D1283P7 | LC1D1283P7 | CONT 25A AC1 2P+2R 1NA/1NC 230V 50/60H | 72.97
LC1D1283V7 | LC1D1283V7 | CONT 25AT 2P+2R+NA+NF 400V TERM MOL | 73.51
LC1D128B7 | LC1D128B7 | CONT 25AT 2P+2R+NA+NF 24V | 67.72
LC1D128BD | LC1D128BD | CONT 25AT 2P+2R+NA+NF 24VCC | 116.36
LC1D128BL | LC1D128BL | CONT 25AT 2P+2R+NA+NF 24VBC | 97.44
LC1D128E7 | LC1D128E7 | CONT 25AT 2P+2R+NA+NF 48V | 69.6
LC1D128ED | LC1D128ED | CONT 25AT 2P+2R+NA+NF 48VCC | 118.67
LC1D128EL | LC1D128EL | CONT 25AT 2P+2R+NA+NF 48VBC | 99.41
LC1D128F7 | LC1D128F7 | CONT 25AT 2P+2R+NA+NF 110V | 68.27
LC1D128FD | LC1D128FD | CONT 25AT 2P+2R+NA+NF 110VCC | 118.67
LC1D128FE7 | LC1D128FE7 | CONT 25AT 2P+2R+NA+NF 115VCA | 70.65
LC1D128G7 | LC1D128G7 | CONT 25AT 2P+2R+NA+NF 120VCA | 70.65
LC1D128JD | LC1D128JD | CONT 25AT 2P+2R+NA+NF 12VCC | 121.1
LC1D128MD | LC1D128MD | CONT 25AT 2P+2R+NA+NF 220VCC | 121.1
LC1D128ML | LC1D128ML | CONT 25AT 2P+2R+NA+NF 220VBC | 102.24
LC1D128P7 | LC1D128P7 | CONT 25A AC1 2P+2R 1NA-1NC 230V | 67.72
LC1D128V7 | LC1D128V7 | CONT 25AT 2P+2R+NA+NF 400V | 69.6
LC1D12AL | LC1D12AL | CONT 12A AC3 3P+NA+NF 5VBC | 77.1
LC1D12B7 | LC1D12B7 | CONT 3P+NA+NF 5,5KW 24V | 48.98
LC1D12BD | LC1D12BD | CONT 3P+NA+NF 5,5KW 24VCC | 94.12
LC1D12BL | LC1D12BL | CONT 3P+NA+NF 5,5KW 24VBC | 70.06
LC1D12BNE | LC1D12BNE | TESYS D CONTACTOR-3P-AC3- <= 440V 12A - | 94.56
LC1D12CD | LC1D12CD | CONT 12A AC3 3P+NA+NF 36VCC | 101.78
LC1D12D7 | LC1D12D7 | CONT 12A AC3 3P+NA+NF 42VCA | 52.71
LC1D12E7 | LC1D12E7 | CONT 3P+NA+NF 5,5KW 48V | 51.37
LC1D12ED | LC1D12ED | CONT 3P+NA+NF 5,5KW 48VCC | 96.64
LC1D12EHE | LC1D12EHE | TESYS D CONTACTOR-3P-AC3- <= 440V 12A - | 95.6
LC1D12EL | LC1D12EL | CONT 5,5KW 3P 48VBC | 71.84
LC1D12F7 | LC1D12F7 | CONT 3P+NA+NF 5,5KW 110V | 49.58
LC1D12FC7 | LC1D12FC7 | CONT 5,5KW 3P 110V | 53.88
LC1D12FD | LC1D12FD | CONT 3P+NA+NF 5,5KW 110VCC | 96.64
LC1D12FE7 | LC1D12FE7 | CONT 5,5KW 3P 115V | 51.57
LC1D12FL | LC1D12FL | CONT 12A AC3 3P+NA+NF 110VBC | 71.84
LC1D12G7 | LC1D12G7 | CONT 12A AC3 3P+NA+NF 120VCA | 51.57
LC1D12GD | LC1D12GD | CONT 12A AC3 3P+NA+NF 125VCC | 101.78
LC1D12J7 | LC1D12J7 | CONT 3P+NA+NF 5,5KW 12V | 51.57
LC1D12JD | LC1D12JD | CONT 3P+NA+NF 5,5KW 12VCC | 99.48
LC1D12JL | LC1D12JL | CONT 3P+NA+NF 5,5KW 12VBC | 73.11
LC1D12KUE | LC1D12KUE | TESYS D CONTACTOR-3P-AC3- <= 440V 12A - | 94.56
LC1D12M7 | LC1D12M7 | CONT 3P 5.5KW 220V CA | 51.57
LC1D12MD | LC1D12MD | CONT 3P+NA+NF 5,5KW 220VCC | 99.48
LC1D12ML | LC1D12ML | CONT 3P+NA+NF 5,5KW 220VBC | 74.27
LC1D12ND | LC1D12ND | CONT 12A AC3 3P+NA+NF 60VCC | 101.78
LC1D12P7 | LC1D12P7 | CONT 3P+NA+NF 5,5KW 230V | 48.98
LC1D12P7TQ | LC1D12P7TQ | CONT 9A 1NA-1NC 400V 50-60HZ | 48.95
LC1D12Q7 | LC1D12Q7 | CONT 3P 5.5KW 380V CA | 51.57
LC1D12R7 | LC1D12R7 | CONT 5,5KW 3P 440V | 51.68
LC1D12SD | LC1D12SD | CONT 3P+NA+NF 5,5KW 72VCC | 101.78
LC1D12SL | LC1D12SL | CT 12A AC3 3P+NA+NF 72VBC | 74.27
LC1D12U7 | LC1D12U7 | CONT 12A AC3 3P+NA+NF 240VCA | 51.68
LC1D12V7 | LC1D12V7 | CONT 3P+NA+NF 5,5KW 400V | 51.37
LC1D12V7PACK1 | LC1D12V7PACK1 | CONT 12A AC3 3P+NA+NF 400VCA | 2430.8
LC1D1506F7 | LC1D1506F7 | CONT 75KW 3P+NA+NF 110V | 621.47
LC1D1506P7 | LC1D1506P7 | CONT 150A 3P+NA+NF 230V | 615.23
LC1D1506U7 | LC1D1506U7 | CONT 150A 3P+NA+NF 240V | 646.86
LC1D150B7 | LC1D150B7 | CONT 3P+NA+NF 75KW 24V | 665.11
LC1D150BD | LC1D150BD | CONT 3P+NA+NF 75KW | 653.88
LC1D150D7 | LC1D150D7 | CONT 3P 75 KW 42V CA | 688.43
LC1D150E7 | LC1D150E7 | CONT 3P+NA+NF 75KW 48V | 671
LC1D150ED | LC1D150ED | CT 150A AC3 3P+NA+NF48VCC | 677.72
LC1D150F7 | LC1D150F7 | CONT 3P+NA+NF 75KW 110V | 671
LC1D150FD | LC1D150FD | CONT 150A AC3 3P+NA+NF 110VCC | 677.72
LC1D150FE7 | LC1D150FE7 | CONT 150A AC3 3P+NA+NF 72VCC | 718.06
LC1D150G7 | LC1D150G7 | CONT 150A AC3 3P+NA+NF 120VCA | 671
LC1D150MD | LC1D150MD | CONT 150A AC3 3P+NA+NF 220VCC | 691.37
LC1D150P7 | LC1D150P7 | CONT 3P+NA+NF 75KW 230V | 665.11
LC1D150R7 | LC1D150R7 | CONT 150A 1NA/1NC 440V 50/60HZ | 688.43
LC1D150U7 | LC1D150U7 | CONT 150A AC3 3P+NA+NF 240VCA | 688.43
LC1D150V7 | LC1D150V7 | CONT 3P+NA+NF 75KW 400V | 671
LC1D183B7 | LC1D183B7 | CONT 3P+NA+NF 7,5KW 24V | 69.6
LC1D183BD | LC1D183BD | CONT 18A AC3 3P+NA+NF 24VCC TERM MOL | 127.85
LC1D183BL | LC1D183BL | CONT 18A AC3 3P+NA+NF 24VBC TERM MOL | 100.39
LC1D183E7 | LC1D183E7 | CONT 18A 1NA/1NC 48V 50/60HZ RES | 70.11
LC1D183ED | LC1D183ED | CT 18A AC3 3P+NA+NF 48VCC | 130.24
LC1D183EL | LC1D183EL | CT 18A AC3 3P+NA+NF 48VBC | 102.78
LC1D183F7 | LC1D183F7 | CONT 3P+NA+NF 7,5KW 110V | 70.11
LC1D183FD | LC1D183FD | CT 18A 3P+NA+NF110VCC ML | 130.24
LC1D183JL | LC1D183JL | CT 18A AC3 3P+NA+NF 12VBC | 103.93
LC1D183MD | LC1D183MD | CONT 18A AC3 3P+NA+NF 220VCC TERM MOL | 132.43
LC1D183P7 | LC1D183P7 | CONT 3P+NA+NF 7,5KW 230V | 69.6
LC1D183V7 | LC1D183V7 | CONT 18A AC3 3P+NA+NF 400VCA TERM MOL | 70.11
LC1D186BL | LC1D186BL | CONT 18A AC3 3P+NA+NF 24VBC TERM OLH | 103.62
LC1D186F7 | LC1D186F7 | CONT 7,5KW 3P 110V | 78.23
LC1D186P7 | LC1D186P7 | CONT 7,5KW 3P 230V | 77.39
LC1D186SL | LC1D186SL | CONT 18A AC3 3P+NA+NF 72VBC TERM OLH | 108.09
LC1D1883BD | LC1D1883BD | CT 32AT 2P+2R+NA+NF 24VCC | 148.97
LC1D1883ML | LC1D1883ML | CT 32AT 2P+2R+NA+NF220VBC | 136.18
LC1D1883P7 | LC1D1883P7 | CONT 32A AC1 2P+2R 1NA/1NC 230V 50/60H | 96.78
LC1D1883V7 | LC1D1883V7 | CNT 32AT 2P+2R+NA+NF 400V | 93.32
LC1D188B7 | LC1D188B7 | CONT 32AT 2P+2R+NA+NF 24V | 90.34
LC1D188BD | LC1D188BD | CONT 32AT 2P+2R+NA+NF 24VCC | 150.44
LC1D188BL | LC1D188BL | CONT 32AT 2P+2R+NA+NF 24VBC | 126.49
LC1D188E7 | LC1D188E7 | CONT 32AT 2P+2R+NA+NF 48V | 92.53
LC1D188ED | LC1D188ED | CONT 32AT 2P+2R+NA+NF 48VCC | 153.52
LC1D188EL | LC1D188EL | CONT 32AT 2P+2R+NA+NF 48VBC | 128.89
LC1D188F7 | LC1D188F7 | CONT 32AT 2P+2R+NA+NF 110VCA | 91.63
LC1D188FD | LC1D188FD | CONT 32AT 2P+2R+NA+NF 110VCC | 153.52
LC1D188MD | LC1D188MD | CONT 32AT 2P+2R+NA+NF 220VCC | 157.93
LC1D188ML | LC1D188ML | CONT 32AT 2P+2R+NA+NF 220VBC | 133.7
LC1D188P7 | LC1D188P7 | CONT 32AT 2P+2R+NA+NF 230V | 90.34
LC1D188V7 | LC1D188V7 | CONT 32AT 2P+2R+NA+NF 400V | 92.53
LC1D18B7 | LC1D18B7 | CONT 3P+NA+NF 7,5KW 24V | 67.33
LC1D18BD | LC1D18BD | CONT 3P+NA+NF 7,5KW 24VCC | 121.21
LC1D18BL | LC1D18BL | CONT 3P+NA+NF 7,5KW 24VBC | 95.07
LC1D18BNE | LC1D18BNE | TESYS D CONTACTOR-3P-AC3- <= 440V 18A - | 121.92
LC1D18CD | LC1D18CD | CONT 18A AC3 3P+NA+NF 36VCC | 132.88
LC1D18D7 | LC1D18D7 | CONT 7,5KW 3P 42V | 71.22
LC1D18E7 | LC1D18E7 | CONT 3P+NA+NF 7,5KW 48V | 68.17
LC1D18ED | LC1D18ED | CONT 3P+NA+NF 7,5KW 48VCC | 124.79
LC1D18EHE | LC1D18EHE | TESYS D CONTACTOR-3P-AC3- <= 440V 18A - | 123.06
LC1D18EL | LC1D18EL | CONT 3P+NA+NF 7,5KW 48VBC | 97.38
LC1D18F7 | LC1D18F7 | CONT 3P+NA+NF 7,5KW 110V | 68.17
LC1D18FC7 | LC1D18FC7 | CONT 7,5KW 3P 127V | 74.16
LC1D18FD | LC1D18FD | CONT 3P+NA+NF 7,5KW 110VCC | 124.79
LC1D18FE7 | LC1D18FE7 | CONT 18A AC3 3P+NA+NF 115VCA | 71.22
LC1D18FL | LC1D18FL | CONT 18A AC3 3P+NA+NF 110VBC | 97.38
LC1D18G7 | LC1D18G7 | CONT 18A AC3 3P+NA+NF 120VCA | 71.22
LC1D18GD | LC1D18GD | CONT 7,5KW 3P 125VCC | 132.88
LC1D18J7 | LC1D18J7 | CONT 3P+NA+NF 7,5KW 12V | 71.22
LC1D18JD | LC1D18JD | CONT 3P+NA+NF 7,5KW 12VCC | 128.25
LC1D18JL | LC1D18JL | CONT 18A AC3 3P+NA+NF 12VBC | 97.79
LC1D18KUE | LC1D18KUE | TESYS D CONTACTOR-3P-AC3- <= 440V 18A - | 121.92
LC1D18M7 | LC1D18M7 | CONT 3P 7.5KW 220V CA | 71.22
LC1D18MD | LC1D18MD | CONT 3P+NA+NF 7,5KW 220VCC | 128.25
LC1D18ML | LC1D18ML | CONT 3P+NA+NF 7,5KW 220VBC | 99.68
LC1D18ND | LC1D18ND | CONT 18A AC3 3P+NA+NF 60VCC | 132.88
LC1D18P7 | LC1D18P7 | CONT 3P+NA+NF 7,5KW 230V | 67.33
LC1D18P7TQ | LC1D18P7TQ | CONT 7.5KW 3P 230V | 67.33
LC1D18Q7 | LC1D18Q7 | CONT 3P 7.5KW 380V CA | 71.22
LC1D18SL | LC1D18SL | CT 18A AC3 3P+NA+NF 72VBC | 99.68
LC1D18U7 | LC1D18U7 | CONT.7.5KW 3P 240V | 71.22
LC1D18V7 | LC1D18V7 | CONT 3P+NA+NF 7,5KW 400V | 68.17
LC1D253B7 | LC1D253B7 | CONT 25A AC3 3P+NA+NF 24VCA TERM MOL | 97.89
LC1D253BD | LC1D253BD | CONT 3P+NA+NF 11KW | 156.25
LC1D253BL | LC1D253BL | CONT 25A AC3 3P+NA+NF 24VBC TERM MOL | 136.18
LC1D253E7 | LC1D253E7 | CONT 25A AC3 3P+NA+NF 48VCA TERM MOL | 99.03
LC1D253ED | LC1D253ED | CT 25A AC3 3P+NA+NF 48VCC | 159.58
LC1D253F7 | LC1D253F7 | CONT 25A AC3 3P+NA+NF 110VCA TERM MOL | 99.03
LC1D253FD | LC1D253FD | CT 25A 3P+NA+NF110VCC ML | 159.58
LC1D253FE7 | LC1D253FE7 | CONT 11KW 3P+NA+NF 230V | 103.09
LC1D253P7 | LC1D253P7 | CONT 3P+NA+NF 11KW 230V | 97.89
LC1D253V7 | LC1D253V7 | CONT 3P+NA+NF 11KW 400V | 99.03
LC1D256E7 | LC1D256E7 | CONT 11KW 3P 48V | 105.8
LC1D256F7 | LC1D256F7 | CONT 25A AC3 3P+NA+NF 110VCA TERM OLH | 105.8
LC1D256P7 | LC1D256P7 | CONT 11KW 3P 230V | 104.76
LC1D256V7 | LC1D256V7 | CONT 11KW 3P 400V | 105.8
LC1D2583B7 | LC1D2583B7 | CONT 40AT 2P+2R+NA+NF | 151.14
LC1D2583BD | LC1D2583BD | CT 40AT 2P+2R+NA+NF 24VCC | 199.33
LC1D2583E7 | LC1D2583E7 | CONT 40AT 2P+2R+NA+1NC 48V 50/60HZ | 153.2
LC1D2583ML | LC1D2583ML | CT 40AT 2P+2R+NA+NF220VBC | 186.01
LC1D2583P7 | LC1D2583P7 | CONT 40AT 2P+2R+NA+NF 230V TERM MOL | 151.14
LC1D2583V7 | LC1D2583V7 | CNT 40AT 2P+2R+NA+NF 400V | 147.31
LC1D258B7 | LC1D258B7 | CONT 40AT 2P+2R+NA+NF 24V | 138.24
LC1D258BD | LC1D258BD | CONT 40AT 2P+2R+NA+NF 24VCC | 204.37
LC1D258BL | LC1D258BL | CONT 40AT 2P+2R+NA+NF 24VBC | 180.23
LC1D258E7 | LC1D258E7 | CONT 40AT 2P+2R+NA+NF 48V | 140.44
LC1D258ED | LC1D258ED | CONT 40AT 2P+2R+NA+NF 48VCC | 209.23
LC1D258EL | LC1D258EL | CT 40AT 2P+2R+NA+NF 48VBC | 174.04
LC1D258F7 | LC1D258F7 | CONT 40AT 2P+2R+NA+NF 110V | 140.44
LC1D258FD | LC1D258FD | CONT 40AT 2P+2R+NA+NF 110VCC | 209.23
LC1D258G7 | LC1D258G7 | CONTACTOR | 145.69
LC1D258GD | LC1D258GD | CONT 40AT 2P+2R+NA+1NF 125VCC | 220.81
LC1D258JD | LC1D258JD | CONT 40AT 2P+2R+NA+NF 12VCC | 212.97
LC1D258P7 | LC1D258P7 | CONT 40AT 2P+2R+NA+NF 230V | 138.24
LC1D258V7 | LC1D258V7 | CONT 40AT 2P+2R+NA+NF 400V | 140.44
LC1D25B7 | LC1D25B7 | CONT 3P+NA+NF 11KW 24V | 93.07
LC1D25BD | LC1D25BD | CONT 3P+NA+NF 11KW 24VCC | 152
LC1D25BL | LC1D25BL | CONT 3P+NA+NF 11KW 24VBC | 130.56
LC1D25BNE | LC1D25BNE | TESYS D CONTACTOR-3P-AC3- <= 440V 25A - | 156.98
LC1D25CD | LC1D25CD | CONT 11KW 3P 36VCC | 165.86
LC1D25D7 | LC1D25D7 | CONT 11KW 3P 42V | 98.32
LC1D25E7 | LC1D25E7 | CONT 3P+NA+NF 11KW 48V | 94.22
LC1D25ED | LC1D25ED | CONT 3P+NA+NF 11KW 48VCC | 156.09
LC1D25EHE | LC1D25EHE | TESYS D CONTACTOR-3P-AC3- <= 440V 25A - | 158.54
LC1D25EL | LC1D25EL | CONT 11KW 3P 48V BC | 132.88
LC1D25F7 | LC1D25F7 | CONT 3P+NA+NF 11KW 110V | 94.22
LC1D25FC7 | LC1D25FC7 | CONT 11KW 3P 127V | 101.47
LC1D25FD | LC1D25FD | CONT 3P+NA+NF 11KW 110VCC | 156.09
LC1D25FE7 | LC1D25FE7 | CONT 25A 1NA/1NC 115V 50/60HZ | 94.22
LC1D25G7 | LC1D25G7 | CONT 11KW 3P+NA+NF 120V | 98.32
LC1D25GD | LC1D25GD | CONT 11KW 3P 125VCC | 165.86
LC1D25J7 | LC1D25J7 | CONT 3P+NA+NF 11KW 12V | 98.32
LC1D25JD | LC1D25JD | CONT 3P+NA+NF 11KW 12VCC | 158.92
LC1D25JL | LC1D25JL | CONT 3P+NA+NF 11KW 12VBC | 136.34
LC1D25KUE | LC1D25KUE | TESYS D CONTACTOR-3P-AC3- <= 440V 25A - | 156.98
LC1D25M7 | LC1D25M7 | CONT 3P 11KW 220V CA | 98.32
LC1D25MD | LC1D25MD | CONT 3P+NA+NF 11KW 220VCC | 158.92
LC1D25ML | LC1D25ML | CONT 3P+NA+NF 11KW 220VBC | 137.91
LC1D25ND | LC1D25ND | CONT 11KW 3P 60VCC | 165.86
LC1D25P7 | LC1D25P7 | CONT 3P+NA+NF 11KW 230V | 93.07
LC1D25P7S167 | LC1D25P7S167 | CONT 25A 1NA-1NC 230V 50-60HZ POLVO | 102.52
LC1D25Q7 | LC1D25Q7 | CONT 3P 11KW 380V CA | 98.32
LC1D25R7 | LC1D25R7 | CONT 11KW 3P 440V | 98.32
LC1D25SD | LC1D25SD | CONT 3P+NA+NF 11KW 72VCC | 165.86
LC1D25SL | LC1D25SL | CT 25A AC3 3P+NA+NF 72VBC | 137.91
LC1D25V7 | LC1D25V7 | CONT 3P+NA+NF 11KW 400V | 94.22
LC1D323B7 | LC1D323B7 | CONT 32A AC3 3P+NA+NF 24VCA TERM MOL | 131.81
LC1D323BD | LC1D323BD | CONT 32A AC3 3P+NA+NF 24VCC TERM MOL | 191.21
LC1D323BL | LC1D323BL | CONT 32A AC3 3P+NA+NF 24VBC TERM MOL | 181.01
LC1D323E7 | LC1D323E7 | CT 32A AC3 3P+NA+NF 48VCA | 132.85
LC1D323ED | LC1D323ED | CT 32A AC3 3P+NA+NF 48VCC | 194.74
LC1D323F7 | LC1D323F7 | CONT 15KW 3P+NA+NF 110V | 132.85
LC1D323FD | LC1D323FD | CT 32A 3P+NA+NF110VCC ML | 194.74
LC1D323JL | LC1D323JL | CT 32A AC3 3P+NA+NF 12VBC | 189.13
LC1D323ML | LC1D323ML | CT 32A 3P+NA+NF220VBC ML | 191.62
LC1D323P7 | LC1D323P7 | CONT 3P+NA+NF 15KW 230V | 131.81
LC1D323V7 | LC1D323V7 | CONT 32A 1NA/1NC 400V 50/60HZ RES | 132.85
LC1D326BL | LC1D326BL | CONT 15KW 3P 24VBC | 186.74
LC1D326FD | LC1D326FD | CONT 15KW 3P+NA+NF 110VCC | 201.41
LC1D326P7 | LC1D326P7 | CONT 15KW 3P 230V | 141.69
LC1D326SL | LC1D326SL | CONT 32A AC3 3P+NA+NF 72VBC TERM OLH | 195.78
LC1D32B7 | LC1D32B7 | CONT 3P+NA+NF 15KW 24V | 126.36
LC1D32BD | LC1D32BD | CONT 3P+NA+NF 15KW 24VCC | 184.56
LC1D32BL | LC1D32BL | CONT 3P+NA+NF 15KW 24VBC | 171.75
LC1D32BNE | LC1D32BNE | TESYS D CONTACTOR-3P-AC3- <= 440V 32A - | 190.58
LC1D32CD | LC1D32CD | CONT 15KW 3P 36VCC | 198.32
LC1D32D7 | LC1D32D7 | CONT 15KW 3P 42V | 133.4
LC1D32E7 | LC1D32E7 | CONT 3P+NA+NF 15KW 48V | 128.15
LC1D32ED | LC1D32ED | CONT 3P+NA+NF 15KW 48VCC | 189.6
LC1D32EHE | LC1D32EHE | TESYS D CONTACTOR-3P-AC3- <= 440V 32A - | 192.46
LC1D32EL | LC1D32EL | CONT 3P+NA+NF 15KW 48VBC | 173.85
LC1D32F7 | LC1D32F7 | CONT 3P+NA+NF 15KW 110V | 128.15
LC1D32FC7 | LC1D32FC7 | CONT 15KW 3P 127V | 137.29
LC1D32FD | LC1D32FD | CONT 3P+NA+NF 15KW 110VCC | 189.6
LC1D32G7 | LC1D32G7 | CONT 32A AC3 3P+NA+NF 120VCA | 133.09
LC1D32GD | LC1D32GD | CONT 15KW 3P 125VCC | 198.32
LC1D32J7 | LC1D32J7 | CONT 3P+NA+NF 15KW 12V | 133.4
LC1D32JD | LC1D32JD | CONT 3P+NA+NF 15KW 12VCC | 193.69
LC1D32JL | LC1D32JL | CONT 32A AC3 3P+NA+NF 12VBC | 179.83
LC1D32KUE | LC1D32KUE | TESYS D CONTACTOR-3P-AC3- <= 440V 32A - | 190.58
LC1D32MD | LC1D32MD | CONT 3P+NA+NF 15KW 220VCC | 193.69
LC1D32ML | LC1D32ML | CONT 3P+NA+NF 15KW 220VBC | 182.03
LC1D32ND | LC1D32ND | CONT 15KW 3P 60VCC | 198.32
LC1D32P7 | LC1D32P7 | CONT 3P+NA+NF 15KW 230V | 126.36
LC1D32P7TQ | LC1D32P7TQ | CONT 32A AC3 3P+NA+NF 230VCA | 126.36
LC1D32Q7 | LC1D32Q7 | CONT 3P 15KW 380V CA | 133.09
LC1D32R7 | LC1D32R7 | CONT 32A 1NA/1NC 440V 50/60HZ | 137.29
LC1D32SD | LC1D32SD | CONT 3P+NA+NF 15KW 72VCC | 198.32
LC1D32SL | LC1D32SL | CT 32A AC3 3P+NA+NF 72VBC | 182.03
LC1D32T7 | LC1D32T7 | CONT 32A AC3 3P+NA+NF 480VCA | 158.51
LC1D32U7 | LC1D32U7 | CONT 32A 1NA-1NC 240V 50-60HZ | 133.09
LC1D32V7 | LC1D32V7 | CONT 3P+NA+NF 15KW 400V | 128.15
LC1D383P7 | LC1D383P7 | CONT 38A AC3 3P+NA+NF 230VCA TERM MOL | 164.47
LC1D386BL | LC1D386BL | CONT 38A 1NA/1NC 24V BC-AR-ANTIP ANILLO | 249.88
LC1D386P7 | LC1D386P7 | CONT 18,5KW 3P 230V | 177.38
LC1D38B7 | LC1D38B7 | CONT 3P+NA+NF 18,5KW 24V | 156.72
LC1D38BD | LC1D38BD | CONT 3P+NA+NF 18,5KW 24VCC | 215.23
LC1D38BL | LC1D38BL | CONT 3P+NA+NF 18,5KW 24VBC | 205.14
LC1D38BNE | LC1D38BNE | TESYS D CONTACTOR-3P-AC3- <= 440V 38A - | 224.4
LC1D38D7 | LC1D38D7 | CONT 38A 1NA/1NC 42V 50/60HZ | 164.7
LC1D38E7 | LC1D38E7 | CONT 3P+NA+NF 18,5KW 48V | 159.03
LC1D38ED | LC1D38ED | CONT 3P+NA+NF 18,5KW 48VCC | 223.32
LC1D38EHE | LC1D38EHE | TESYS D CONTACTOR-3P-AC3- <= 440V 38A - | 226.79
LC1D38EL | LC1D38EL | CT 38A AC3 3P+NA+NF 48VBC | 207.46
LC1D38F7 | LC1D38F7 | CONT 3P+NA+NF 18,5KW 110V | 159.03
LC1D38FC7 | LC1D38FC7 | CONT 18,5KW 3P 110V | 173.95
LC1D38FD | LC1D38FD | CT 38A AC3 3P+NA+NF110VCC | 223.32
LC1D38FE7 | LC1D38FE7 | CONT 38A AC3 3P+NA+NF 115VCA | 164.7
LC1D38FL | LC1D38FL | CONT 38A AC3 3P+NA+NF 110VBC | 207.46
LC1D38JL | LC1D38JL | CONT 18.5KW 3P 12V | 212.08
LC1D38KUE | LC1D38KUE | TESYS D CONTACTOR-3P-AC3- <= 440V 38A - | 224.4
LC1D38MD | LC1D38MD | CONT 38A AC3 3P+NA+NF 220VCC | 226.57
LC1D38ML | LC1D38ML | CONT 3P+NA+NF 18,5KW 220VBC | 214.59
LC1D38P7 | LC1D38P7 | CONT 3P+NA+NF 18,5KW 230V | 156.72
LC1D38R7 | LC1D38R7 | CONT 38A 1NA/1NC 440V 50/60HZ | 164.7
LC1D38SL | LC1D38SL | CT 38A AC3 3P+NA+NF 72VBC | 214.59
LC1D38U7 | LC1D38U7 | CONT 18,5KW 3P 240V | 164.7
LC1D38V7 | LC1D38V7 | CONT 3P+NA+NF 18,5KW 400V | 159.03
LC1D40004P7 | LC1D40004P7 | CONT 60AT 4P 230V | 642.74
LC1D40008B7 | LC1D40008B7 | CONT 60AT 2P+2R 24V | 296.36
LC1D40008D7 | LC1D40008D7 | CONT 60AT 2P+2R 42VCA | 308.38
LC1D40008E5 | LC1D40008E5 | CONTACT 40A 48V | 308.38
LC1D40008E7 | LC1D40008E7 | CONT 60AT 2P+2R 48V | 300
LC1D40008F7 | LC1D40008F7 | CONT 60A 2P+2R 110V 50/60 | 300
LC1D40008G7 | LC1D40008G7 | CONT 60AT 2P+2R 127VCA | 308.38
LC1D40008P7 | LC1D40008P7 | CONT 60AT 2P+2R 230V | 296.36
LC1D40008V7 | LC1D40008V7 | CONT 60AT 2P+2R 400VCA | 300
LC1D40A3B7 | LC1D40A3B7 | CONT 40A AC3 3P+NA+NF 24VCA COM MOL | 174.67
LC1D40A3BD | LC1D40A3BD | CONT 40A AC3 3P+NA+NF 24VCC COM MOL | 251.12
LC1D40A3E7 | LC1D40A3E7 | CONT 40A AC3 3P+NA+NF 440VCA COM MOL | 176.34
LC1D40A3ED | LC1D40A3ED | CONT 40A AC3 3P+NA+NF 48VCC COM MOL | 255.81
LC1D40A3P7 | LC1D40A3P7 | CONT 40A AC3 3P+NA+NF 230VCA COM MOL | 174.67
LC1D40AB7 | LC1D40AB7 | CONT 40A AC3 3P+NA+NF 24VCA | 171.63
LC1D40AB7TQ | LC1D40AB7TQ | CONT 40A AC3 3P+NA+NF 24VCA | 171.22
LC1D40ABBE | LC1D40ABBE | TESYS D CONTACTOR-3P-AC3- <= 440V 40A - | 218.36
LC1D40ABNE | LC1D40ABNE | TESYS D CONTACTOR-3P-AC3- <= 440V 40A - | 232.51
LC1D40AD7 | LC1D40AD7 | CONT 40A AC3 3P+NA+NF 42VCA | 180.25
LC1D40AE7 | LC1D40AE7 | CONT 40A AC3 3P+NA+NF 42VCA | 173.21
LC1D40AEHE | LC1D40AEHE | TESYS D CONTACTOR-3P-AC3- <= 440V 40A - | 234.9
LC1D40AF7 | LC1D40AF7 | CONT 40A AC3 3P+NA+NF 110VCA | 173.21
LC1D40AFE7 | LC1D40AFE7 | CONT 40A AC3 3P+NA+NF 440VCA | 180.25
LC1D40AG7 | LC1D40AG7 | CONT 40A AC3 3P+NA+NF 120VCA | 180.25
LC1D40AJD | LC1D40AJD | CONT 40A AC3 3P+NA+NF 12VCC | 267.22
LC1D40AKUE | LC1D40AKUE | TESYS D CONTACTOR-3P-AC3- <= 440V 40A - | 232.51
LC1D40AM7 | LC1D40AM7 | CONT 40A 1NA+1NC 220V | 180.25
LC1D40AP7 | LC1D40AP7 | CONT 40A AC3 3P+NA+NF 230V | 171.63
LC1D40AP7TQ | LC1D40AP7TQ | CONT 40A AC3 3P+NA+NF 230VCA | 171.22
LC1D40AQ7 | LC1D40AQ7 | CONT 40A AC3 3P+NA+NF 380VCA | 180.25
LC1D40AR7 | LC1D40AR7 | CONT 40A AC3 3P+NA+NF 440VCA | 180.25
LC1D40ARD | LC1D40ARD | CONT 40A AC3 3P+NA+NF 440VCC | 280.66
LC1D40AS7 | LC1D40AS7 | CONT 40A AC3 3P+NA+NF 500VCA | 181.3
LC1D40AU7 | LC1D40AU7 | CONT 40A AC3 3P+NA+NF 240VCA | 180.25
LC1D40AV7 | LC1D40AV7 | CONT 40A AC3 3P+NA+NF 400VCA | 173.21
LC1D50A3B7 | LC1D50A3B7 | CONT 50A AC3 3P+NA+NF 24VCA COM MOL | 211.18
LC1D50A3BD | LC1D50A3BD | CONT 50A AC3 3P+NA+NF 24VCC COM MOL | 296.49
LC1D50A3ED | LC1D50A3ED | CONT 50A AC3 3P+NA+NF 48VCC COM MOL | 301.06
LC1D50A3P7 | LC1D50A3P7 | CONT 50A AC3 3P+NA+NF 230VCA COM MOL | 211.18
LC1D50AB7 | LC1D50AB7 | CONT 50A AC3 3P+NA+NF 24VCA | 206.51
LC1D50AB7TQ | LC1D50AB7TQ | CONT 50A AC3 3P+NA+NF 24VCA | 205.57
LC1D50ABBE | LC1D50ABBE | TESYS D CONTACTOR-3P-AC3- <= 440V 50A - | 262.78
LC1D50ABNE | LC1D50ABNE | TESYS D CONTACTOR-3P-AC3- <= 440V 50A - | 278.9
LC1D50AD7 | LC1D50AD7 | CONT 50A AC3 3P+NA+NF 42VCA | 217.02
LC1D50AE7 | LC1D50AE7 | CONT 50A AC3 3P+NA+NF 48VCA | 208.72
LC1D50AEHE | LC1D50AEHE | TESYS D CONTACTOR-3P-AC3- <= 440V 50A - | 281.61
LC1D50AF7 | LC1D50AF7 | CONT 50A AC3 3P+NA+NF 110VCA | 208.72
LC1D50AG7 | LC1D50AG7 | CONT 50A AC3 3P+NA+NF 120VCA | 217.02
LC1D50AJD | LC1D50AJD | CONT 50A AC3 3P+NA+NF 12VCC | 319.01
LC1D50AKUE | LC1D50AKUE | TESYS D CONTACTOR-3P-AC3- <= 440V 50A - | 278.9
LC1D50AMD | LC1D50AMD | CT 50A AC3 3P+NA+NF220VCC | 319.01
LC1D50AP7 | LC1D50AP7 | CONT 50A AC3 3P+NA+NF 230VCA | 206.51
LC1D50AP7TQ | LC1D50AP7TQ | CONT 50A AC3 3P+NA+NF 230VCA | 205.57
LC1D50AQ7 | LC1D50AQ7 | CONT EVERLINK 3P AC3 440V 50A 380 | 208.72
LC1D50AR7 | LC1D50AR7 | CONTACTOR EVERLINK 3P AC3 440V 50A 440 | 217.02
LC1D50AV7 | LC1D50AV7 | CONT 50A AC3 3P+NA+NF 400VCA | 208.72
LC1D65008B7 | LC1D65008B7 | CONT 80AT 2P+2R 24V | 464.21
LC1D65008E5 | LC1D65008E5 | CONTACT 65A 48V | 500.83
LC1D65008E7 | LC1D65008E7 | CONT 80AT 2P+2R 48V | 470.29
LC1D65008F5 | LC1D65008F5 | CONTACT 65A 110V | 500.83
LC1D65008F7 | LC1D65008F7 | CONT 80AT 2P+2R 110VCA | 470.29
LC1D65008M5 | LC1D65008M5 | CONTACT 65A 220V | 500.83
LC1D65008P7 | LC1D65008P7 | CONT 80AT 2P+2R 230V | 464.21
LC1D65008V7 | LC1D65008V7 | CONT 80AT 2P+2R 400VCA | 470.29
LC1D65A3B7 | LC1D65A3B7 | CONT 65A AC3 3P+NA+NF 24VCA COM MOL | 292.85
LC1D65A3BD | LC1D65A3BD | CONT 65A AC3 3P+NA+NF 24VCC COM MOL | 409.67
LC1D65A3ED | LC1D65A3ED | CONT 65A AC3 3P+NA+NF 48VCC COM MOL | 415.18
LC1D65A3P7 | LC1D65A3P7 | CONT 65A AC3 3P+NA+NF 230VCA COM MOL | 292.85
LC1D65AB7 | LC1D65AB7 | CONT 65A AC3 3P+NA+NF 24VCA | 288.23
LC1D65AB7TQ | LC1D65AB7TQ | CONT 65A AC3 3P+NA+NF 24VCA | 288.23
LC1D65ABBE | LC1D65ABBE | TESYS D CONTACTOR-3P-AC3- <= 440V 65A - | 347.72
LC1D65ABNE | LC1D65ABNE | TESYS D CONTACTOR-3P-AC3- <= 440V 65A - | 388.13
LC1D65AD7 | LC1D65AD7 | CONT EVER 3P AC3 440V 65A BOB 440VCA | 303.15
LC1D65AE7 | LC1D65AE7 | CONT 65A AC3 3P+NA+NF 48VCA | 291.8
LC1D65AEHE | LC1D65AEHE | TESYS D CONTACTOR-3P-AC3- <= 440V 65A - | 391.99
LC1D65AF7 | LC1D65AF7 | CONT 65A AC3 3P+NA+NF 110VCA | 291.8
LC1D65AFE7 | LC1D65AFE7 | CONT 65A AC3 3P+NA+NF 115VCA | 297.26
LC1D65AG7 | LC1D65AG7 | CONT 65A AC3 3P+NA+NF 120VCA | 303.15
LC1D65AJD | LC1D65AJD | CONT 65A AC3 3P+NA+NF 12VCC | 438.65
LC1D65AKUE | LC1D65AKUE | TESYS D CONTACTOR-3P-AC3- <= 440V 65A - | 388.13
LC1D65AM7 | LC1D65AM7 | CONTACTOR EVERLINK 3P AC3 440V 65A 220 | 303.15
LC1D65AP7 | LC1D65AP7 | CONT 65A AC3 3P+NA+NF 230VCA | 288.23
LC1D65AP7TQ | LC1D65AP7TQ | CONT 65A AC3 3P+NA+NF 230VCA | 288.23
LC1D65AR7 | LC1D65AR7 | CONT 65A AC3 3P+NA+NF 440VCA | 303.15
LC1D65ARD | LC1D65ARD | 3P EVLK CONTACTOR 65A 30KW AC3 440VDC | 442.22
LC1D65AU7 | LC1D65AU7 | CONT 65A AC3 3P 440VCA TER EVER | 303.15
LC1D65AV7 | LC1D65AV7 | CONT 65A AC3 3P+NA+NF 400VCA | 291.8
LC1D80004B7 | LC1D80004B7 | CONT 125AT 4P 24V | 543.41
LC1D80004D7 | LC1D80004D7 | CONT 125AT 4P 42V | 574.07
LC1D80004E7 | LC1D80004E7 | CONT 125AT 4P 48V | 550.79
LC1D80004F7 | LC1D80004F7 | CONT 125AT 4P 110V | 550.79
LC1D80004M5 | LC1D80004M5 | CONTACT 80A 220V | 574.07
LC1D80004P5 | LC1D80004P5 | C0NT 125A-T 4P 230V | 574.07
LC1D80004P7 | LC1D80004P7 | CONT 125AT 4P 230V | 543.41
LC1D80004R7 | LC1D80004R7 | CONTACTOR 40KW 4P 440V | 576.39
LC1D80004U7 | LC1D80004U7 | CONT 125AT 4P 240V | 574.07
LC1D80004V7 | LC1D80004V7 | CONT 125AT 4P 400V | 550.79
LC1D80008E7 | LC1D80008E7 | CONT 125AT 2P+2R 48V | 573.52
LC1D80008F7 | LC1D80008F7 | CONT 125AT 2P+2R 110VCA | 573.52
LC1D80008P7 | LC1D80008P7 | CONT 125AT 2P+2R 230V | 566.24
LC1D80008V7 | LC1D80008V7 | CONT 125AT 2P+2R 400V | 573.52
LC1D80ABBE | LC1D80ABBE | CNT-3P- 80A-24V CC ELE | 532.74
LC1D80ABNE | LC1D80ABNE | TESYS D CONTACTOR-3P-AC3- <= 440V 80A - | 484.68
LC1D80AEHE | LC1D80AEHE | CNT-3P-80A-48..130VCA/CC | 489.57
LC1D80AKUE | LC1D80AKUE | CNT-3P-80A-100..250VCA/CC | 484.68
LC1D80AP7 | LC1D80AP7 | 3P EVLK CONTACTOR 80A 37KW AC3 230VAC | 430.25
LC1D80B7 | LC1D80B7 | CONT 3P+NA+NF 37KW 24V | 369.32
LC1D80BD | LC1D80BD | CONT 3P+NA+NF 37KW 24VCC | 501.57
LC1D80D7 | LC1D80D7 | CONT 37KW 3P 42V | 391.38
LC1D80E7 | LC1D80E7 | CONT 3P+NA+NF 37KW 48V | 376.15
LC1D80ED | LC1D80ED | CONT 3P+NA+NF 37KW 48VCC | 509.44
LC1D80F7 | LC1D80F7 | CONT 3P+NA+NF 37KW 110V | 376.15
LC1D80FD | LC1D80FD | CONT 3P+NA+NF 37KW 110VCC | 509.44
LC1D80FE7 | LC1D80FE7 | CONT 37KW 3P 110V | 391.38
LC1D80G5 | LC1D80G5 | CONT 80A AC3 3P+NA+NF 127VCA | 391.38
LC1D80GD | LC1D80GD | CONT 80A AC3 3P+NA+NF 125VCC | 540.22
LC1D80JD | LC1D80JD | CONT 80A 1NA/1NC 12V CC-AR-ANTIP | 523.31
LC1D80M7 | LC1D80M7 | CONT 3P 37KW 220V CA | 391.16
LC1D80MD | LC1D80MD | CONT 3P+NA+NF 37KW 220VCC | 523.31
LC1D80ND | LC1D80ND | CONT 37KW 3P 60VCC | 540.22
LC1D80P7 | LC1D80P7 | CONT 3P+NA+NF 37KW 230V | 369.32
LC1D80Q7 | LC1D80Q7 | CONT 3P 37KW 380V CA | 391.38
LC1D80R7 | LC1D80R7 | CONT 37KW 3P 440V | 391.38
LC1D80S5 | LC1D80S5 | CONT 80A AC3 3P+NA+NF 500VCA | 403.04
LC1D80SD | LC1D80SD | CONT 95A AC3 3P+NA+NF 72VCC | 540.22
LC1D80U7 | LC1D80U7 | CONT 80A AC3 3P+NA+NF 240VCA | 391.16
LC1D80V7 | LC1D80V7 | CONT 3P+NA+NF 37KW 400V | 376.15
LC1D80Y5 | LC1D80Y5 | CONT 80A AC3 3P+NA+NF 400VCA | 403.04
LC1D956P7 | LC1D956P7 | CONT 45KW 3P 230V | 480.1
LC1D95B7 | LC1D95B7 | CONT 3P+NA+NF 45KW 24V | 470.79
LC1D95BD | LC1D95BD | CONT 3P+NA+NF 45KW 24VCC | 528.99
LC1D95D7 | LC1D95D7 | CONT 45KW 3P 24V 50-60HZ | 495.05
LC1D95E7 | LC1D95E7 | CONT 3P+NA+NF 45KW 48V | 476.57
LC1D95ED | LC1D95ED | CONT 3P+NA+NF 45KW 48VCC | 539.17
LC1D95F7 | LC1D95F7 | CONT 3P+NA+NF 45KW 110V | 476.57
LC1D95FD | LC1D95FD | CONT 3P+NA+NF 45KW 110VCC | 539.17
LC1D95FE7 | LC1D95FE7 | CONT 95A 1NA/1NC 115V 50/60HZ | 478.57
LC1D95JD | LC1D95JD | CONT 95A AC3 3P+NA+NF 12VCC | 550.62
LC1D95M7 | LC1D95M7 | CONT 3P 45KW 220V CA | 478.57
LC1D95MD | LC1D95MD | CONT 95A AC3 3P+NA+NF 220VCC | 550.62
LC1D95P7 | LC1D95P7 | CONT 3P+NA+NF 45KW 230V | 470.79
LC1D95V7 | LC1D95V7 | CONT 3P+NA+NF 45KW 400V | 476.57
LC1DFKB7 | LC1DFKB7 | CONT 13KVAR-400V 3P+NA+2NF 24VCA | 116.72
LC1DFKE7 | LC1DFKE7 | CONT 13KVAR-400V 3P+NA+2NF 48VCA | 116.72
LC1DFKF7 | LC1DFKF7 | CONT 13KVAR-400V 3P+NA+2NF 110VCA | 116.6
LC1DFKP7 | LC1DFKP7 | CONT 13KVAR-400V 3P+NA+2NF 230VCA | 114.81
LC1DFKV7 | LC1DFKV7 | CONT 13KVAR-400V 3P+NA+2NF 400VCA | 116.72
LC1DGKB7 | LC1DGKB7 | CONT 16KVAR-400V 3P+NA+2NF 24VCA | 148.7
LC1DGKE7 | LC1DGKE7 | CONT 16KVAR-400V 3P+NA+2NF 48VCA | Sob Consulta
LC1DGKF7 | LC1DGKF7 | CONT 16KVAR-400V 3P+NA+2NF 110VCA | 148.58
LC1DGKM7 | LC1DGKM7 | CONT 16KVAR-400V 3P+NA+2NF 220V | 150.62
LC1DGKP7 | LC1DGKP7 | CONT 16KVAR-400V 3P+NA+2NF 230VCA | 146.8
LC1DGKV7 | LC1DGKV7 | CONT 16KVAR-400V 3P+NA+2NF 400VCA | 148.7
LC1DLKB7 | LC1DLKB7 | CONT 20KVAR-400V 3P+NA+2NF 24VCA | 166.82
LC1DLKE7 | LC1DLKE7 | CONT 20KVAR-400V 3P+NA+2NF 48VCA | 166.82
LC1DLKF7 | LC1DLKF7 | CONT 20KVAR 110V 1NO+2NC | 166.69
LC1DLKP7 | LC1DLKP7 | CONT 20KVAR-400V 3P+NA+2NF 230VCA | 164.9
LC1DLKV7 | LC1DLKV7 | CONT 20KVAR-400V 3P+NA+2NF 400VCA | Descontinuado
LC1DMKB7 | LC1DMKB7 | CONT 25KVAR-400V 3P+NA+2NF 24VCA | Descontinuado
LC1DMKE7 | LC1DMKE7 | CONT 25KVAR-400V 3P+NA+2NF 48VCA | 188.56
LC1DMKF7 | LC1DMKF7 | CONT 25KVAR-400V 3P+NA+2NF 1104VCA | 188.45
LC1DMKP7 | LC1DMKP7 | CONT 25KVAR-400V 3P+NA+2NF 230VCA | 186.65
LC1DMKV7 | LC1DMKV7 | CONT 25KVAR-400V 3P+NA+2NF 400VCA | 188.56
LC1DPK12P7 | LC1DPK12P7 | CONT 33KVAR 230V | 614.38
LC1DPKB7 | LC1DPKB7 | CONT 30KVAR-400V 3P+NA+2NF 24VCA | 286.08
LC1DPKE7 | LC1DPKE7 | CONT 30KVAR-400V 3P+NA+2NF 48VCA | Descontinuado
LC1DPKF7 | LC1DPKF7 | CONT 30KVAR-400V 3P+NA+2NF 110VCA | 285.97
LC1DPKP7 | LC1DPKP7 | CONT 30KVAR-400V 3P+NA+2NF 230VCA | 284.17
LC1DPKV7 | LC1DPKV7 | CONT 30KVAR-400V 3P+NA+2NF 400VCA | 286.08
LC1DT203B7 | LC1DT203B7 | CONT 20AT 4P+NA+NF 24VCA TERM MOL | 60.08
LC1DT203BD | LC1DT203BD | CONT 20AT 4P+NA+NF 24VCC TERM MOL | 98.96
LC1DT203BL | LC1DT203BL | CONT 20AT 4P+NA+NF 24VBC | 91.54
LC1DT203ED | LC1DT203ED | CONT 20AT 4P+NA+NF 48VCC | 96.44
LC1DT203ML | LC1DT203ML | CONT 20AT 4P+NA+NF 220VBC | 91.75
LC1DT203P7 | LC1DT203P7 | CONT 20AT 4P+NA+NF 230VCA TERM MOL | 60.08
LC1DT206M7 | LC1DT206M7 | CONT 20AT 4P+NA+NF 220VCA TERM OLH | 77.09
LC1DT20B7 | LC1DT20B7 | CONT 20AT 4P+NA+NF 24V | 56.91
LC1DT20BD | LC1DT20BD | CONT 20AT 4P+NA+NF 24VCC | 94.19
LC1DT20BL | LC1DT20BL | CONT 20AT 4P+NA+NF 24VBC | 86.62
LC1DT20E7 | LC1DT20E7 | CONT 20AT 4P+NA+NF 48V | 57.79
LC1DT20ED | LC1DT20ED | CONT 20AT 4P+NA+NF 48VCC | 96.62
LC1DT20EL | LC1DT20EL | CONT 20AT 4P+NA+NF 48VBC | 87.82
LC1DT20F7 | LC1DT20F7 | CONT 20AT 4P+NA+NF 110V | 57.79
LC1DT20FD | LC1DT20FD | CONT 20AT 4P+NA+NF 110VCC | 96.62
LC1DT20FE7 | LC1DT20FE7 | CONT 20AT 4P+NA+NF 115VCA | 62.65
LC1DT20G7 | LC1DT20G7 | CONT 20A 4P AC1 120V50/60 | 66.38
LC1DT20GD | LC1DT20GD | CONT 20A AC1 4P 1NA-1NC 125V CC | 100.61
LC1DT20JL | LC1DT20JL | CONT 20AT 4P+NA+NF 12VBC | 88.91
LC1DT20MD | LC1DT20MD | CONT 20AT 4P+NA+NF 220VCC | 98.1
LC1DT20ML | LC1DT20ML | CONT 20AT 4P+NA+NF 220VBC | 91.54
LC1DT20P7 | LC1DT20P7 | CONT 20AT 4P+NA+NF 230V | 56.91
LC1DT20P7PACK1 | LC1DT20P7PACK1 | CONT 20AT 4P+NA+NF 230V | 2657.4
LC1DT20V7 | LC1DT20V7 | CONT 20AT 4P+NA+NF 400V | 57.79
LC1DT253B7 | LC1DT253B7 | CONT 25AT 4P+NA+NF 24VCA | 62.73
LC1DT253BD | LC1DT253BD | CONT 25AT 4P+NA+NF 24VCC | 107.78
LC1DT253BL | LC1DT253BL | CONT 25AT 4P+NA+NF 24VBC | 90.51
LC1DT253E7 | LC1DT253E7 | CONT 25AT 4P+NA+NF 48VCA TERM MOL | 66.63
LC1DT253ML | LC1DT253ML | CONT 25AT 4P+NA+NF 220VBC | 95.19
LC1DT253P7 | LC1DT253P7 | CONT 25AT 4P+NA+NF 230VCA TERM MOL | 65.87
LC1DT256P7 | LC1DT256P7 | CONTACTOR | 79.37
LC1DT25B7 | LC1DT25B7 | CONT 25AT 4P+NA+NF 24V | 60.69
LC1DT25BD | LC1DT25BD | CONT 25AT 4P+NA+NF 24VCC | 109.08
LC1DT25BDS177 | LC1DT25BDS177 | CONT 25AT 4P+NA+NF 24VCC | 135.29
LC1DT25BL | LC1DT25BL | CONT 25AT 4P+NA+NF 24VBC | 89.02
LC1DT25D7 | LC1DT25D7 | CONT 25AT 4P+NA+NF 42VCA | 64.48
LC1DT25E7 | LC1DT25E7 | CONT 25AT 4P+NA+NF 48V | 62.05
LC1DT25ED | LC1DT25ED | CONT 25AT 4P+NA+NF 48VCC | 111.39
LC1DT25EL | LC1DT25EL | CONT 25AT 4P+NA+NF 48VBC | 86.04
LC1DT25F7 | LC1DT25F7 | CONT 25AT 4P+NA+NF 110V | 61.61
LC1DT25FD | LC1DT25FD | CONT 25AT 4P+NA+NF 110VCC | 111.39
LC1DT25FE7 | LC1DT25FE7 | CONT 25AT 4P+NA+NF 115V | 64.48
LC1DT25GD | LC1DT25GD | CONT 25AT 4P+NA+NF 125 VCC | 115.25
LC1DT25JD | LC1DT25JD | CONT 25AT 4P+NA+NF 12VCC | 113.16
LC1DT25JL | LC1DT25JL | CONT 25AT 4P+NA+NF 12VBC | 87.18
LC1DT25MD | LC1DT25MD | CONT 25AT 4P+NA+NF 220VCC | 112.08
LC1DT25ML | LC1DT25ML | CONT 25AT 4P+NA+NF 220VBC | 92.94
LC1DT25P7 | LC1DT25P7 | CONT 25AT 4P+NA+NF 230V | 60.69
LC1DT25V7 | LC1DT25V7 | CONT 25AT 4P+NA+NF 400V | 62.05
LC1DT323B7 | LC1DT323B7 | CONT 32AT 4P+NA+NF 24VCA | 83.22
LC1DT323BD | LC1DT323BD | CONT 32AT 4P+NA+NF 24VCC TERM MOL | 144.95
LC1DT323BL | LC1DT323BL | CONT 32AT 4P+NA+NF 24VBC | 127.47
LC1DT323P7 | LC1DT323P7 | CONT 32AT 4P+NA+NF 230VCA TERM MOL | 87.39
LC1DT32B7 | LC1DT32B7 | CONT 32AT 4P+NA+NF 24V | 82.51
LC1DT32BD | LC1DT32BD | CONT 32AT 4P+NA+NF 24VCC | 144.92
LC1DT32BL | LC1DT32BL | CONT 32AT 4P+NA+NF 24VBC | 121.14
LC1DT32E7 | LC1DT32E7 | CONT 32AT 4P+NA+NF 48V | 82.66
LC1DT32ED | LC1DT32ED | CONT 32AT 4P+NA+NF 48VCC | 148.13
LC1DT32EL | LC1DT32EL | CONT 32AT 4P+NA+NF 48VBC | 117.14
LC1DT32F7 | LC1DT32F7 | CONT 32AT 4P+NA+NF 110V | 82.51
LC1DT32FD | LC1DT32FD | CONT 32AT 4P+NA+NF 110VCC | 148.13
LC1DT32FE7 | LC1DT32FE7 | CONT 32AT 4P+NA+NF 115V | 85.39
LC1DT32GD | LC1DT32GD | CONT 32A 4P AC1 125VDC | 153.85
LC1DT32JD | LC1DT32JD | CONT 32AT 4P+NA+NF 12VCC | 151.76
LC1DT32LE7 | LC1DT32LE7 | CONT 32AT 4P+NA+NF 208V | 85.39
LC1DT32MD | LC1DT32MD | CONT 32AT 4P+NA+NF 220VCC | 150.32
LC1DT32ML | LC1DT32ML | CONT 32AT 4P 220VBC | 125.94
LC1DT32P7 | LC1DT32P7 | CONT 32AT 4P+NA+NF 230V | 82.51
LC1DT32U7 | LC1DT32U7 | CONT 32A 4P AC1 230/240V | 85.39
LC1DT32V7 | LC1DT32V7 | CONT 32AT 4P+NA+NF 400V | 82.66
LC1DT403B7 | LC1DT403B7 | CONT 40AT 4P+NA+NF 24VCA TERM MOL | 124.2
LC1DT403BD | LC1DT403BD | CONT 40AT 4P+NA+NF 24VCC | 179.97
LC1DT403BL | LC1DT403BL | CONT 40AT 4P+NA+NF 24VCC | 169.67
LC1DT403E7 | LC1DT403E7 | CONT 40AT 4P+NA+NF 48VCA TERM MOL | 125.18
LC1DT403ML | LC1DT403ML | CONT 40AT 4P+NA+NF 220VCC | 177.79
LC1DT403P7 | LC1DT403P7 | CONT 40AT 4P+NA+NF 230VCA TERM MOL | 124.2
LC1DT406P7 | LC1DT406P7 | CONT 40AT 4P+NA+NF 230VCA TERM OLH | 121.14
LC1DT40B7 | LC1DT40B7 | CONT 40AT 4P+NA+NF 24V | 116.47
LC1DT40BD | LC1DT40BD | CONT 40AT 4P+NA+NF 24VCC | 182.31
LC1DT40BL | LC1DT40BL | CONT 40AT 4P+NA+NF 24VBC | 169.74
LC1DT40E7 | LC1DT40E7 | CONT 40AT 4P+NA+NF 48V | 117.57
LC1DT40ED | LC1DT40ED | CONT 40AT 4P+NA+NF 48VCC | 187.27
LC1DT40EL | LC1DT40EL | CONT 40AT 4P+NA+NF 48VBC | 163.74
LC1DT40F7 | LC1DT40F7 | CONT 40AT 4P+NA+NF 110V | 117.57
LC1DT40FD | LC1DT40FD | CONT 40AT 4P NA+NF 110VCC | 185.49
LC1DT40JD | LC1DT40JD | CONT 40AT 4P+NA+NF 12VCC | 189.71
LC1DT40JL | LC1DT40JL | CONT 40A 4P AC1 12V BC | 166.14
LC1DT40MD | LC1DT40MD | CONT 40AT 4P+NA+NF 220VC | 187.9
LC1DT40ML | LC1DT40ML | CONT 40AT 4P+NA+NF 220VBC | 168.53
LC1DT40P7 | LC1DT40P7 | CONT 40AT 4P+NA+NF 230V | 116.47
LC1DT40R7 | LC1DT40R7 | CONT 40AT 4P+NA+NF 440V | 121.25
LC1DT40V7 | LC1DT40V7 | CONT 40AT 4P+NA+NF 400V | 117.57
LC1DT60A3B7 | LC1DT60A3B7 | CONT 60AT 4P+NA+NF 24VCA COM MOL | 265
LC1DT60A3BD | LC1DT60A3BD | CONT 60AT 4P+NA+NF 24VCC COM MOL | 326.72
LC1DT60A3ED | LC1DT60A3ED | CONT 60AT 4P+NA+NF 48VCC COM MOL | 326.72
LC1DT60A3P7 | LC1DT60A3P7 | CONT 60AT 4P+NA+NF 230VCA COM MOL | 265
LC1DT60AB7 | LC1DT60AB7 | CONT 60AT 4P+NA+NF 24VCA | 250.81
LC1DT60ABBE | LC1DT60ABBE | CNT-4P- 65A-24V CC ELE | 291.08
LC1DT60ABNE | LC1DT60ABNE | CONT-4P-AC1 440V 60A 24-60V ACDC coil | 291.08
LC1DT60AE7 | LC1DT60AE7 | CONT 60AT 4P+NA+NF 48VCA | 253.23
LC1DT60AEHE | LC1DT60AEHE | CNT-4P-60A-48..130VCA/CC | 296.79
LC1DT60AF7 | LC1DT60AF7 | CONT 60AT 4P+NA+NF 110VCA | 253.23
LC1DT60AJD | LC1DT60AJD | CONT 60AT 4P+NA+NF 12VCC | 333.44
LC1DT60AKUE | LC1DT60AKUE | CNT-4P-60A-100..250VCA/CC | 302.1
LC1DT60AP7 | LC1DT60AP7 | CONT 60AT 4P+NA+NF 230VCA | 250.81
LC1DT60AV7 | LC1DT60AV7 | CONT 60AT 4P+NA+NF 400VCA | 253.23
LC1DT80A3B7 | LC1DT80A3B7 | CONT 80AT 4P+NA+NF 24VCA COM MOL | 429.5
LC1DT80A3BD | LC1DT80A3BD | CONT 80AT 4P+NA+NF 24VCC COM MOL | 540.8
LC1DT80A3ED | LC1DT80A3ED | CONT 80AT 4P+NA+NF 48VCC COM MOL | 540.8
LC1DT80A3P7 | LC1DT80A3P7 | CONT 80AT 4P+NA+NF 230VCA COM MOL | 429.5
LC1DT80AB7 | LC1DT80AB7 | CONT 80AT 4P+NA+NF 24VCA | 412.5
LC1DT80ABBE | LC1DT80ABBE | CNT-4P- 80A-24V CC ELE | 479.68
LC1DT80ABNE | LC1DT80ABNE | CONT-4P-AC1 440V 80A 24-60V ACDC coil | 479.68
LC1DT80AE7 | LC1DT80AE7 | CONT 80AT 4P+NA+NF 48VCA | 416.14
LC1DT80AEHE | LC1DT80AEHE | CNT-4P-80A-48..130VCA/CC | 488.31
LC1DT80AF7 | LC1DT80AF7 | CONT 80AT 4P+NA+NF 110VCA | 416.14
LC1DT80AJD | LC1DT80AJD | CONT 80AT 4P+NA+NF 12VCC | 573.63
LC1DT80AKUE | LC1DT80AKUE | CNT-4P-80A-100..250VCA/CC | 497.06
LC1DT80AP7 | LC1DT80AP7 | CONT 80AT 4P+NA+NF 230VCA | 412.5
LC1DT80AV7 | LC1DT80AV7 | CONT. EVER 4P 80A AC1 400VCA-50/60Hz | 416.14
LC1DTKB7 | LC1DTKB7 | CONT 40KVAR-400V 3P+NA+2NF 24VCA | 467.57
LC1DTKE7 | LC1DTKE7 | CONT 40KVAR-400V 3P+NA+2NF 48VCA | 467.57
LC1DTKF7 | LC1DTKF7 | CONT 40KVAR-400V 3P+NA+2NF 110VCA | 467.46
LC1DTKN7 | LC1DTKN7 | CONT 40KVAR-400V 3P+NA+2NF 415VCA | 467.46
LC1DTKP7 | LC1DTKP7 | CONT 40KVAR-400V 3P+NA+2NF 230VCA | 465.67
LC1DTKV7 | LC1DTKV7 | CONT 40KVAR-400V 3P+NA+2NF 400VCA | 467.57
LC1DWK12B7 | LC1DWK12B7 | CONT 60KVAR-400V 3P+NA+2NF 24VCA | 556.87
LC1DWK12E7 | LC1DWK12E7 | CT 60KVAR 3P+NA+2NF 48VCA | 525.2
LC1DWK12F7 | LC1DWK12F7 | CONT 60KVAR-400V 3P+NA+2NF 110VCA | 540.96
LC1DWK12M5 | LC1DWK12M5 | CONT 60KVAR 220V | 552.34
LC1DWK12N7 | LC1DWK12N7 | CONT 60KVAR-400V 3P+NA+2NF 415VCA | 556.75
LC1DWK12P7 | LC1DWK12P7 | CONT 60KVAR 230V | 537.39
LC1DWK12Q7 | LC1DWK12Q7 | CONF. 60KVAR 380V | 556.75
LC1DWK12V7 | LC1DWK12V7 | CONT 60KVAR 400V | 540.96
LC1F115 | LC1F115 | CONT 3P 55KW | 501.07
LC1F1154 | LC1F1154 | CONT 4P 200AT | 681.29
LC1F1250 | LC1F1250 | CONTACTOR 3P 1260A AC1 | 5567.51
LC1F1400 | LC1F1400 | CONTACTOR 1400A 3P S/BOBINA | 7432.74
LC1F150 | LC1F150 | CONT 3P 75KW | 593.07
LC1F1504 | LC1F1504 | CONT 4P 250AT | 851.49
LC1F1700 | LC1F1700 | CONTACTOR 3P 1700A AC1 | 8595.14
LC1F185 | LC1F185 | CONT 3P 90KW | 675.26
LC1F1854 | LC1F1854 | CONT 4P 275AT | 978.29
LC1F2100 | LC1F2100 | CONTACTOR 3P 2100A AC1 | 8866.17
LC1F225 | LC1F225 | CONT 3P 110KW | 948.86
LC1F2254 | LC1F2254 | CONT 4P 315AT | 1315.35
LC1F265 | LC1F265 | CONT 3P 132KW | 1162.75
LC1F2654 | LC1F2654 | CONT 4P 350AT | 1667.91
LC1F330 | LC1F330 | CONT 3P 160KW | 1479.72
LC1F3304 | LC1F3304 | CONT 4P 400AT | 2020.06
LC1F400 | LC1F400 | CONT 3P 200KW | 1620.79
LC1F4002 | LC1F4002 | CONT 2P 400A | 1286.12
LC1F4004 | LC1F4004 | CONT 4P 500AT | 2231.44
LC1F500 | LC1F500 | CONT 3P 250KW | 2389.98
LC1F5002 | LC1F5002 | CONT 2P 500A | 1873.37
LC1F5004 | LC1F5004 | CONT 4P 700AT | 3347.38
LC1F630 | LC1F630 | CONT 3P 335KW | 3787.63
LC1F6302 | LC1F6302 | CONT 2P 630A | 3153.25
LC1F6304 | LC1F6304 | CONT 4P 1000AT | 4744.81
LC1F780 | LC1F780 | CONT 3P 400KW | 7357.63
LC1F7804 | LC1F7804 | CONT 4P 1600AT | 9219.55
LC1F800 | LC1F800 | CONT 3P 450KW | 6165.86
LC1K06013B7 | LC1K06013B7 | CONT 6A AC3 3P+NF 24VCA TERM MOL | 38.9
LC1K06013E7 | LC1K06013E7 | CONT 6A AC3 3P+NF 48VCA TERM MOL | 39.22
LC1K06013F7 | LC1K06013F7 | CONT 6A AC3 3P+NF 110VCA TERM MOL | 39.22
LC1K06013P7 | LC1K06013P7 | CONT 6A AC3 3P+NF 230VCA TERM MOL | 38.9
LC1K06015B7 | LC1K06015B7 | CONT 2,2KW 3P+NF | 39.28
LC1K06015P7 | LC1K06015P7 | CONT 6A AC3 3P+NF 230VCA CIRC IMPR | 39.28
LC1K06017B7 | LC1K06017B7 | CONT 2,2KW 3P+NF | 39.06
LC1K06017P7 | LC1K06017P7 | CT 6A 3P+NF 230VCA FAST | 38.9
LC1K0601B7 | LC1K0601B7 | CONT 2,2KW 3P+NF | 35.92
LC1K0601B7TQ | LC1K0601B7TQ | CONT 6A AC3 3P+NF 24VCA | 35.92
LC1K0601D7 | LC1K0601D7 | CONT 2.2 KW 3P+NF | 38.71
LC1K0601E7 | LC1K0601E7 | CONT 2,2KW 3P+NF | 37.61
LC1K0601F7 | LC1K0601F7 | CONT 2,2KW 3P+NF 110V | 36.13
LC1K0601J7 | LC1K0601J7 | CONT 2,2KW 3P+NF 12V | 38.71
LC1K0601M7 | LC1K0601M7 | CONTACTOR 2,2KW+NF 220V | 36.87
LC1K0601P7 | LC1K0601P7 | CONT 2,2KW 3P+NF 230V | 35.92
LC1K0601P7TQ | LC1K0601P7TQ | CONT 6A AC3 3P+NF 230VCA | 35.92
LC1K0601T7 | LC1K0601T7 | CONTACTOR | 38.71
LC1K0601V7 | LC1K0601V7 | CONT 2,2KW 3P+NF 400V | 37.94
LC1K06103B7 | LC1K06103B7 | CONT 6A AC3 3P+NA 24VCA TERM MOL | 38.9
LC1K06103E7 | LC1K06103E7 | CONT 6A AC3 3P+NA 48VCA TERM MOL | 39.22
LC1K06103F7 | LC1K06103F7 | MINICONT. K TRIP. 6A 110V 50-60HZ | 39.22
LC1K06103P7 | LC1K06103P7 | MINICONT. K TRIP. 6A 230V 50-60HZ RES | 38.9
LC1K06103Q7 | LC1K06103Q7 | CONT 6A AC3 3P+NA 380VCA TERM MOL | 39.94
LC1K06103V7 | LC1K06103V7 | CONT 6A AC3 3P+NA 400VCA TERM MOL | 39.22
LC1K06105B7 | LC1K06105B7 | CONT 2.2KW 3P+NA | 39.28
LC1K06105E7 | LC1K06105E7 | CONT 2.2KW 3P+NA | 39.6
LC1K06105P7 | LC1K06105P7 | CONT 2.2KW 3P+NA | 39.28
LC1K06107B7 | LC1K06107B7 | CONT 2.2KW 3P+NA | 39.06
LC1K06107E7 | LC1K06107E7 | CONT 6A AC3 3P+NA 400VCA TERM FAST | 40.83
LC1K06107M7 | LC1K06107M7 | CONTACTOR 2,2KW 3P+NA 220V | 40.45
LC1K06107P7 | LC1K06107P7 | CT 6A 3P+NA 230VCA FAST | 38.9
LC1K06107Q7 | LC1K06107Q7 | CONT 2,2KW 3P+NA 380V | 41.65
LC1K0610B7 | LC1K0610B7 | CONT 2,2KW+NA 24V | 35.92
LC1K0610B7TQ | LC1K0610B7TQ | CONT 6A AC3 3P+NA 24VCA | 35.92
LC1K0610D7 | LC1K0610D7 | MINICONT. K TRIP. 6A 42V 50/60HZ | 38.71
LC1K0610E7 | LC1K0610E7 | CONT 2,2KW+NA 48V | 37.61
LC1K0610F7 | LC1K0610F7 | CONT 2,2KW 3P+NA 110V | 36.13
LC1K0610G7 | LC1K0610G7 | CONT 6A AC3 3P+NF 120VCA | 38.34
LC1K0610J7 | LC1K0610J7 | CONT 2,2KW 3P+NA 12V | Sob Consulta
LC1K0610M7 | LC1K0610M7 | CONTACTOR 2,2KW+NA 220V | 36.87
LC1K0610P7 | LC1K0610P7 | CONT 2,2KW 3P+NA 230V | 35.92
LC1K0610P7TQ | LC1K0610P7TQ | CONT 6A AC3 3P+NA 230VCA | 35.92
LC1K0610Q7 | LC1K0610Q7 | CONTACTOR 2,2KW 3P+NA | 38.34
LC1K0610U7 | LC1K0610U7 | CONT 2.2 KW 3P+NA | 37.61
LC1K0610V7 | LC1K0610V7 | CONT.2,2KW 3P+NA 400V | 37.94
LC1K0610X7 | LC1K0610X7 | CONT 6A AC3 3P+NF 600VCA | 39.16
LC1K090043B7 | LC1K090043B7 | CONT 20AT 4P 24VCA TERM MOL | 43.49
LC1K090043P7 | LC1K090043P7 | CONT 20AT 4P 230VCA TERM MOL | 43.49
LC1K090045B7 | LC1K090045B7 | CONT 20AT 4P 24VCA CIRC IMPR | 43.49
LC1K090045D7 | LC1K090045D7 | CONT 20AT 4P 42VCA CIRC IMPR | Sob Consulta
LC1K090045M7 | LC1K090045M7 | MINICONT. K TETRAP. 9A 220V 50/60HZ | 45.57
LC1K090045Q7 | LC1K090045Q7 | CONT 20AT 4P 9A 380V 50/60HZ CIRC IMPR | 44.94
LC1K090047B7 | LC1K090047B7 | CT 20AT 4P 24VCA TR FAST | 43.49
LC1K090047P7 | LC1K090047P7 | CONT 20AT 4P 230VCA TERM FAST | 43.49
LC1K09004B7 | LC1K09004B7 | CONT 20AT 4P 24V | 39.02
LC1K09004D7 | LC1K09004D7 | CONT 20AT 4P 42VCA | 41.47
LC1K09004E7 | LC1K09004E7 | CONT 20AT 4P 48V | 39.43
LC1K09004F7 | LC1K09004F7 | CONT 20AT 4P 110V | 39.43
LC1K09004M7 | LC1K09004M7 | CONTACTOR 4KW 4P 220V | 40.16
LC1K09004M72 | LC1K09004M72 | CONT 20AT 4P 220V VIS | 45.57
LC1K09004P7 | LC1K09004P7 | CONT 20AT 4P 230V | 39.02
LC1K09004V7 | LC1K09004V7 | CONT 20AT 4P 400V | 40.96
LC1K090083B7 | LC1K090083B7 | CONT 20AT 2P+2R 24VCA TERM MOL | 44
LC1K090083E7 | LC1K090083E7 | CNT 20AT 2P+2R 48VCA MOL | 44.32
LC1K090085D7 | LC1K090085D7 | CONT 20AT 2P+2R 24VCA CIRC IMPR | Sob Consulta
LC1K090085E7 | LC1K090085E7 | CONT 4KW 2P+2R | 44.32
LC1K090087B7 | LC1K090087B7 | CONT 20AT 2P+2R 24VCA TERM FAST | 44
LC1K090087E7 | LC1K090087E7 | CONT 20AT 2P+2R 48VCA TERM FAST | 44.32
LC1K090087P7 | LC1K090087P7 | CONT 20AT 2P+2R 230VCA TERM FAST | 44
LC1K09008B7 | LC1K09008B7 | CONT 20AT 2P+2R 24V | 40.88
LC1K09008D7 | LC1K09008D7 | CONT 4 KW 2P+2R | 42.83
LC1K09008E7 | LC1K09008E7 | CONT 20AT 2P+2R 48V | 41.1
LC1K09008F7 | LC1K09008F7 | CONT 20AT 2P+2R 110V | 41.1
LC1K09008FE7 | LC1K09008FE7 | CONT 20AT 2P+2R 115VCA | 42.83
LC1K09008G7 | LC1K09008G7 | CONT 20AT 2P+2R 120VCA | 41.41
LC1K09008J7 | LC1K09008J7 | CONT 4KW 2P+2R | 43.5
LC1K09008M7 | LC1K09008M7 | CONTACTOR 4KW 2P+2R 220V | 41.82
LC1K09008P7 | LC1K09008P7 | CONT 20AT 2P+2R 220V | 40.88
LC1K09008V7 | LC1K09008V7 | CONT 20AT 2P+2R 400V | 41.1
LC1K09013B7 | LC1K09013B7 | CONT 9A AC3 3P+NF 24VCA TERM MOL | 41.2
LC1K09013P7 | LC1K09013P7 | CONT 9A AC3 3P+NF 230VCA TERM MOL | 41.2
LC1K09015B7 | LC1K09015B7 | CONT 4KW 3P+NF 24V | 41.6
LC1K09015E7 | LC1K09015E7 | MINICONT. K TRIP. 9A 48V 50-60HZ | 42.02
LC1K09015P7 | LC1K09015P7 | CONT 9A AC3 3P+NF 230VCA CIRC IMPR | 41.6
LC1K09015Q7 | LC1K09015Q7 | MINICONT. K TRIP. 9A 380V 50/60HZ | 43.17
LC1K09017B7 | LC1K09017B7 | CNT 9A AC3 3P+NF 24VCA | 41.2
LC1K09017M7 | LC1K09017M7 | CONTACTOR 4KW 3P+NF 220V | 42.14
LC1K09017P7 | LC1K09017P7 | CONT 4 KW 3P+NF 230V | 41.2
LC1K0901B7 | LC1K0901B7 | CONT 4KW 3P+NF 24V | 37.61
LC1K0901B7TQ | LC1K0901B7TQ | CONT 9A AC3 3P+NF 24VCA | 37.81
LC1K0901C7 | LC1K0901C7 | CONT 9A AC3 3P+NF 36VCA | 40.91
LC1K0901D7 | LC1K0901D7 | CONTACTOR 2KW 3P+NF | 40.04
LC1K0901E7 | LC1K0901E7 | CONT 4KW 3P+NF 48V | 39.49
LC1K0901F7 | LC1K0901F7 | CONT 4KW 3P+NF 110V | 37.92
LC1K0901F72 | LC1K0901F72 | CONT 4KW 3P+NF 110V | 45.38
LC1K0901FC7 | LC1K0901FC7 | CONT 9A AC3 3P+NF 127VCA | 40.91
LC1K0901G7 | LC1K0901G7 | CONT 9A AC3 3P+NF 120VCA | 39.66
LC1K0901J7 | LC1K0901J7 | CONT 4KW 3P+NF 12V | 40.04
LC1K0901M7 | LC1K0901M7 | CONTACTOR 4LW+NF 220V | 38.13
LC1K0901N7 | LC1K0901N7 | CONT 3P+O VIS 400 415V 50 | 40.91
LC1K0901P7 | LC1K0901P7 | CONT 4KW 3P+NF 230V | 37.61
LC1K0901P72 | LC1K0901P72 | CONT 9A AC3 3P+NF 230VCA ANTIP | 45.06
LC1K0901P7TQ | LC1K0901P7TQ | CONT 9A AC3 3P+NF 230VCA | 37.81
LC1K0901Q7 | LC1K0901Q7 | CONTACTOR 4KW 3P+NF | 39.66
LC1K0901V7 | LC1K0901V7 | CONT.4KW 3P+NF 400V | 39.81
LC1K09103B7 | LC1K09103B7 | CONT 4KW 3P+NA 24V | 41.2
LC1K09103M7 | LC1K09103M7 | CONT 9A AC3 3P+NA 220VCA TERM MOL | 41.2
LC1K09103P7 | LC1K09103P7 | CNT 9A AC3 3P+NA 230VCA | 41.2
LC1K09105B7 | LC1K09105B7 | CONT 9A AC3 3P+NA 24VCA CIRC IMPR | 41.6
LC1K09105E7 | LC1K09105E7 | CONT 4KW 3P+NA 48V | 42.02
LC1K09105P7 | LC1K09105P7 | CONT 9A AC3 3P+NA 230VCA CIRC IMPR | 41.6
LC1K09107B7 | LC1K09107B7 | CONT 4KW 3P+NA 24V | 41.2
LC1K09107M7 | LC1K09107M7 | CONT 4KW 3P+NA 220V | 42.14
LC1K09107P7 | LC1K09107P7 | CONT 4KW 3P+NA 230V | 41.2
LC1K09107V7 | LC1K09107V7 | CONT 9A AC3 3P+NA 400VCA TERM FAST | 43.28
LC1K0910B7 | LC1K0910B7 | CONT 4KW 3P+NA 24V | 37.61
LC1K0910B7TQ | LC1K0910B7TQ | CONT 9A AC3 3P+NA 24VCA | 37.81
LC1K0910D7 | LC1K0910D7 | CONT 4KW 3P+NA 42V | 40.04
LC1K0910E7 | LC1K0910E7 | CONT 4KW 3P+NA 48V | 39.49
LC1K0910F7 | LC1K0910F7 | CONT 4KW 3P+NA 110V | 37.92
LC1K0910G7 | LC1K0910G7 | CONT 9A AC3 3P+NA 120VCA | 39.66
LC1K0910J7 | LC1K0910J7 | CONT 4KW 3P+NA 12V | 40.04
LC1K0910M7 | LC1K0910M7 | CONTACTOR 4KW 3P+NA 220V | 38.13
LC1K0910P7 | LC1K0910P7 | CONT 4KW 3P+NA 230V | 37.61
LC1K0910P72 | LC1K0910P72 | CONT 9A AC3 3P+NA 230VCA ANTIP | 45.06
LC1K0910P7S335 | LC1K0910P7S335 | CONTACTOR TESYS K 3P AC3 440V 9A COIL 23 | 42.96
LC1K0910P7TQ | LC1K0910P7TQ | CONT 4 KW 3P+NA 230V | 37.81
LC1K0910Q7 | LC1K0910Q7 | CONTACTOR 3P 380V-400V | 39.66
LC1K0910U7 | LC1K0910U7 | CONT 4 KW 3P+NA 240V | 39.49
LC1K0910V7 | LC1K0910V7 | CONT 4KW 3P+NA 400V | 39.81
LC1K12004B7 | LC1K12004B7 | CONT 20AT 4P 24VCA | 46.19
LC1K12004F7 | LC1K12004F7 | CONT 4P VIS 110V 50 60HZ | 46.4
LC1K12004P7 | LC1K12004P7 | CONT 20AT 4P | 46.19
LC1K12013B7 | LC1K12013B7 | CONT 5.5KW 3P+NF 24V | 48.16
LC1K12013P7 | LC1K12013P7 | CT 12A 3P+NF 230VCA MOL | 48.16
LC1K12015P7 | LC1K12015P7 | CONT 12A AC3 3P+NF 230VCA CIRC IMPR | 48.63
LC1K12017B7 | LC1K12017B7 | CT 12A 3P+NF 24VCA FAST | 48.16
LC1K12017P7 | LC1K12017P7 | CONT 4 KW 3P+NF | 48.16
LC1K1201B7 | LC1K1201B7 | CONT 5.5KW 3P+NF 24V | 44.65
LC1K1201D7 | LC1K1201D7 | CONT 12A AC3 3P+NF 42VCA | 47.64
LC1K1201E7 | LC1K1201E7 | CONT.5,5KW 3P+NF 48V | 45.14
LC1K1201F7 | LC1K1201F7 | CONT 5.5KW 3P+NF 110V | 44.96
LC1K1201P7 | LC1K1201P7 | CONT 5,5KW 3P+NF 230V | 44.65
LC1K1201P7TQ | LC1K1201P7TQ | CONT 12A AC3 3P+NF 230VCA | 44.65
LC1K1201V7 | LC1K1201V7 | CONT 5,5KW 3P+NF 400V | 47.27
LC1K12103B7 | LC1K12103B7 | CNT 12A AC3 3P+NA 24VCA | 48.16
LC1K12103P7 | LC1K12103P7 | CONT 12A AC3 3P+NA 230VCA TERM MOL | 48.16
LC1K12105B7 | LC1K12105B7 | CONT 12A AC3 3P+NA 24VCA CIRC IMPR | 48.63
LC1K12107B7 | LC1K12107B7 | CONT 5.5KW 3P+NA 24V | 48.16
LC1K12107P7 | LC1K12107P7 | CONT 12A AC3 3P+NA 230VCA TERM FAST | 48.16
LC1K1210B7 | LC1K1210B7 | CONT 5.5KW 3P+NA 24V | 44.65
LC1K1210D7 | LC1K1210D7 | CONT 12A AC3 3P+NA 42VCA | 47.64
LC1K1210E7 | LC1K1210E7 | CONT.5,5KW 3P+NA 48V | 45.14
LC1K1210F7 | LC1K1210F7 | CONT 5.5KW 3P+NA 110V | 44.96
LC1K1210J7 | LC1K1210J7 | CONT 5,5KW 3P+NA 12VCA | Sob Consulta
LC1K1210M7 | LC1K1210M7 | CONTACTOR 5,5KW 3P+NA | 45.38
LC1K1210P7 | LC1K1210P7 | CONT 5,5KW 3P+NA 230V | 44.65
LC1K1210P7TQ | LC1K1210P7TQ | CONT 12A AC3 3P+NA 230VCA | 44.65
LC1K1210Q7 | LC1K1210Q7 | CONTACTOR 5,5KW 3P+NA | 47.27
LC1K1210V7 | LC1K1210V7 | CONT 5,5KW 3P+NA 400V | 47.27
LC1K1601B7 | LC1K1601B7 | CONTACTOR | 59.24
LC1K1601M7 | LC1K1601M7 | CONTACTOR 7.5KW 3P+NF | 60.51
LC1K1601P7 | LC1K1601P7 | CONT 16A AC3 3P+NF 230VCA | 59.24
LC1K1601U7 | LC1K1601U7 | CONT 7,5KW 3P+NF 400V | 60.51
LC1K1601V7 | LC1K1601V7 | CONT.7,5KW 3P+NF 400V | 61.02
LC1K1610B7 | LC1K1610B7 | CONTACTOR 7.5KW 3P+NA | 59.24
LC1K1610E7 | LC1K1610E7 | CONT 7,5KW 3P+NA 48V | 60.17
LC1K1610F7 | LC1K1610F7 | CONT 7.5KW 3P+NA 110V | 59.24
LC1K1610M7 | LC1K1610M7 | CONTACTOR 7,5KW 3P+NA | 60.51
LC1K1610P7 | LC1K1610P7 | CONT 7,5KW 3P+NA 230V | 59.24
LC1K1610Q7 | LC1K1610Q7 | CONT 7.5KW 3P+NA 380V | 63.04
LC1K1610V7 | LC1K1610V7 | CONT 7.5KW 3P+NA 400V | 61.02
LC1KV7A80 | LC1KV7A80 | CONT 400VCA P- LE1M | 131.82
LC1SK0600B7 | LC1SK0600B7 | MINICONT. BIPOLAR 24V 50-60Hz | 50.35
LC1SK0600F7 | LC1SK0600F7 | CONT 2.2KW 2P 110V | 50.67
LC1SK0600M7 | LC1SK0600M7 | CONT 2.2KW 2P | 50.87
LC1SK0600P7 | LC1SK0600P7 | CONT 2.2KW 2P 230V | 50.35
LC1SK0600U7 | LC1SK0600U7 | CONT 6A AC3 2P 230-240V | 50.87
LC1SKGC200B7 | LC1SKGC200B7 | CONT 5A AC3 2P 24VCA | 43.59
LC1SKGC200E7 | LC1SKGC200E7 | CONT 5A AC3 2P 48VCA | 43.8
LC1SKGC200M7 | LC1SKGC200M7 | MINICONT.MODULAR 220V 50-60H | 44.1
LC1SKGC200P7 | LC1SKGC200P7 | CONT 20AT 2P 230VCA | 43.59
LC1SKGC200V7 | LC1SKGC200V7 | CONT 5A AC3 2P 400VCA | 43.8
LC1SKGC301B7 | LC1SKGC301B7 | CONT 9A AC3 3P+NF 24VCA | Descontinuado
LC1SKGC301P7 | LC1SKGC301P7 | CONT 9A AC3 3P+NF 230VCA | 50.56
LC1SKGC310P7 | LC1SKGC310P7 | CONT 9A AC3 3P+NA 230VCA | 50.56
LC1SKGC400P7 | LC1SKGC400P7 | CONT 20AT MOD 4P 230VCA | Descontinuado
LC2D093B7 | LC2D093B7 | INV 3P+NA+NF 4KW | 148
LC2D093BD | LC2D093BD | INV 9A AC3 3P+NA+NF 24VCC TERM MOL | 218.8
LC2D093BL | LC2D093BL | INV 9A AC3 3P+NA+NF 24VBC TERM MOL | 170.56
LC2D093E7 | LC2D093E7 | INV 9A AC3 3P+NA+NF 48VCA | 149.9
LC2D093ED | LC2D093ED | INV 9A AC3 3P+NA+NF 48VCC | 218.67
LC2D093ML | LC2D093ML | INV 9A 3P+NA+NF 220VBC | 175.76
LC2D093P7 | LC2D093P7 | INV 3P+NA+NF 4KW | 150.97
LC2D093V7 | LC2D093V7 | INV 9A 3P+NA+NF 400VCA | 149.9
LC2D09B7 | LC2D09B7 | INV 3P+NA+NF 4KW 24V | 124.09
LC2D09BD | LC2D09BD | INV 3P+NA+NF 4KW 24VCC | 211.44
LC2D09BDV | LC2D09BDV | INV 9A AC3 3P+NA+NF 24VCC | 218.59
LC2D09BL | LC2D09BL | INV 3P+NA+NF 4KW 24VBC | 148.65
LC2D09BLV | LC2D09BLV | INV 9A AC3 3P+NA+NF 24VBC | 154.38
LC2D09BNE | LC2D09BNE | TESYS D REVERSING CONTACTOR-3P-AC3- <= 4 | 232.07
LC2D09D7 | LC2D09D7 | INV 9A AC3 3P+NA+NF 42VCA | 130.45
LC2D09E7 | LC2D09E7 | INV 3P+NA+NF 4KW 48V | 127.05
LC2D09ED | LC2D09ED | INV 9A AC3 3P+NA+NF 48VCC | 215.02
LC2D09EHE | LC2D09EHE | TESYS D REVERSING CONTACTOR-3P-AC3- <= 4 | 234.36
LC2D09F7 | LC2D09F7 | INV 3P+NA+NF 4KW 110V | 127.91
LC2D09F7V | LC2D09F7V | INV 3P+NA+NF 4KW 110V | 131.93
LC2D09G7 | LC2D09G7 | INV 9A AC3 3P+NA+NF 120VCA | 130.45
LC2D09GD | LC2D09GD | INV 9A AC3 3P+NA+NF 125VCC | 220.79
LC2D09KUE | LC2D09KUE | TESYS D REVERSING CONTACTOR-3P-AC3- <= 4 | 232.07
LC2D09M7 | LC2D09M7 | INV 3P 4KW 220V CA | 127.91
LC2D09MD | LC2D09MD | INV 9A AC3 3P+NA+NF 220VCC | 217.33
LC2D09ML | LC2D09ML | INV 9A AC3 3P+NA+NF220VBC | 154.9
LC2D09MLV | LC2D09MLV | INV 9A AC3 3P+NA+NF220VBC | 161.66
LC2D09P7 | LC2D09P7 | INV 3P+NA+NF 4KW 230V | 124.09
LC2D09P7V | LC2D09P7V | INV 3P+NA+NF 4KW 230V | 130.04
LC2D09V7 | LC2D09V7 | INV 3P+NA+NF 4KW 400V | 127.05
LC2D1150046M7 | LC2D1150046M7 | INV 200A 4P 220V | 2163.88
LC2D115004M7 | LC2D115004M7 | INV 200A 4P 220V | 2085.67
LC2D115004P7 | LC2D115004P7 | INV 200AT 4P | 2024.83
LC2D115004V7 | LC2D115004V7 | INV 200AT 4P 400VCA | Sob Consulta
LC2D115B7 | LC2D115B7 | INV 45KW 3P 24V | 1193.59
LC2D115F7 | LC2D115F7 | INV 3P+NA+NF 55KW | 1193.59
LC2D115P7 | LC2D115P7 | INV 3P+NA+NF 55KW | 1193.59
LC2D115V7 | LC2D115V7 | INV 115A 400V 50-60HZ | 1196.12
LC2D123B7 | LC2D123B7 | INV 12A AC3 3P+NA+NF 24VCA TERM MOL | 163.86
LC2D123BD | LC2D123BD | INV 12A 3P+NA+NF 24VCC | 220.96
LC2D123BL | LC2D123BL | INV 5.5KW 3P 24VBC | 187.32
LC2D123E7 | LC2D123E7 | INV 12A 3P+NA+NF 48VCA | 166.49
LC2D123ML | LC2D123ML | INV 5.5KW 3P 220VBC | 195.76
LC2D123P7 | LC2D123P7 | INV 3P+NA+NF 5,5KW | 163.86
LC2D123V7 | LC2D123V7 | INV 12A 3P+NA+NF 400VCA | 166.49
LC2D12B7 | LC2D12B7 | INV 3P+NA+NF 5,5KW 24V | 130.78
LC2D12BD | LC2D12BD | INV 3P+NA+NF 5,5KW 24VCC | 217.33
LC2D12BDV | LC2D12BDV | INV 12A AC3 3P+NA+NF24VCC | 224.37
LC2D12BL | LC2D12BL | INV 3P+NA+NF 5,5KW 24VBC | 165.2
LC2D12BLV | LC2D12BLV | INV 5,5KW 3P 24VBC | 171.86
LC2D12BNE | LC2D12BNE | TESYS D REVERSING CONTACTOR-3P-AC3- <= 4 | 216.59
LC2D12D7 | LC2D12D7 | INV 5,5KW 3P 42V | 137.19
LC2D12E7 | LC2D12E7 | INV 3P+NA+NF 5,5KW 48V | 132.77
LC2D12E7V | LC2D12E7V | INV 3P+NA+NF 5,5KW 48V | 140.23
LC2D12ED | LC2D12ED | INV 12A AC3 3P+NA+NF 48VCC | 220.79
LC2D12EHE | LC2D12EHE | TESYS D REVERSING CONTACTOR-3P-AC3- <= 4 | 240.65
LC2D12F7 | LC2D12F7 | INV 3P+NA+NF 5,5KW 110V | 132.77
LC2D12FD | LC2D12FD | INV 5,5KW 3P+NA+NF 110VCC | 220.79
LC2D12GD | LC2D12GD | INV 12A AC3 3P+NA+NF 125VCC | 226.57
LC2D12JD | LC2D12JD | INV 12A AC3 3P+NA+NF 12VCC | 223.1
LC2D12KUE | LC2D12KUE | INV-3P-12A-100..250VCA/CC | 216.59
LC2D12M7 | LC2D12M7 | INV 3P 5.5KW 220V CA | 137.29
LC2D12ML | LC2D12ML | INV12A AC3 3P+NA+NF220VBC | 172.38
LC2D12MLV | LC2D12MLV | INV12A AC3 3P+NA+NF220VBC | 179.34
LC2D12P7 | LC2D12P7 | INV 3P+NA+NF 5,5KW 230V | 130.78
LC2D12P7V | LC2D12P7V | INV 12A AC3 3P+NA+NF 230VCA | 138.44
LC2D12V7 | LC2D12V7 | INV 3P+NA+NF 5,5KW 400V | 132.77
LC2D150E7 | LC2D150E7 | INV 3P+NA+NF 70KW | 1389.62
LC2D150F7 | LC2D150F7 | INV 3P+NA+NF 70KW | 1387.08
LC2D150P7 | LC2D150P7 | INV 3P+NA+NF 70KW | 1387.08
LC2D150V7 | LC2D150V7 | INV 3P+NA+NF 70KW | 1389.62
LC2D183B7 | LC2D183B7 | INV 18A 3P+NA+NF 24VCA | 207.98
LC2D183BD | LC2D183BD | INV 18A 3P+NA+NF 24VCC | 271.42
LC2D183BL | LC2D183BL | INV 18A 3P+NA+NF 24VBC | 249.43
LC2D183E7 | LC2D183E7 | INV 18A 3P+NA+NF 48VCA | 210.71
LC2D183P7 | LC2D183P7 | INV 18A 3P+NA+NF230VCA | 207.98
LC2D18B7 | LC2D18B7 | INV 3P+NA+NF 7,5KW 24V | 175.1
LC2D18BD | LC2D18BD | INV 3P+NA+NF 7,5KW | 264.7
LC2D18BDV | LC2D18BDV | INV 18A AC3 3P+NA+NF24VCC | 271.64
LC2D18BL | LC2D18BL | INV 3P+NA+NF 7,5KW 24VBC | 219.92
LC2D18BLV | LC2D18BLV | INV 7,5KW 3P 24VBC | 226.68
LC2D18BNE | LC2D18BNE | INV-3P-18A-24..60V CA/CC | 262.46
LC2D18D7 | LC2D18D7 | INV 7,5KW 3P 42V | 183.92
LC2D18E7 | LC2D18E7 | INV 3P+NA+NF 7,5KW 48V | 177
LC2D18ED | LC2D18ED | INV 18A AC3 3P+NA+NF48VCC | 268.16
LC2D18EHE | LC2D18EHE | TESYS D REVERSING CONTACTOR-3P-AC3- <= 4 | 291.69
LC2D18F7 | LC2D18F7 | INV 3P+NA+NF 7,5KW 110V | 177
LC2D18KUE | LC2D18KUE | TESYS D REVERSING CONTACTOR-3P-AC3- <= 4 | 262.46
LC2D18M7 | LC2D18M7 | INV 3P 7.5KW 220V CA | 183.92
LC2D18MLV | LC2D18MLV | INV18A AC3 3P+NA+NF220VBC | 234.17
LC2D18P7 | LC2D18P7 | INV 3P+NA+NF 7,5KW 230V | 175.1
LC2D18P7V | LC2D18P7V | INV18A AC3 3P+NA+NF230VCA | 182.56
LC2D18V7 | LC2D18V7 | INV 3P+NA+NF 7,5KW 400V | 177
LC2D253B7 | LC2D253B7 | INV 25A 24V 50/60HZ RES | 272.69
LC2D253BD | LC2D253BD | INV 25A 3P+NA+NF 24VCC | 342.26
LC2D253BL | LC2D253BL | INV 25A 3P+NA+NF 24VBC | 345.3
LC2D253E7 | LC2D253E7 | INV 25A AC3 3P+NA+NF 48VCA TERM MOL | 276.26
LC2D253P7 | LC2D253P7 | INV 25A 3P+NA+NF230VCA | 272.69
LC2D25B7 | LC2D25B7 | INV 3P+NA+NF 11KW 24V | 247.05
LC2D25BD | LC2D25BD | INV 3P+NA+NF 11KW | 336.34
LC2D25BL | LC2D25BL | INV 3P+NA+NF 11KW 24VBC | 306.33
LC2D25BLV | LC2D25BLV | INV 25A AC3 3P+NA+NF24VBC | 310.95
LC2D25BNE | LC2D25BNE | INV-3P-25A-24..60V CA/CC | 332.27
LC2D25D7 | LC2D25D7 | INV 25A 42V 50-60HZ | 259.76
LC2D25E7 | LC2D25E7 | INV 3P+NA+NF 11KW 48V | 249.89
LC2D25ED | LC2D25ED | INV 11KW 3P 48VCC | 339.91
LC2D25EHE | LC2D25EHE | TESYS D REVERSING CONTACTOR-3P-AC3- <= 4 | 369.05
LC2D25F7 | LC2D25F7 | INV 3P+NA+NF 11KW 110V | 249.89
LC2D25FD | LC2D25FD | INV 3P+NA+NF 11KW | 339.91
LC2D25GD | LC2D25GD | INV 25A AC3 3P+NA+NF 125VCC | 344.43
LC2D25JD | LC2D25JD | INV 25A AC3 3P+NA+NF 12VCC | 342.12
LC2D25KUE | LC2D25KUE | INV-3P-25A-100..250VCA/CC | 332.27
LC2D25MD | LC2D25MD | INV 3P+NA+NF 11KW | 342.12
LC2D25MLV | LC2D25MLV | INV25A AC3 3P+NA+NF220VBC | 320
LC2D25P7 | LC2D25P7 | INV 3P+NA+NF 11KW 230V | 247.05
LC2D25P7V | LC2D25P7V | INV25A AC3 3P+NA+NF230VCA | 255.14
LC2D25V7 | LC2D25V7 | INV 3P+NA+NF 11KW 400V | 249.89
LC2D323B7 | LC2D323B7 | INV 32A 3P+NA+NF 24VCA | 357.45
LC2D323BD | LC2D323BD | INV 32A 3P+NA+NF 24VCC | 430.38
LC2D323BL | LC2D323BL | INV 32A 3P+NA+NF 24VBC | 451.4
LC2D323E7 | LC2D323E7 | INV 32A 3P+NA+NF 48VCA | 361.13
LC2D323ML | LC2D323ML | INV 32A 3P+NA+NF220VBC | 464.84
LC2D323P7 | LC2D323P7 | INV 32A 3P+NA+NF230VCA | 357.45
LC2D32B7 | LC2D32B7 | INV 3P+NA+NF 15KW 24V | 325.94
LC2D32BD | LC2D32BD | INV 32A AC3 3P+NA+NF 24VCC | 421.84
LC2D32BL | LC2D32BL | INV 32A AC3 3P+NA+NF 24VBC | 400.8
LC2D32BNE | LC2D32BNE | TESYS D REVERSING CONTACTOR-3P-AC3- <= 4 | 456.82
LC2D32E7 | LC2D32E7 | INV 3P+NA+NF 15KW 48V | 329.31
LC2D32ED | LC2D32ED | INV 32A AC3 3P+NA+NF 48VCC | 425.41
LC2D32EHE | LC2D32EHE | TESYS D REVERSING CONTACTOR-3P-AC3- <= 4 | 461.4
LC2D32F7 | LC2D32F7 | INV 3P+NA+NF 15KW 110V | 329.31
LC2D32KUE | LC2D32KUE | TESYS D REVERSING CONTACTOR-3P-AC3- <= 4 | 456.82
LC2D32ML | LC2D32ML | INV32A AC3 3P+NA+NF220VBC | 409.98
LC2D32MLV | LC2D32MLV | INV32A AC3 3P+NA+NF220VBC | 416.85
LC2D32P7 | LC2D32P7 | INV 3P+NA+NF 15KW 230V | 325.94
LC2D32P7V | LC2D32P7V | INV32A AC3 3P+NA+NF230VCA | 334.24
LC2D32V7 | LC2D32V7 | INV 3P+NA+NF 15KW 400V | 329.31
LC2D38B7 | LC2D38B7 | INV 3P+NA+NF 18,5KW 24V | 359.44
LC2D38BD | LC2D38BD | INV 3P+NA+NF 18,5KW | 450.94
LC2D38BL | LC2D38BL | INV 38A AC3 3P+NA+NF24VBC | 436.19
LC2D38BNE | LC2D38BNE | TESYS D REVERSING CONTACTOR-3P-AC3- <= 4 | 443.37
LC2D38E7 | LC2D38E7 | INV 38A AC3 3P+NA+NF 48VCA | 362.92
LC2D38ED | LC2D38ED | INV 38A AC3 3P+NA+NF48VCC | 454.41
LC2D38EHE | LC2D38EHE | TESYS D REVERSING CONTACTOR-3P-AC3- <= 4 | 492.4
LC2D38F7 | LC2D38F7 | INV 38A AC3 3P+NA+NF 110VCA | 362.92
LC2D38KUE | LC2D38KUE | INV-3P-38A-100..250VCA/CC | 443.37
LC2D38ML | LC2D38ML | INV38A AC3 3P+NA+NF220VBC | 449.82
LC2D38MLV | LC2D38MLV | INV38A AC3 3P+NA+NF220VBC | 457.84
LC2D38P7 | LC2D38P7 | INV 3P+NA+NF 18,5KW 230V | 359.44
LC2D38P7V | LC2D38P7V | INV38A AC3 3P+NA+NF230VCA | 367.43
LC2D38V7 | LC2D38V7 | INV 3P+NA+NF 18,5KW 400V | 362.92
LC2D40A3B7 | LC2D40A3B7 | INV 40A AC3 3P+NA+NF 24VCA COM MOL | 462.81
LC2D40A3BD | LC2D40A3BD | INV 40A AC3 3P+NA+NF 24VCC COM MOL | 592.58
LC2D40A3P7 | LC2D40A3P7 | INV 40A AC3 3P+NA+NF 230VCA COM MOL | 462.81
LC2D40AB7 | LC2D40AB7 | INV 40A AC3 3P+NA+NF 24VCA | 422.26
LC2D40ABBE | LC2D40ABBE | TESYS D REVERSING CONTACTOR-3P-AC3- <= 4 | 554.73
LC2D40ABD | LC2D40ABD | INV 40A AC3 3P+NA+NF 24VCC | 572.57
LC2D40ABNE | LC2D40ABNE | TESYS D REVERSING CONTACTOR-3P-AC3- <= 4 | 579.83
LC2D40AE7 | LC2D40AE7 | INV 40A AC3 3P+NA+NF 48VCA | 426.36
LC2D40AED | LC2D40AED | INV 40A AC3 3P+NA+NF 48VCC | 579.82
LC2D40AEHE | LC2D40AEHE | TESYS D REVERSING CONTACTOR-3P-AC3- <= 4 | 585.67
LC2D40AF7 | LC2D40AF7 | INV 40A AC3 3P+NA+NF 110VCA | 426.36
LC2D40AFD | LC2D40AFD | INV 40A AC3 3P+NA+NF 110VCC | 579.82
LC2D40AG7 | LC2D40AG7 | INV 40A AC3 3P+NA+NF 24VCA | 464.48
LC2D40AJD | LC2D40AJD | INV 40A AC3 3P+NA+NF 12VCC | 583.28
LC2D40AKUE | LC2D40AKUE | INV-3P-40A-100..250VCA/CC | 527.12
LC2D40AM7 | LC2D40AM7 | INV 40A AC3 3P+NA+NF 220VCA | 573.83
LC2D40AMD | LC2D40AMD | INV 40A AC3 3P+NA+NF 220VCC | Sob Consulta
LC2D40AP7 | LC2D40AP7 | INV 40A AC3 3P+NA+NF 230VCA | 422.26
LC2D40AV7 | LC2D40AV7 | INV 40A AC3 3P+NA+NF 400VCA | 426.36
LC2D40E7 | LC2D40E7 | INV 3P+NA+NF 18,5KW | 1185.64
LC2D50A3B7 | LC2D50A3B7 | INV 50A AC3 3P+NA+NF 24VCA COM MOL | 557.35
LC2D50A3BD | LC2D50A3BD | INV 50A AC3 3P+NA+NF 24VCC COM MOL | 706.01
LC2D50A3P7 | LC2D50A3P7 | INV 50A AC3 3P+NA+NF 230VCA COM MOL | 557.35
LC2D50AB7 | LC2D50AB7 | INV 50A AC3 3P+NA+NF 24VCA | 507.45
LC2D50ABBE | LC2D50ABBE | INV-3P-50A-24V CC BOB ELE | 607.34
LC2D50ABD | LC2D50ABD | INV 50A AC3 3P+NA+NF 24VCC | 682.02
LC2D50ABNE | LC2D50ABNE | TESYS D REVERSING CONTACTOR-3P-AC3- <= 4 | 677.21
LC2D50AE7 | LC2D50AE7 | INV 50A AC3 3P+NA+NF 48VCA | 512.6
LC2D50AED | LC2D50AED | INV 50A AC3 3P+NA+NF 48VCC | 688.12
LC2D50AEHE | LC2D50AEHE | TESYS D REVERSING CONTACTOR-3P-AC3- <= 4 | 683.96
LC2D50AF7 | LC2D50AF7 | INV 50A AC3 3P+NA+NF 110VCA | 512.6
LC2D50AFD | LC2D50AFD | INV 50A AC3 3P+NA+NF 110VCC | 688.12
LC2D50AG7 | LC2D50AG7 | INV 50A AC3 3P+NA+NF 120VCA | 507.45
LC2D50AKUE | LC2D50AKUE | INV-3P-50A-100..250VCA/CC | 615.65
LC2D50AMD | LC2D50AMD | INV 50A AC3 3P+NA+NF 220VCC | 690.53
LC2D50AP7 | LC2D50AP7 | INV 50A AC3 3P+NA+NF 230VCA | 507.45
LC2D50AV7 | LC2D50AV7 | INV 50A AC3 3P+NA+NF 400VCA | 512.6
LC2D65A3B7 | LC2D65A3B7 | INV 65A AC3 3P+NA+NF 24VCA COM MOL | 781.39
LC2D65A3BD | LC2D65A3BD | INV 65A AC3 3P+NA+NF 24VCC COM MOL | 994.61
LC2D65A3P7 | LC2D65A3P7 | INV 65A AC3 3P+NA+NF 230VCA COM MOL | 781.39
LC2D65AB7 | LC2D65AB7 | INV 65A AC3 3P+NA+NF 24VCA | 711.96
LC2D65ABBE | LC2D65ABBE | TESYS D REVERSING CONTACTOR-3P-AC3- <= 4 | 852.61
LC2D65ABD | LC2D65ABD | INV 65A AC3 3P+NA+NF 24VCC | 960.28
LC2D65ABNE | LC2D65ABNE | TESYS D REVERSING CONTACTOR-3P-AC3- <= 4 | 940.99
LC2D65AE7 | LC2D65AE7 | INV 65A AC3 3P+NA+NF 48VCA | 719.11
LC2D65AED | LC2D65AED | INV 65A AC3 3P+NA+NF 48VCC | 962.82
LC2D65AEHE | LC2D65AEHE | TESYS D REVERSING CONTACTOR-3P-AC3- <= 4 | 950.37
LC2D65AF7 | LC2D65AF7 | INV 65A AC3 3P+NA+NF 110VCA | 719.11
LC2D65AKUE | LC2D65AKUE | TESYS D REVERSING CONTACTOR-3P-AC3- <= 4 | 940.99
LC2D65AMD | LC2D65AMD | INV 65A AC3 3P+NA+NF 220VCC | 960.28
LC2D65AP7 | LC2D65AP7 | INV 65A AC3 3P+NA+NF 230VCA | 711.96
LC2D65AU7 | LC2D65AU7 | INV 65A AC3 3P+NA+NF 240VCA | 746.83
LC2D65AV7 | LC2D65AV7 | INV 65A AC3 3P+NA+NF 400VCA | 719.11
LC2D80004B7 | LC2D80004B7 | INV 125AT 4P 24VCA | 1280.74
LC2D80004F7 | LC2D80004F7 | INV 125AT 4P | 1294.06
LC2D80004M5 | LC2D80004M5 | INV REDE 80A 220V | 1282.38
LC2D80004M7 | LC2D80004M7 | INV REDE 80A | 1294.83
LC2D80004P7 | LC2D80004P7 | INV 125AT 4P | 1280.74
LC2D80004V7 | LC2D80004V7 | INV 125AT 4P | 1294.06
LC2D80ABBE | LC2D80ABBE | INV-3P-80A-24V CC BOB ELE | 1297.24
LC2D80ABNE | LC2D80ABNE | INV-3P-80A-24.. 60VCA/CC | 933.67
LC2D80AEHE | LC2D80AEHE | INV-3P-80A-48..130VCA/CC | 943.04
LC2D80AKUE | LC2D80AKUE | INV-3P-80A-100..250VCA/CC | 933.67
LC2D80B7 | LC2D80B7 | INV 3P+NA+NF 37KW | 878.87
LC2D80E7 | LC2D80E7 | INV 3P+NA+NF 37KW | 888.12
LC2D80F7 | LC2D80F7 | INV 3P+NA+NF 37KW | 888.12
LC2D80P7 | LC2D80P7 | INV 3P+NA+NF 37KW | 878.87
LC2D80V7 | LC2D80V7 | INV 3P+NA+NF 37KW | 888.12
LC2D95B7 | LC2D95B7 | INV 3P+NA+NF 45KW | 1081.81
LC2D95E7 | LC2D95E7 | INV 3P+NA+NF 45KW | 1093.26
LC2D95F7 | LC2D95F7 | INV 3P+NA+NF 45KW | 1093.26
LC2D95P7 | LC2D95P7 | INV 3P+NA+NF 45KW | 1081.81
LC2D95V7 | LC2D95V7 | INV 3P+NA+NF 45KW | 1093.26
LC2DT20B7 | LC2DT20B7 | INV 20AT 4P+NA+NF 24VCA | 145.59
LC2DT20BD | LC2DT20BD | INV 20AT 4P+NA+NF | 214.1
LC2DT20BL | LC2DT20BL | INV 20AT 4P+NA+NF 24VBC | 189.08
LC2DT20E7 | LC2DT20E7 | INV 20AT 4P+NA+NF | 147.46
LC2DT20ED | LC2DT20ED | INV 20AT 4P+NA+NF 48VCC | 207.96
LC2DT20P7 | LC2DT20P7 | INV 20AT 4P+NA+NF | 145.59
LC2DT20V7 | LC2DT20V7 | INV 20AT 4P+NA+NF | 147.57
LC2DT25B7 | LC2DT25B7 | INV 25AT 4P+NA+NF 24VCA | 144.54
LC2DT25BD | LC2DT25BD | INV 25AT 4P+NA+NF | 238.78
LC2DT25BL | LC2DT25BL | CONT 25AT 4P+NA+NF 24VBC | 197.35
LC2DT25E7 | LC2DT25E7 | INV 25AT 4P+NA+NF | 150.71
LC2DT25ED | LC2DT25ED | INV 25AT 4P+NA+NF 48VCC | 230.84
LC2DT25F7 | LC2DT25F7 | INV 25AT 4P+NA+NF | 151.02
LC2DT25P7 | LC2DT25P7 | INV 25AT 4P+NA+NF | 151.02
LC2DT25V7 | LC2DT25V7 | INV 25AT 4P+NA+NF 400V | 150.71
LC2DT32B7 | LC2DT32B7 | INV 32AT 4P+NA+NF | 193.12
LC2DT32BD | LC2DT32BD | INV 32AT 4P+NA+NF 24VCC | 303.12
LC2DT32ED | LC2DT32ED | INV 32AT 4P+NA+NF 48VCC | 292.95
LC2DT32F7 | LC2DT32F7 | INV 32AT 4P+NA+NF 110VCA | 195.32
LC2DT32P7 | LC2DT32P7 | INV 32AT 4P+NA+NF | 193.12
LC2DT32V7 | LC2DT32V7 | INV 32AT 4P+NA+NF 400VCA | 195.32
LC2DT40B7 | LC2DT40B7 | INV 40AT 4P+NA+NF 24VCA | 277.94
LC2DT40BD | LC2DT40BD | INV 40A AC1 4P 24V CC-AR-ANTIP | 366.69
LC2DT40BL | LC2DT40BL | CONT 40AT 4P+NA+NF 24VBC | 370.55
LC2DT40E7 | LC2DT40E7 | INV 40AT 4P+NA+NF 48VCA | 281.68
LC2DT40ED | LC2DT40ED | INV 40A AC1 4P 48V CC-AR-ANTIP | 370.3
LC2DT40F7 | LC2DT40F7 | INV 40AT 4P+NA+NF | 281.68
LC2DT40ML | LC2DT40ML | CONT 40AT 4P+NA+NF 220VBC | 379.71
LC2DT40P7 | LC2DT40P7 | INV 40AT 4P+NA+NF | 277.94
LC2DT40V7 | LC2DT40V7 | INV 40AT 4P+NA+NF | 281.68
LC2DT60ABNE | LC2DT60ABNE | INV-4P-60A-24..60VCA/CC | Sob Consulta
LC2DT60AEHE | LC2DT60AEHE | INV-4P-60A-48..130VCA/CC | Sob Consulta
LC2DT60AKUE | LC2DT60AKUE | INV-4P-60A-100..250VCA/CC | Sob Consulta
LC2DT80ABNE | LC2DT80ABNE | INV-4P-80A-24.. 60VCA/CC | Sob Consulta
LC2DT80AEHE | LC2DT80AEHE | INV-4P-80A-48..130VCA/CC | Sob Consulta
LC2DT80AKUE | LC2DT80AKUE | INV-4P-80A-100..250VCA/CC | Sob Consulta
LC2F115 | LC2F115 | INV 3P 55KW | 1200.2
LC2F1154 | LC2F1154 | INV 4P 200AT | 1563.63
LC2F150 | LC2F150 | INV 3P 75KW | 1351.45
LC2F1504 | LC2F1504 | INV 4P 250AT | 1975.49
LC2F185 | LC2F185 | INV 3P 90KW | 1526.02
LC2F1854 | LC2F1854 | INV 4P 275AT | 2718.96
LC2F225 | LC2F225 | INV 3P 110KW | 2132.62
LC2F2254 | LC2F2254 | INV 4P 315AT | 3071.7
LC2F265 | LC2F265 | INV 3P 132KW | 2633.41
LC2F2654 | LC2F2654 | INV 4P 350AT | 3586.07
LC2K06013B7 | LC2K06013B7 | INV 2,2KW 3P+NF 24V | 108.09
LC2K06013P7 | LC2K06013P7 | INV 6A AC3 3P+NA 230VCA | 108.09
LC2K06015B7 | LC2K06015B7 | INV 2,2KW 3P+NF 24V | 109.14
LC2K06015E7 | LC2K06015E7 | INV 2,2KW 3P+NF 48V | 109.45
LC2K06015M7 | LC2K06015M7 | INVERSOR 2.2KW | 110.08
LC2K06017B7 | LC2K06017B7 | INV 2,2KW 3P+NF 24V | 108.09
LC2K06017P7 | LC2K06017P7 | INV 6A AC3 3P+NF 230VCA | 136.42
LC2K0601B7 | LC2K0601B7 | INV 2,2KW 3P+NF 24V | 98.2
LC2K0601D7 | LC2K0601D7 | INVERSOR 2.2KW | Sob Consulta
LC2K0601E7 | LC2K0601E7 | INV 2,2KW 3P+NF 48V | 102.99
LC2K0601F7 | LC2K0601F7 | INV 2,2KW 3P+NF 110V | 98.52
LC2K0601P7 | LC2K0601P7 | INV 2,2KW 3P+NF 230V | 98.2
LC2K0601T7 | LC2K0601T7 | INV 3P+O VIS 480V50-60HZ | Sob Consulta
LC2K0601V7 | LC2K0601V7 | INV 2,2KW 3P+NF 400V | 103.44
LC2K06103B7 | LC2K06103B7 | INV 6A AC3 3P+NA 24VCA ML | 108.09
LC2K06103P7 | LC2K06103P7 | INV 6A AC3 3P+NA 230VCA | 108.09
LC2K06107B7 | LC2K06107B7 | INV 6A AC3 3P+NA 24VCA | 108.09
LC2K06107P7 | LC2K06107P7 | INV 6A AC3 3P+NA 230VCA | 108.09
LC2K0610B7 | LC2K0610B7 | INV 2,2KW 3P+NA 24V | 98.2
LC2K0610E7 | LC2K0610E7 | INV 2,2KW 3P+NA 48V | 102.99
LC2K0610F7 | LC2K0610F7 | INV 2,2KW 3P+NA 110V | 98.52
LC2K0610J7 | LC2K0610J7 | INV 6A AC3 3P+NF 12VCA | 103.77
LC2K0610P7 | LC2K0610P7 | INV 2,2KW 3P+NA 230V | 98.2
LC2K0610P7TQ | LC2K0610P7TQ | INV 6A AC3 3P+NA 230VCA | Sob Consulta
LC2K0610V7 | LC2K0610V7 | INV 2,2KW 3P+NA 400V | 103.44
LC2K090043B7 | LC2K090043B7 | INV 20AT 4P 24VCA TRM MOL | 113.92
LC2K090043E7 | LC2K090043E7 | INV 20AT 4P 48VCA TRM MOL | 114.43
LC2K090043P7 | LC2K090043P7 | INV 20AT 4P 230VCA TM MOL | 113.92
LC2K090045M7 | LC2K090045M7 | INV 20A 4P 220V | 115.06
LC2K090047B7 | LC2K090047B7 | INV 20AT 4P 24VCA TM FAST | 113.92
LC2K090047E7 | LC2K090047E7 | INV 20AT 4P 48VCA TM FAST | 114.43
LC2K090047P7 | LC2K090047P7 | INV20AT 4P 230VCA TR FAST | 113.92
LC2K09004B7 | LC2K09004B7 | INV 20AT 4P | 107.45
LC2K09004D7 | LC2K09004D7 | INV 20AT 4P 42VCA | 113.38
LC2K09004E7 | LC2K09004E7 | INV 20AT 4P | 109.19
LC2K09004M7 | LC2K09004M7 | INVERSOR 4KW 4P 220V | 107.98
LC2K09004P7 | LC2K09004P7 | INV 20AT 4P 230V | 107.45
LC2K09013B7 | LC2K09013B7 | INV 4KW 3P+NF 24V | 112.76
LC2K09013P7 | LC2K09013P7 | INV 9A AC3 3P+NF 230VCA | 112.76
LC2K09015B7 | LC2K09015B7 | INV 9A AC3 3P+NF 24VCA CIRC IMPR | 113.86
LC2K09015E7 | LC2K09015E7 | INV 4KW 3P+NF 48V | 114.39
LC2K09015P7 | LC2K09015P7 | INV 9A AC3 3P+NF 230VCA | 113.86
LC2K09017B7 | LC2K09017B7 | INV 4KW 3P+NF 24V | 112.76
LC2K09017P7 | LC2K09017P7 | INV 9A AC3 3P+NF 230VCA | 112.76
LC2K0901B7 | LC2K0901B7 | INV 4KW 3P+NF 24V | 102.99
LC2K0901E7 | LC2K0901E7 | INV 4KW 3P+NF 48V | 108.14
LC2K0901F7 | LC2K0901F7 | INV 4KW 3P+NF 110V | 103.2
LC2K0901P7 | LC2K0901P7 | INV 4KW 3P+NF 230V | 102.99
LC2K0901V7 | LC2K0901V7 | INV 9A AC3 3P+NF 400VCA | 108.36
LC2K09103B7 | LC2K09103B7 | INV 9A AC3 3P+NA 24VCA ML | 112.76
LC2K09103P7 | LC2K09103P7 | INV 9A AC3 3P+NA 230VCA | 112.76
LC2K09105B7 | LC2K09105B7 | INV 9A AC3 3P+NA 24VCA CIRC IMPR | 113.86
LC2K09105E7 | LC2K09105E7 | INV 4KW 3P+NA 48V | 114.39
LC2K09105P7 | LC2K09105P7 | INV 9A AC3 3P+NA 230VCA | 113.86
LC2K09107B7 | LC2K09107B7 | INV 9A AC3 3P+NA 24VCA TERM FAST | 112.76
LC2K09107P7 | LC2K09107P7 | INV 9A AC3 3P+NA 230VCA | 112.76
LC2K0910B7 | LC2K0910B7 | INV 4KW 3P+NA 24V | 102.99
LC2K0910D7 | LC2K0910D7 | INV 9A AC3 3P+NA 42VCA | 111.86
LC2K0910E7 | LC2K0910E7 | INV 4KW 3P+NA 48V | 108.14
LC2K0910F7 | LC2K0910F7 | INV 4KW 3P+NA 110V | 103.2
LC2K0910P7 | LC2K0910P7 | INV 4KW 3P+NA 230V | 102.99
LC2K0910V7 | LC2K0910V7 | INV 9A AC3 3P+NA 400VCA | 108.36
LC2K12004B7 | LC2K12004B7 | INV 20AT 4P 24VCA | 120.38
LC2K12004P7 | LC2K12004P7 | INV 20AT 4P 230VCA | 120.38
LC2K12013B7 | LC2K12013B7 | INV 12A AC3 3P+NF 24VCA | 126.19
LC2K12013P7 | LC2K12013P7 | INV 12A AC3 3P+NF 230VCA | 126.19
LC2K12017P7 | LC2K12017P7 | INV 12A 3P+NF 230VCA FAST | 126.19
LC2K1201B7 | LC2K1201B7 | INV 5,5KW 3P+NF 24V | 117.71
LC2K1201D7 | LC2K1201D7 | INV 12A AC3 3P+NF 42VCA | Sob Consulta
LC2K1201E7 | LC2K1201E7 | INV 5,5KW 3P+NF 48V | 123.59
LC2K1201F7 | LC2K1201F7 | INV 5,5KW 3P+NF 110V | 117.71
LC2K1201G7 | LC2K1201G7 | INV 12A AC3 3P+NA 120VCA | 123.75
LC2K1201P7 | LC2K1201P7 | INV 5,5KW 3P+NF 230V | 117.71
LC2K1201V7 | LC2K1201V7 | INV 5,5KW 3P+NF 400V | 123.21
LC2K12103B7 | LC2K12103B7 | INV 12A AC3 3P+NA 24VCA | 126.19
LC2K12103P7 | LC2K12103P7 | INV 12A AC3 3P+NA 230VCA | 126.19
LC2K12107B7 | LC2K12107B7 | INV 12A AC3 3P+NA 24VCA | 126.19
LC2K12107M7 | LC2K12107M7 | INV 12A AC3 3P+NA 220VCA TERM FAST | 127.45
LC2K1210B7 | LC2K1210B7 | INV 5,5KW 3P+NA 24V | 117.71
LC2K1210D7 | LC2K1210D7 | INV 12A AC3 3P+NA 42VCA | 123.75
LC2K1210E7 | LC2K1210E7 | INV 5,5KW 3P+NA 48V | 123.59
LC2K1210F7 | LC2K1210F7 | INV 5,5KW 3P+NA 110V | 117.71
LC2K1210P7 | LC2K1210P7 | INV 5,5KW 3P+NA 230V | 117.71
LC2K1210V7 | LC2K1210V7 | INV 12A AC3 3P+NA 400VCA | 123.21
LC2K1601E7 | LC2K1601E7 | INV 7.5KW 3P+NF | 162.07
LC2K1601F7 | LC2K1601F7 | INV 7,5KW 3P+NF 110V | 156.95
LC2K1610B7 | LC2K1610B7 | INV 7,5KW 3P+NA 24V | 156.95
LC2K1610E7 | LC2K1610E7 | INV 16A AC3 3P+NA 48VCA | 162.07
LC3D090AB7 | LC3D090AB7 | AR EST TR 7,5KW S-RELE | 357.87
LC3D090AP7 | LC3D090AP7 | AR EST TR 7,5KW S-RELE | 357.87
LC3D090AV7 | LC3D090AV7 | AR EST TR 7,5KW S-RELE | 357.87
LC3D115B7 | LC3D115B7 | ARR.ESTR.TR 110KW | 2110.99
LC3D115E7A64 | LC3D115E7A64 | AR EST TR 110KW ENCR MEC S/RELE | 2358.17
LC3D115F7A64 | LC3D115F7A64 | AR EST TR 110KW ENCR MEC S-RELE | 2327.58
LC3D115P7 | LC3D115P7 | ARRAN ESTR TR 110KW | 2153.22
LC3D115P7A64 | LC3D115P7A64 | AR EST TR 110KW ENCR MEC S/RELE | 2316.03
LC3D115V7 | LC3D115V7 | ARR ESTR TR 110KW 400V | 2110.99
LC3D120AB7 | LC3D120AB7 | ARR.ESTR.TR 11KW | 391.16
LC3D120AE7 | LC3D120AE7 | ARR ESTR TR 11KW 48V | 391.16
LC3D120AF7 | LC3D120AF7 | ARR.ESTR.TR 11KW | 391.16
LC3D120AP7 | LC3D120AP7 | ARR.ESTR.TR 11KW | 391.16
LC3D120AV7 | LC3D120AV7 | ARR.ESTR.TR 11KW | 391.16
LC3D150P7 | LC3D150P7 | ARR ESTR TR 132KW | 2445.45
LC3D150P7A64 | LC3D150P7A64 | AR EST TR 132KW ENCR MEC S-RELE | 2545.33
LC3D180AB7 | LC3D180AB7 | ARR.ESTR.TR 18,5KW | 523.52
LC3D180AE7 | LC3D180AE7 | ARR.ESTR.TR 18,5KW | 523.52
LC3D180AF7 | LC3D180AF7 | ARR.ESTR.TR 18,5KW | 523.52
LC3D180AM7 | LC3D180AM7 | AR EST TR 18.5KW S/RELE | 1075.71
LC3D180AP7 | LC3D180AP7 | ARR.ESTR.TR 18,5KW | 523.52
LC3D180AU7 | LC3D180AU7 | ARR EST-TRI 240V 50/60HZ RAIL | 524.36
LC3D180AV7 | LC3D180AV7 | ARR.ESTR.TR 18,5KW | 523.52
LC3D18AV7 | LC3D18AV7 | AR EST TR 18.5KW ENCR MEC S-RELE | 1075.71
LC3D320AB7 | LC3D320AB7 | ARR.ESTR.TR 25KW | 624.04
LC3D320AE7 | LC3D320AE7 | AR EST TR 25KW S-RELE | 624.04
LC3D320AF7 | LC3D320AF7 | AR EST TR 25KW S-RELE | 624.04
LC3D320AP7 | LC3D320AP7 | ARR.ESTR.TR 25KW | 624.04
LC3D320AV7 | LC3D320AV7 | ARR.ESTR.TR 25KW | 624.04
LC3D32AB7 | LC3D32AB7 | ARR EST-TRIARR EST-TRI 24V 50/60HZ PLACA | 624.04
LC3D80B7 | LC3D80B7 | AR EST TR 75KW S-RELE | 1367.1
LC3D80F7 | LC3D80F7 | AR EST TR 75KW S/RELE | 2050.69
LC3D80P7 | LC3D80P7 | ARR ESTR TR 75KW | 1367.1
LC3D80P7A64 | LC3D80P7A64 | AR EST TR 75KW ENCR MEC S-RELE | 1450.29
LC3D80V7 | LC3D80V7 | ARR.ESTR.TR 75KW | 1367.1
LC3D80V7A64 | LC3D80V7A64 | AR EST TR 75KW ENCR MEC S/RELE | 1450.29
LC3F115M7 | LC3F115M7 | ARR.ESTR.TR 110KW | 2882.16
LC3F185M7 | LC3F185M7 | ARR.ESTR.TR 160KW | 3067.43
LC3F185M7A64 | LC3F185M7A64 | AR EST TR 160KW ENCR MEC S/RELE | 3198.09
LC3F225M7 | LC3F225M7 | ARR.ESTR.TR 185KW | 3863.98
LC3F225M7A64 | LC3F225M7A64 | EST TR 185KW ENC ME S/REL | 4077.87
LC3F265M7 | LC3F265M7 | AR EST TR 220KW S/RELE | 4532.79
LC3F330M7 | LC3F330M7 | ARR.ESTR.TR 280KW | 5592.34
LC3K06B7 | LC3K06B7 | ARRANCADOR EST-TRIANG 5,5KW | 446.39
LC3K06M7 | LC3K06M7 | ARRANCADOR ESTRELA-TRIANGULO 5,5KW 220 | 453.06
LC3K06P7 | LC3K06P7 | AR EST TR 5,5KW S-RELE | 446.39
LC3K09B7 | LC3K09B7 | ARR EST-TRIANGULO 7,5KW 24V | 505.48
LC3K09M7 | LC3K09M7 | ARRANC EST TRIANG | 512.97
LC3K09P7 | LC3K09P7 | AR EST TR 7,5KW S/RELE | 505.48
LC4D09AP7 | LC4D09AP7 | ARR DIR 4KW C- SEC | 134.19
LC4D25AP7 | LC4D25AP7 | ARRANC.DIR 11KW C/SEC | 227.67
LC7K0601B7 | LC7K0601B7 | CONT 6A AC3 3P+NF 24VCA SIL | 57.86
LC7K0601E7 | LC7K0601E7 | CONT 6A AC3 3P+NF 48VCA SIL | 60.75
LC7K0601M7 | LC7K0601M7 | CONT 2,2KW 3P+NF | 57.86
LC7K0610B7 | LC7K0610B7 | CONT 2,2KW 3P+NA | 57.86
LC7K0610E7 | LC7K0610E7 | CT 6A AC3 3P+NA 48VCA SIL | 56.91
LC7K0610M7 | LC7K0610M7 | CONT 2,2KW 3P+NA | 57.86
LC7K0610U7 | LC7K0610U7 | CONT 2.2KW 3P+NA | 60.75
LC7K09004M7 | LC7K09004M7 | CONTACTOR 4P | 60.75
LC7K09008B7 | LC7K09008B7 | CONT 20AT 2P+2R 24VCA SIL | 61.58
LC7K09008E7 | LC7K09008E7 | CONT 20AT 2P+2R 48VCA SIL | 63.78
LC7K09008M7 | LC7K09008M7 | CONT 20AT 2P+2R 220VCA SIL | 62.01
LC7K09008U7 | LC7K09008U7 | CONT 20AT 2P+2R 230-240VCA SIL | 63.78
LC7K09015M7 | LC7K09015M7 | CONT 9A AC3 3P+NF 220VCA SIL CIMPR | 65.95
LC7K0901B7 | LC7K0901B7 | CONT 9A AC3 3P+NF 24VCA SIL | 60.75
LC7K0901E7 | LC7K0901E7 | CONT 4KW 3P+NF | 63.78
LC7K0901M7 | LC7K0901M7 | CONT 9A AC3 3P+NF 220VCA SIL | 60.75
LC7K0910B7 | LC7K0910B7 | CONT 4KW 3P+NA | 60.75
LC7K0910E7 | LC7K0910E7 | CT 9A AC3 3P+NA 48VCA SIL | 59.61
LC7K0910F7 | LC7K0910F7 | CONT 9A AC3 3P+NA 110VCA SIL | 60.75
LC7K0910M7 | LC7K0910M7 | CONT 4KW 3P+NA 220V | 60.75
LC7K12004M7 | LC7K12004M7 | MINCT.K TRP.A/S 12A220VAC | 70.53
LC7K1201B7 | LC7K1201B7 | CONT 12A AC3 3P+NF 24VCA SIL | 69.7
LC7K1201E7 | LC7K1201E7 | CONT 12A AC3 3P+NF 48VCA SIL | 72.9
LC7K1201M7 | LC7K1201M7 | CONT 12A AC3 3P+NF 220VCA SIL | 70.53
LC7K1210B7 | LC7K1210B7 | CONTACTOR | 69.7
LC7K1210E7 | LC7K1210E7 | CT 12A AC3 3P+NA 48VCA SL | 70.01
LC7K1210F7 | LC7K1210F7 | CONT 5,5KW 3P+NA | 70.01
LC7K1210M7 | LC7K1210M7 | CONT 12A AC3 3P+NA 220VCA SIL | 70.53
LC8K09004M7 | LC8K09004M7 | CONT 20A 4P 220V | 239.06
LD1LD030B | LD1LD030B | INT 63 24V | 2250.58
LD1LD030BD | LD1LD030BD | INT 63 3P 24VCC | 2845.32
LD1LD030F | LD1LD030F | INT 63 110V | 2250.58
LD1LD030M | LD1LD030M | INT 63 220V | 2202.32
LD1LD030Q | LD1LD030Q | INT 63 380V | 2250.58
LD4LD030F | LD4LD030F | INT 63 C- SECC E PAR EMERG | 2621.49
LD4LD030M | LD4LD030M | INT 63 C- SECC E PAR EMERG | 2621.49
LD4LD030Q | LD4LD030Q | INT 63 C- SECC E PAR EMERG | 2621.49
LD4LD130F | LD4LD130F | CONT DISJ TRIP 63A AC3 110VCA | 2621.49
LD4LD130M | LD4LD130M | INT 63 C- SECC | 2621.49
LD4LD130Q | LD4LD130Q | INT 63 C/ SECC | 2621.49
LD5LD130M | LD5LD130M | INT 63 INV C- SECC | 5378.56
LE1200I | LE1200I | APC Line-R 1200VA/ 4 Prises IEC 320-C13 | 70.33
LE1D09B7 | LE1D09B7 | DISC CX 4KW 24V | 91.18
LE1D09E7 | LE1D09E7 | DISC CX 4KW 48V | 89.39
LE1D09F7 | LE1D09F7 | DISC CX 4KW 110V | 89.39
LE1D09FE7 | LE1D09FE7 | DISC CX 9A 115VCA S/RELE | Sob Consulta
LE1D09P7 | LE1D09P7 | DISC CX 4KW 230V | 86.33
LE1D09P7A09 | LE1D09P7A09 | DISC CX 9A 230VCA S/RELE BOT ROTAT | 190.96
LE1D09P7A13 | LE1D09P7A13 | ARR COF 1S 9A 230V 50/60HZ | 185.71
LE1D09Q7 | LE1D09Q7 | DISC CX 9A 380VCA S-RELE | 89.49
LE1D09R7 | LE1D09R7 | DISC CX 12A 440VCA S-RELE | 90.65
LE1D09U7 | LE1D09U7 | DISC CX 4KW 240V | 90.65
LE1D09V7 | LE1D09V7 | DISC CX 4KW 400V | 84.03
LE1D09V7A13 | LE1D09V7A13 | DISC CX 4KW 400V | 187.81
LE1D12B7 | LE1D12B7 | DISC CX 5,5KW 24V | Descontinuado
LE1D12E7 | LE1D12E7 | DISC CX 5,5KW 48V | 93.38
LE1D12F7 | LE1D12F7 | DISC CX 12A 110VCA S/RELE | 93.38
LE1D12P7 | LE1D12P7 | DISC CX 5,5KW 230V | 88.13
LE1D12V7 | LE1D12V7 | DISC CX 5,5KW 400V | 89.49
LE1D12V7A05 | LE1D12V7A05 | DISC CX 12A 400VCA 50/60Hz | 217.74
LE1D18B7 | LE1D18B7 | DISC CX 7,5KW 24V | Descontinuado
LE1D18E7 | LE1D18E7 | DISC CX 7,5KW 48V | 129.62
LE1D18F7 | LE1D18F7 | DISC CX 18A 110VCA S/RELE | 129.62
LE1D18P7 | LE1D18P7 | DISC CX 7,5KW 230V | 123.74
LE1D18V7 | LE1D18V7 | DISC CX 7,5KW 400V | 123.74
LE1D25B7 | LE1D25B7 | DISC CX 25A 24VCA S/RELE | 158.82
LE1D25E7 | LE1D25E7 | DISC CX 25A 48VCA S-RELE | 158.82
LE1D25F7 | LE1D25F7 | DISC CX 11KW 110V | 158.82
LE1D25P7 | LE1D25P7 | DISC CX 11KW 230V | 152.41
LE1D25V7 | LE1D25V7 | DISC CX 11KW 400V | 152.41
LE1D35B7 | LE1D35B7 | DISC CX 35A 24VCA S/RELE | 268.16
LE1D35E7 | LE1D35E7 | DISC CX 35A 48VCA S/RELE | 268.16
LE1D35F7 | LE1D35F7 | DISC CX 35A 110VCA S/RELE | 268.16
LE1D35P7 | LE1D35P7 | DISC CX 15KW 230V | 255.35
LE1D35V7 | LE1D35V7 | DISC CX 15KW 400V | 255.35
LE1D40AP7 | LE1D40AP7 | DISC CX 40A 230VCA S/RELE | 393.91
LE1D40AQ7 | LE1D40AQ7 | DISC CX 40A 380/400VCA S/RELE | 393.91
LE1D50AP7 | LE1D50AP7 | DISC CX 50A 230VCA S/RELE | 438.22
LE1D50AQ7 | LE1D50AQ7 | DISC CX 50A 380/400VCA S/RELE | 438.22
LE1D65AP7 | LE1D65AP7 | DISC CX 65A 230VCA S/RELE | 543.16
LE1D65AQ7 | LE1D65AQ7 | DISC CX 65A 380/400VCA S/RELE | 543.16
LE1GVMEK | LE1GVMEK | CX VAZIA AR COMB | 100.52
LE1M35B710 | LE1M35B710 | DISC CX 2,6-3,7A 24VCA | 94.02
LE1M35M706 | LE1M35M706 | DISC 0,37KW 220V | 94.02
LE1M35M707 | LE1M35M707 | DISC 0.55KW 220V | 190.96
LE1M35M708 | LE1M35M708 | DISC 1.1KW | 196.32
LE1M35M710 | LE1M35M710 | DISC 1.5KW | 201.57
LE1M35M712 | LE1M35M712 | DISC 2.2KW | 94.02
LE1M35M714 | LE1M35M714 | DISC CX 3KW 220V | 98.66
LE1M35M716 | LE1M35M716 | DISC CX 4KW 220V | 101.68
LE1M35M721 | LE1M35M721 | DISC CX 5,5KW 220V | 111.24
LE1M35M722 | LE1M35M722 | DISC 7.5 KW 220V | 119.43
LE1M35N708 | LE1M35N708 | ARRANCADOR EN COFRE IP65 400/415V | 98.74
LE1M35N721 | LE1M35N721 | ARRANCADOR EN COFRE IP65 400/415V | 103.68
LE1M35P7 | LE1M35P7 | ARRANCADOR EN COFRE IP65 230V SIN TERMIC | 47.27
LE1M35P705 | LE1M35P705 | DISCONT CX 0,25KW 230V | Sob Consulta
LE1M35P706 | LE1M35P706 | DISCONT CX 0,37KW 230V | 94.02
LE1M35P707 | LE1M35P707 | DISCONT CX 0,55KW 230V | 94.02
LE1M35P708 | LE1M35P708 | DISCONT CX 1,1KW 230V | 94.02
LE1M35P710 | LE1M35P710 | DISCONT CX 1,5KW 230V | 94.02
LE1M35P712 | LE1M35P712 | DISCONT CX 2,2KW 230V | 94.02
LE1M35P714 | LE1M35P714 | DISCONT CX 3KW 230V | 98.66
LE1M35P716 | LE1M35P716 | DISCONT CX 4KW 230V | 101.68
LE1M35P721 | LE1M35P721 | DISCONT CX 5,5KW 230V | 111.24
LE1M35P722 | LE1M35P722 | DISCONT CX 7,5KW 230V | 119.43
LE1M35Q7 | LE1M35Q7 | DISC CX 380V | 259.98
LE1M35Q705 | LE1M35Q705 | DISC 0.25 KW | 176.16
LE1M35Q706 | LE1M35Q706 | DISC 0.37KW | 176.16
LE1M35Q707 | LE1M35Q707 | DISC 0,55KW 380V | 177.21
LE1M35Q708 | LE1M35Q708 | DISC 1.1KW | 178.26
LE1M35Q710 | LE1M35Q710 | DISC CX 1.5KW 380V | 190.96
LE1M35Q712 | LE1M35Q712 | DISC 2.2KW | 94.02
LE1M35Q721 | LE1M35Q721 | DISC 5.5 KW | 183.51
LE1M35R7 | LE1M35R7 | DISC CX 440V | Descontinuado
LE1M35R706 | LE1M35R706 | DISC CX 0,8/1,2A 440VCA | 176.16
LE1M35R714 | LE1M35R714 | DISC CX 5,5-8A 440VCA | 190.96
LE1M35U712 | LE1M35U712 | DISC CX 2.2KW 240V | 190.96
LE1M35U714 | LE1M35U714 | DISC CX 3KW 240V | 190.96
LE1M35V705 | LE1M35V705 | DISCONT CX 0,25KW 400V | Sob Consulta
LE1M35V706 | LE1M35V706 | DISCONT CX 0,37KW 400V | 94.02
LE1M35V707 | LE1M35V707 | DISCONT CX 0,55KW 400V | 94.02
LE1M35V708 | LE1M35V708 | DISCONT CX 1,1KW 400V | 94.02
LE1M35V710 | LE1M35V710 | DISCONT CX 1,5KW 400V | 94.02
LE1M35V712 | LE1M35V712 | DISCONT CX 2,2KW 400V | 94.02
LE1M35V714 | LE1M35V714 | DISCONT CX 3KW 400V | 100.8
LE1M35V716 | LE1M35V716 | DISCONT CX 4KW 400V | 101.68
LE1M35V721 | LE1M35V721 | DISCONT CX 5,5KW 400V | 111.24
LE1M35V722 | LE1M35V722 | DISCONT CX 7,5KW 400V | 119.43
LE2D09B7 | LE2D09B7 | INV CX 9A 24VCA S-RELE | Descontinuado
LE2D09P7 | LE2D09P7 | INV CX 3P 4KW | 290.35
LE2D09V7 | LE2D09V7 | INV CX 3P 4KW | 303.89
LE2D12B7 | LE2D12B7 | INV CX 12A 24VCA S-RELE | 309.6
LE2D12P7 | LE2D12P7 | INV CX 3P 5,5KW | Descontinuado
LE2D12V7 | LE2D12V7 | INV CX 3P 5,5KW | 322.38
LE2D18P7 | LE2D18P7 | INV CX 3P 7,5KW | 406.45
LE2D18V7 | LE2D18V7 | INV CX 3P 7,5KW | 406.45
LE2D25P7 | LE2D25P7 | INV CX 3P 11KW | 436.66
LE2D25V7 | LE2D25V7 | INV CX 3P 11KW | 457.51
LE2D35V7 | LE2D35V7 | INV CX 15KW 400V | 683.58
LE2D40AP7 | LE2D40AP7 | INV CX 40A 230VCA S/RELE | 707.61
LE2D40AQ7 | LE2D40AQ7 | INV CX 40A380/400VCAS/REL | 707.61
LE2D65AP7 | LE2D65AP7 | INV CX 65A 230VCA S/RELE | 960.93
LE2D65AQ7 | LE2D65AQ7 | INV CX 65A380/400VCAS/REL | 960.93
LE2K065P7 | LE2K065P7 | INV CX 6A 230VCA S-RELE | 223
LE2K065V7 | LE2K065V7 | ARR INV CX 2,2KW 400V | 225.32
LE2K095P7 | LE2K095P7 | INV CX 9A 230VCA S-RELE | 231.3
LE2K095V7 | LE2K095V7 | INV CX 9A 400VCA S-RELE | 233.72
LE3D09P7 | LE3D09P7 | AR EST TR CX 7,5KW S-RELE | 568.31
LE3D09V7 | LE3D09V7 | AR EST TR CX 7,5KW S-RELE | 568.31
LE3D12B7 | LE3D12B7 | AR EST TR CX 11KW S/RELE | 613.54
LE3D12P7 | LE3D12P7 | ARR ESTR TR CX 11KW 230V | 613.54
LE3D12V7 | LE3D12V7 | ARR ESTR TR CX 11KW 400V | 606.7
LE3D18B7 | LE3D18B7 | AR EST TR CX 18,5KW S/RELE | 715.42
LE3D18P7 | LE3D18P7 | ARR ESTR TR CX 18.5KW 230V | 708.97
LE3D18V7 | LE3D18V7 | ARR ESTR TR CX 18.5KW 400V | 708.97
LE3D35P7 | LE3D35P7 | ARR ESTR.TR CX 25KW 230V | 849.51
LE3D35V7 | LE3D35V7 | ARR ESTR TR CX 25KW 400V | 849.51
LE4D09N7 | LE4D09N7 | DISC CX 4KW 415V | Descontinuado
LE4D09P7 | LE4D09P7 | DISC CX 4KW 230V | 272.46
LE4D09V7 | LE4D09V7 | DISC CX SECC 4KW 400V | 270.33
LE4D12B7 | LE4D12B7 | DISC CX 12A C/SECC 24VCA S/RELE | 271.52
LE4D12P7 | LE4D12P7 | DISC CX SECC 5.5KW 230V | 271.52
LE4D12V7 | LE4D12V7 | DISC CX SECC 5.5KW 400V | 275.79
LE4D18P7 | LE4D18P7 | DISC CX 7,5KW 230V | Descontinuado
LE4D18V7 | LE4D18V7 | DISC CX SECC 7.5KW | 325.62
LE4D25P7 | LE4D25P7 | DISC CX 25A C-SECC 230VCA S-RELE | 358.29
LE4D25V7 | LE4D25V7 | DISC CX SECC 11KW | 358.29
LE4D35P7 | LE4D35P7 | DISC CX 9A C/SECC 400VCA S/RELE | 455.14
LE4D35V7 | LE4D35V7 | DISC CX SECC 15KW | 455.14
LE4K065P7 | LE4K065P7 | DISC CX 6A C-SECC 230VCA S-RELE | 342.16
LE4K065Q7 | LE4K065Q7 | ARRANC DIR 2.2KW | Sob Consulta
LE4K065V7 | LE4K065V7 | DISC CX 6A C/SECC 400VCA S/RELE | 349.64
LE4K095P7 | LE4K095P7 | DISC CX 9A C-SECC 230VCA S-RELE | 345.79
LE4K095V7 | LE4K095V7 | DISC CX 9A C-SECC 400VCA S-RELE | Descontinuado
LE600I | LE600I | APC Line-R 600VA | 64.47
LE6D09P7 | LE6D09P7 | AR EST TR CX C-SECC 7,5KW S-RELE | Descontinuado
LE6D09V7 | LE6D09V7 | ARR COF EST-TRI 400V 50/60HZ | Descontinuado
LE6D12P7 | LE6D12P7 | ARR ESTR TR SECC CX 11KW | 930.66
LE6D12V7 | LE6D12V7 | ARR ESTR TR SECC CX 11KW | 930.66
LE6D18P7 | LE6D18P7 | ARR ESTR TR SECC CX 18.5KW | Descontinuado
LE6D18V7 | LE6D18V7 | ARR ESTR TR SECC CX 18.5KW | 1084.72
LE8D09V7 | LE8D09V7 | INV CX 4KW 400V | 494.89
LE8D12P7 | LE8D12P7 | INV CX12A SEC230VCA S/REL | 490.08
LE8D12V7 | LE8D12V7 | DISC INV CX SECC 5.5KW | 513.37
LE8D18V7 | LE8D18V7 | DISC INV CX SECC 7.5KW | 670.68
LE8D25V7 | LE8D25V7 | INV CX25A SEC400VCA S/REL | 767.43
LE8D35V7 | LE8D35V7 | INV CX35A SEC400VCA S/REL | 819.24
LE8K065V7 | LE8K065V7 | INV CX SECC 2,2KW 400V | Descontinuado
LE8K095V7 | LE8K095V7 | ARR DIR 4KW 400V | 381.58
LG1D122M716 | LG1D122M716 | ARRANC. ESTANCO 220-230V 9-14A | 357.45
LG1D122P716 | LG1D122P716 | VARIO+CONT+DISJ.9-14A | 355.58
LG1D122Q716 | LG1D122Q716 | ARRANC CX 5,5 KW 400V | 355.58
LG1D182P720 | LG1D182P720 | ARCX 98/37/13/18A 230VCA | 367.96
LG1D182P721 | LG1D182P721 | ARCX 98/37/17/23A 230VCA | 371.59
LG1D182Q720 | LG1D182Q720 | ARRANC CX 7,5 KW 400V | 367.96
LG1D182Q721 | LG1D182Q721 | ARRANC CX 9 KW 400V | Descontinuado
LG1K065M703 | LG1K065M703 | ARRANC. ESTANCO 220/230V 0,25-0,40A | 337.2
LG1K065M704 | LG1K065M704 | ARR CX 0,18KW 220V | Descontinuado
LG1K065M705 | LG1K065M705 | ARRANC CX 0,25 KW 230V | 340.48
LG1K065M706 | LG1K065M706 | ARR CX 0,55KW 220V | 340.48
LG1K065M707 | LG1K065M707 | ARRANC CX 0,75KW 230V | 341.67
LG1K065M708 | LG1K065M708 | ARRANC CX 1,5KW 230V | 341.67
LG1K065M710 | LG1K065M710 | ARRANC CX 2,2 KW 230V | 341.67
LG1K065Q702 | LG1K065Q702 | ARCX 98//0,16/0,25A380VCA | 321.14
LG1K065Q703 | LG1K065Q703 | ARCX 98//0,25/0,40A380VCA | 321.14
LG1K065Q704 | LG1K065Q704 | AR CX 98-37-CE 0,40-0,63A 380VCA | 337.2
LG1K065Q705 | LG1K065Q705 | ARR CX 0,25KW 380V | 340.48
LG1K065Q706 | LG1K065Q706 | ARRANC CX 0,55KW 400V | 340.48
LG1K065Q707 | LG1K065Q707 | ARRANC CX 0.75KW 400V | 341.67
LG1K065Q708 | LG1K065Q708 | ARRANC CX 1,5KW 400V | 341.67
LG1K065Q710 | LG1K065Q710 | ARRANC CX 2.2 KW 400V | 341.67
LG1K095M714 | LG1K095M714 | ARRANC CX 4KW 230V | 350.87
LG1K095Q714 | LG1K095Q714 | ARRANC CX 4KW 400V | 350.87
LG7D12M716 | LG7D12M716 | ARRANC CX 5,5 KW 230V | 726.77
LG7D12P716 | LG7D12P716 | AR CX 98/37/CE 9/14A 230VCA | 376.7
LG7D12V716 | LG7D12V716 | AR CX 98-37-CE 9-14A 400VCA | 325.13
LG7D18M720 | LG7D18M720 | ARRANC CX 7,5 KW 230V | 327.62
LG7D18P720 | LG7D18P720 | ARCX 98/37/13/18A 230VCA | 326.15
LG7D18Q720 | LG7D18Q720 | ARRANC CX 7,5 KW 400V | 342.43
LG7D18Q721 | LG7D18Q721 | ARR CX 9KW 400V | 355.45
LG7D18V720 | LG7D18V720 | AR CX 98/37/CE 13/18A 400VCA | Descontinuado
LG7D18V721 | LG7D18V721 | AR CX 98-37-CE 17-23A 400VCA | Descontinuado
LG7K06B706 | LG7K06B706 | AR CX 24VCA 50/60Hz | 377.73
LG7K06B707 | LG7K06B707 | ARRANC. CX 0.75KW 400V | 262.07
LG7K06B708 | LG7K06B708 | ARRANC CX 1.5KW 400V | Sob Consulta
LG7K06M702 | LG7K06M702 | AR CX 98/37/CE 0,16/0,25A 220VCA | 269.85
LG7K06M703 | LG7K06M703 | AR CX 98/37/CE 0,25/0,40A 220VCA | 269.85
LG7K06M704 | LG7K06M704 | ARRANC CX 0,18KW 230V | 269.85
LG7K06M705 | LG7K06M705 | ARRANC CX 0,25 KW 230V | 269.85
LG7K06M706 | LG7K06M706 | ARRANC CX 0,55 KW 230V | 269.85
LG7K06M707 | LG7K06M707 | ARRANC CX 0,75KW 230V | 269.85
LG7K06M708 | LG7K06M708 | ARRANC CX 1,5KW 230V | 269.85
LG7K06M710 | LG7K06M710 | ARRANC CX 2,2 KW 230V | 269.85
LG7K06P710 | LG7K06P710 | AR CX 98-37-CE 4-6,3A 220VCA | 269.85
LG7K06Q702 | LG7K06Q702 | ARCX 98//0,16/0,25A380VCA | 263.34
LG7K06Q703 | LG7K06Q703 | AR CX 98/37/CE 0,25/0,40A 380VCA | Descontinuado
LG7K06Q704 | LG7K06Q704 | ARRANC CX 0.18KW 400V | 269.85
LG7K06Q705 | LG7K06Q705 | ARRANC CX 0.25KW 400V | 269.85
LG7K06Q706 | LG7K06Q706 | ARRANC CX 0,55KW 400V | 269.85
LG7K06Q707 | LG7K06Q707 | ARRANC CX 0.75KW 400V | 269.85
LG7K06Q708 | LG7K06Q708 | ARRANC CX 1,5KW 400V | 269.85
LG7K06Q710 | LG7K06Q710 | ARRANC CX 2.2 KW 400V | 269.85
LG7K06V705 | LG7K06V705 | AR CX 98/37/CE 0,63/1A 400VCA | Descontinuado
LG7K09B714 | LG7K09B714 | AR CX 98/37/CE 6/10A 24VCA | Sob Consulta
LG7K09M714 | LG7K09M714 | ARRANC CX 4KW 230V | 297.9
LG7K09N714 | LG7K09N714 | ARRANC CX 10A | 297.9
LG7K09Q714 | LG7K09Q714 | ARRANC CX 4KW 400V | 297.9
LG7K09V714 | LG7K09V714 | AR CX 98/37/CE 6/10A 400VCA | 297.9
LG8K06M702 | LG8K06M702 | INV CX98/37/CE 0,16/0,25A | 326.15
LG8K06M704 | LG8K06M704 | AR INV CX 98-37-CE 0,40-0,63A 220VCA | 339.2
LG8K06M705 | LG8K06M705 | ARRANC INV CX 0,25 KW 230V | 350.53
LG8K06M706 | LG8K06M706 | ARRANC INV CX 0,55 KW 230V | 350.53
LG8K06M707 | LG8K06M707 | ARRANC INV CX 0,75KW 230V | 350.53
LG8K06M708 | LG8K06M708 | ARRANC INV CX 1,5KW 230V | Descontinuado
LG8K06M710 | LG8K06M710 | ARRANC INV CX 2,2 KW 230V | 350.53
LG8K06Q702 | LG8K06Q702 | INV CX98/37/CE 0,16/0,25A | 326.15
LG8K06Q703 | LG8K06Q703 | INV CX98/37/CE 0,25/0,40A | 326.15
LG8K06Q704 | LG8K06Q704 | AR INV CX 98/37/CE 0,40/0,63A 380VCA | 339.2
LG8K06Q705 | LG8K06Q705 | ARRANC INV CX 0,25 KW 400V | 350.53
LG8K06Q706 | LG8K06Q706 | ARRANC INV CX 0,55 KW 400V | 350.53
LG8K06Q707 | LG8K06Q707 | ARRANC INV CX 0,75KW 400V | 350.53
LG8K06Q708 | LG8K06Q708 | ARRANC INV CX 1,5KW 400V | 350.53
LG8K06Q710 | LG8K06Q710 | ARRANC CX 2,2KW 380V | 350.53
LG8K09M714 | LG8K09M714 | AR INV CX 98-37-CE 6-10A 220VCA | 368.82
LG8K09Q714 | LG8K09Q714 | ARRANC INV CX 4KW 400V | 368.82
LG8K12M716 | LG8K12M716 | AR INV CX 98-37-CE 9-14A 220VCA | Descontinuado
LG8K12Q716 | LG8K12Q716 | AR INV CX 98-37-CE 9-14A 380VCA | 426.36
LGY112510 | LGY112510 | REPARTIDOR LIN DS 1P 125A 10LIG | 29.89
LGY116013 | LGY116013 | REPARTIDOR LIN DS 1P 160A 13LIG | 36.08
LGY125014 | LGY125014 | REPARTDOR DS 1PX14 250A | 48.03
LGY410028 | LGY410028 | REPARTIDOR LIN DS 4P 100A 28LIG | 23.68
LGY412548 | LGY412548 | REPARTIDOR LIN DS 4P 125A 48LIG | 29.02
LGY412560 | LGY412560 | REPARTIDOR LIN DS 4P 125A 60LIG | 38.31
LGY416048 | LGY416048 | REPARTDOR DS 4PX12 160A | 85.15
LGY4230 | LGY4230 | 10 platinas + conectores RJ45 femea | 76.06
LGY4231 | LGY4231 | 10 platinas + conectores auxiliares 8P | 56.08
LGYN1007 | LGYN1007 | TERM N SUP. 100A 7LIG | 10.72
LGYN12512 | LGYN12512 | TERM N SUP. 125A 12LIG | 15.22
LGYN12515 | LGYN12515 | TERM N SUP. 125A 15LIG | 18.85
LGYT1E05 | LGYT1E05 | Borne terra 63A + kit Junção 5 LIG | 12.1
LGYT1E14 | LGYT1E14 | Borne terra 63A + kit Junção 14 LIG | 16.9
LGYT1E24 | LGYT1E24 | Borne terra 63A + kit Junção 24 LIG | 20.9
LGYT1N05 | LGYT1N05 | Borne neutro63A + kit Junção 5 LIG | 12.1
LGYT1N14 | LGYT1N14 | Borne neutro63A + kit Junção 14 LIG | 16.9
LGYT1N24 | LGYT1N24 | Borne neutro63A + kit Junção 24 LIG | 20.9
LGYT4A01 | LGYT4A01 | Kit junção de bornes Lt10 | 19.99
LGYT601R | LGYT601R | KIT SUPORTE CALHA DIN P/PRAGMA | 10.99
LJ7K06Q707 | LJ7K06Q707 | ARRANC CX... KW 400V | 878.74
LJ7K06Q708 | LJ7K06Q708 | ARRANC. EN COFRE 1,5 KW CON TRANSF. | 898.41
LOGIS | LOGIS | QUADRO 22 MODULOS + DIFERENCIAL | 48.09
LOGIS34 | LOGIS34 | QUADRO LOGIS 34 MOD | 58.02
LOGISB | LOGISB | **QUADRO TIPO LOGIS BRANCO | Sob Consulta
LP1D40004FD | LP1D40004FD | CONT 60AT 4P | 618.69
LP1D40008BD | LP1D40008BD | CONT 60AT 2P+2R | 342.68
LP1D40008ED | LP1D40008ED | CONT 60AT 2P+2R | 350.06
LP1D40008FD | LP1D40008FD | CONT 60AT 2P+2R | 350.06
LP1D65004FD | LP1D65004FD | CONT 80AT 4P | 712.28
LP1D65008BD | LP1D65008BD | CONT 80AT 2P+2R | 529.95
LP1D65008ED | LP1D65008ED | CONT 80AT 2P+2R | 537.35
LP1D65008FD | LP1D65008FD | CONT 80AT 2P+2R | 537.35
LP1D80004BD | LP1D80004BD | CONT 125AT 4P | 652.27
LP1D80004ED | LP1D80004ED | CONT 125AT 4P | 664.62
LP1D80004FD | LP1D80004FD | CONT 125AT 4P | 664.62
LP1D80004GD | LP1D80004GD | CONT 37KW 4P 125VCC | 665.5
LP1D80004JD | LP1D80004JD | CONT 37KW 4P 12VCC | 665.5
LP1D80004MD | LP1D80004MD | CONT 125AT 4P 220VCC | 665.5
LP1D80004SW | LP1D80004SW | CONT 125AT 4P 24VCC TA | 740.53
LP1D80008BD | LP1D80008BD | CONT 125AT 2P+2R | 682.82
LP1D80008ED | LP1D80008ED | CONT 125AT 2P+2R | 695.17
LP1D80008FD | LP1D80008FD | CONT 125AT 2P+2R 110VCC | 695.17
LP1D80008MD | LP1D80008MD | CONT 125AT 2P+2R | 703.66
LP1K06013BD | LP1K06013BD | CONT 6A AC3 3P+NF 24VCC | 45.04
LP1K06013BD3 | LP1K06013BD3 | CONT 6A AC3 3P+NA 24VCC | 48.79
LP1K06015BD | LP1K06015BD | CONT 6A AC3 3P+NF 24VCC CIRC IMPR | 45.04
LP1K06015BD3 | LP1K06015BD3 | CONTACTOR | 48.79
LP1K06017BD | LP1K06017BD | CONT 6A AC3 3P+NF 24VCC TERM FAST | 45.21
LP1K06017BD3 | LP1K06017BD3 | CONT 6A AC3 3P+NF 24VCC | 48.79
LP1K0601BD | LP1K0601BD | CONT 2,2 KW 3P+NF 24VCC | 41.81
LP1K0601BD3 | LP1K0601BD3 | CONT 2,2KW 3P+NF 24V CC | 45.65
LP1K0601ED | LP1K0601ED | CONT 2,2KW 3P+NF 48VCC | 43.6
LP1K0601FD | LP1K0601FD | CONT 2,2KW 3P+NF 110VCC | 43.6
LP1K0601FD3 | LP1K0601FD3 | CT 6A AC3 3P+NF110VCC ANT | 44.65
LP1K0601JD | LP1K0601JD | MINICONT. K TRIP. 6A 12V DC | Sob Consulta
LP1K0601MD | LP1K0601MD | CONT 2,2KW 3P+NF 220VCC | 42.33
LP1K0601ND | LP1K0601ND | CONT 2.2KW 3P+NF 60VCC | 46.8
LP1K06103BD | LP1K06103BD | CONT 6A AC3 3P+NA 24VCC TERM MOL | 45.21
LP1K06103BD3 | LP1K06103BD3 | CONT 6A AC3 3P+NA 24VCC TERM MOL ANTIP | 49.29
LP1K06105BD | LP1K06105BD | CONT 6A AC3 3P+NA 24VCC CIRC IMPR | 45.04
LP1K06107BD | LP1K06107BD | CONT 6A AC3 3P+NA 24VCC TERM FAST | 45.21
LP1K06107BD3 | LP1K06107BD3 | CONT 6A AC3 3P+NA 24VCC | 48.79
LP1K0610BD | LP1K0610BD | CONT 2,2KW 3P+NA 24VCC | 41.81
LP1K0610BD3 | LP1K0610BD3 | MINICONT. K TRIP. 6A 24V DC | 45.65
LP1K0610ED | LP1K0610ED | CONT 2,2KW 3P+NA 48VCC | 43.6
LP1K0610ED3 | LP1K0610ED3 | CT 6A AC3 3P+NA 48VCC ANT | 44.65
LP1K0610FD | LP1K0610FD | CONT 2,2KW 3P+NA 110VCC | 43.6
LP1K0610JD | LP1K0610JD | CONT 2,2KW 3P+NA 12VCC | 43.6
LP1K0610JD3 | LP1K0610JD3 | CONT 6A AC3 3P+NA 12VCC ANTIP | Descontinuado
LP1K0610MD | LP1K0610MD | CONT 2,2KW 3P+NA 220VCC | 42.33
LP1K090043BD | LP1K090043BD | CONTACTOR SPRING | 48.69
LP1K09004BD | LP1K09004BD | CONT 20AT 4P 24VCC | 44.22
LP1K09004BD3 | LP1K09004BD3 | CONT 20AT 4P 24VCC ANTIP | 48.21
LP1K09004ED | LP1K09004ED | CONT 20AT 4P 48VCC | 45.77
LP1K09004FD | LP1K09004FD | CONT 20AT 4P 110VCC | 45.77
LP1K09004GD | LP1K09004GD | CONT 20AT 4P 125V DC | 49.57
LP1K09004GD3 | LP1K09004GD3 | CONT 4KW 4P 125VCC | 54.07
LP1K09004JD | LP1K09004JD | CONT 20AT 4P 12VCC | 45.77
LP1K090083BD | LP1K090083BD | CONT 20AT 2P+2R 24VCC TERM MOL | 49.73
LP1K090083BD3 | LP1K090083BD3 | CONT 2P+2R VIS 24V DC RES | 52.12
LP1K090085BD | LP1K090085BD | CONT 20AT 2P+2R 24VCC CIRC IMPR | 49.73
LP1K090085MD | LP1K090085MD | CONT 20AT 2P+2R 220VCC CIRC IMPR | 50.35
LP1K09008BD | LP1K09008BD | CONT 20AT 2P+2R | 45.91
LP1K09008BD3 | LP1K09008BD3 | CONTACTOR 4KW 2P+2R 24Vcc | 51.26
LP1K09008CD | LP1K09008CD | CONT 20AT 2P+2R 36VCC | 51.42
LP1K09008ED | LP1K09008ED | CONT 20AT 2P+2R | 46.22
LP1K09008FD | LP1K09008FD | CONT 20AT 2P+2R | 46.22
LP1K09008GD | LP1K09008GD | CONT 20AT 2P+2R 125VCC | 50.13
LP1K09008JD | LP1K09008JD | CONT 20AT 2P+2R | 46.53
LP1K09008MD | LP1K09008MD | CONT 20AT 2P+2R 220VCC | 46.53
LP1K09008SD | LP1K09008SD | CONT 20AT 2P+2R 72VCC | 50.13
LP1K09013BD | LP1K09013BD | MINICONT. K TRIP. 9A 24V DC RES | 47.26
LP1K09013BD3 | LP1K09013BD3 | CONT 9A AC3 3P+NF 24VCC TERM MOL ANTIP | 51.35
LP1K09015BD | LP1K09015BD | CONT 9A AC3 3P+NF 24VCC CIRC IMPR | 46.5
LP1K09015BD3 | LP1K09015BD3 | CONT 9A AC3 3P+NF 24VCC | 50.87
LP1K09017BD | LP1K09017BD | CNT 9A AC3 3P+NF 24VCC | 46.5
LP1K09017BD3 | LP1K09017BD3 | CONT 9A AC3 3P+NF 24VCC | 50.87
LP1K0901BD | LP1K0901BD | CONT 4KW 3P+NF 24VCC | 43.6
LP1K0901BD3 | LP1K0901BD3 | CONT 4KW 3P+NF 24V | 48.11
LP1K0901ED | LP1K0901ED | CONT 4KW 3P+NF 48VCC | 45.77
LP1K0901ED3 | LP1K0901ED3 | CT 9A AC3 3P+NF 48VCC ANT | 48.32
LP1K0901FD | LP1K0901FD | CONT 9A AC3 3P+NF 110VCC | 45.77
LP1K0901GD | LP1K0901GD | CONT 9A AC3 3P+NF 125VCC | Sob Consulta
LP1K0901JD | LP1K0901JD | CONT. 4KW 3P+NF 12VCC | 45.77
LP1K0901MD | LP1K0901MD | CONT 9A AC3 3P+NF 220VCC | 44.12
LP1K09103BD | LP1K09103BD | CONT 9A AC3 3P+NA 24VCC | 46.5
LP1K09103BD3 | LP1K09103BD3 | CONT 9A AC3 3P+NA 24VCC TERM MOL ANTIP | 51.35
LP1K09105BD | LP1K09105BD | CONT 4KW 3P+NA 24VCC | 46.5
LP1K09105BD3 | LP1K09105BD3 | CONT 9A AC3 3P+NA 24VCC | 50.87
LP1K09107BD | LP1K09107BD | CONT 4KW 3P+NA 24VCC | 47.26
LP1K09107BD3 | LP1K09107BD3 | CONT 9A AC3 3P+NA 24VCC | 50.87
LP1K0910BD | LP1K0910BD | CONT 4KW 3P+NA 24VCC | 43.6
LP1K0910BD3 | LP1K0910BD3 | CONT 4KW 3P+NA 24V | 48.11
LP1K0910ED | LP1K0910ED | CONT 4KW 3P+NA 48VCC | 45.77
LP1K0910ED3 | LP1K0910ED3 | CT 9A AC3 3P+NA 48VCC ANT | 48.32
LP1K0910FD | LP1K0910FD | CONT 4KW 3P+NA 110VCC | 45.77
LP1K0910GD | LP1K0910GD | CONT 9A AC3 3P+NA 125VCC | 48.88
LP1K0910JD | LP1K0910JD | CONT 4KW 3P+NA 12VCC | 45.77
LP1K0910MD | LP1K0910MD | CONT 4KW 3P+NA 220VCC | 44.12
LP1K0910MUD | LP1K0910MUD | CONT 3P+F VIS 240V DC | 49.34
LP1K0910ND | LP1K0910ND | CONT 9A AC3 3P+NA 60 VCC | Sob Consulta
LP1K0910SD | LP1K0910SD | CONT 4KW 3P+NA 72VCC | 48.88
LP1K12004BD | LP1K12004BD | CONT 20AT 4P | 49.16
LP1K12004BD3 | LP1K12004BD3 | CONT 20AT 4P 24VCC ANTIP | 52.73
LP1K12004FD | LP1K12004FD | CONT 20AT 4P 110VCC | 49.58
LP1K12004JD | LP1K12004JD | CONT 20AT 4P | 49.78
LP1K12013BD | LP1K12013BD | CNT 12A AC3 3P+NF 24VCC | 51.91
LP1K12013BD3 | LP1K12013BD3 | CONT 12A AC3 3P+NF 24VCC | 55.34
LP1K12015BD | LP1K12015BD | CONT 12A AC3 3P+NF 24VCC CIRC IMPR | 51.91
LP1K12015JD | LP1K12015JD | CONT 12A AC3 3P+NF 12VCC CIRC IMPR | Sob Consulta
LP1K12017BD | LP1K12017BD | CT 12A 3P+NF 24VCC FAST | 51.91
LP1K12017BD3 | LP1K12017BD3 | CONT 12A AC3 3P+NF 24VCC | 55.34
LP1K1201BD | LP1K1201BD | CONT 5,5KW 3P+NF 24VCC | 49.82
LP1K1201BD3 | LP1K1201BD3 | CONT 12A AC3 3P+NF 24VCC ANTIP | 53.94
LP1K1201FD | LP1K1201FD | CONT 5,5KW 3P+NF 110VCC | 52.31
LP1K1201JD | LP1K1201JD | CONT 12A AC3 3P+NF 12VCC | 52.31
LP1K1201MD | LP1K1201MD | CONT 12A AC3 3P+NF 220VCC | 49.82
LP1K1201SD | LP1K1201SD | CONT 12A AC3 3P+NF 72VCC | 53.5
LP1K12103BD | LP1K12103BD | CONT 12A AC3 3P+NA 24VCC TERM MOL | 53.43
LP1K12103BD3 | LP1K12103BD3 | CONT 12A AC3 3P+NA 24VCC TERM MOL ANTIP | 57.52
LP1K12105BD | LP1K12105BD | CONT 12A AC3 3P+NA 24VCC CIRC IMPR | 51.91
LP1K12107BD | LP1K12107BD | CONT 12A AC3 3P+NA 24VCC TERM FAST | 53.43
LP1K12107BD3 | LP1K12107BD3 | CONT 12A AC3 3P+NA 24VCC | 55.34
LP1K1210BD | LP1K1210BD | CONT 5,5KW 3P+NA 24VCC | 49.82
LP1K1210BD3 | LP1K1210BD3 | CONT 12A AC3 3P+NA 24VCC ANTIP | 53.94
LP1K1210ED | LP1K1210ED | MINICONT. K TRIP. 12A 48VDC SCHNEIDER | 52.31
LP1K1210ED3 | LP1K1210ED3 | CT 12A AC3 3P+NA48VCC ANT | 51.05
LP1K1210FD | LP1K1210FD | CONT 5,5KW 3P+NA 110VCC | 52.31
LP1K1210JD | LP1K1210JD | CONT 5,5KW 3P+NA 12VCC | 52.31
LP1K1210MD | LP1K1210MD | CONT 5,5KW 3P+NA 220VCC | 49.82
LP1SK0600BD | LP1SK0600BD | CONT 2.2KW 2P 24VCC | 50.56
LP1SK0600ED | LP1SK0600ED | CONT 6A AC3 2P 48VCC | 50.77
LP2K06013BD | LP2K06013BD | INV 6A AC3 3P+NF 24VCC TERM MOL | 123.05
LP2K06013BD3 | LP2K06013BD3 | INV 6A AC3 3P+NF 24VCC TERM MOL | 134.69
LP2K06015BD | LP2K06015BD | INV 6A AC3 3P+NF 24VCC CIRC IMPR | 119.12
LP2K06017BD | LP2K06017BD | INV 6A AC3 3P+NF 24VCC TERM FAST | 123.05
LP2K06017BD3 | LP2K06017BD3 | INV 6A AC3 3P+NF 24VCC | 125.88
LP2K0601BD | LP2K0601BD | INV 2,2KW 3P+NF 24VCC | 111.94
LP2K0601BD3 | LP2K0601BD3 | INV 6A AC3 3P+NF 24VCC ANTIP | 123.58
LP2K0601FD | LP2K0601FD | INV 2,2KW 3P+NF 110VCC | 117.53
LP2K0601FD3 | LP2K0601FD3 | INV 6A AC3 3P+NF110VCCANT | 117.35
LP2K0601JD | LP2K0601JD | INV 6A AC3 3P+NF 12VCC ANTIP | 117.53
LP2K0601MD | LP2K0601MD | INV 2,2KW 3P+NF 220VCC | 112.46
LP2K06103BD | LP2K06103BD | INV 6A AC3 3P+NA 24VCC ML | 119.12
LP2K06103BD3 | LP2K06103BD3 | INV 6A AC3 3P+NA 24VCC | 125.88
LP2K06107BD | LP2K06107BD | INV 6A AC3 3P+NA 24VCC | 119.12
LP2K06107BD3 | LP2K06107BD3 | INV 6A AC3 3P+NA 24VCC | 125.88
LP2K0610BD | LP2K0610BD | INV 2,2KW 3P+NA 24VCC | 111.94
LP2K0610BD3 | LP2K0610BD3 | INV 6A AC3 3P+NA 24VCC ANTIP | 123.58
LP2K0610ED | LP2K0610ED | INV 6A AC3 3P+NA 48VCC | 112.25
LP2K0610ED3 | LP2K0610ED3 | INV6A AC3 3P+NA 48VCC ANT | 117.35
LP2K0610FD | LP2K0610FD | INV 2,2KW 3P+NA 110VCC | 117.53
LP2K0610JD | LP2K0610JD | INV 6A AC3 3P+NA 12VCC | 117.53
LP2K090043BD | LP2K090043BD | INV 20AT 4P 24VCC TRM MOL | 124.94
LP2K090043BD3 | LP2K090043BD3 | INV 20AT 4P 24VCC ANTIP | 130.97
LP2K09004BD | LP2K09004BD | INV 20AT 4P | 118.29
LP2K09004BD3 | LP2K09004BD3 | INV 20AT 4P 24VCC ANTIP | 125.36
LP2K09013BD | LP2K09013BD | INV 9A AC3 3P+NF 24VCC TERM MOL | 128.66
LP2K09013BD3 | LP2K09013BD3 | INV 9A AC3 3P+NF 24VCC | 130.24
LP2K09015BD | LP2K09015BD | INV 9A AC3 3P+NF 24VCC CIRC IMPR | 123.69
LP2K09015BD3 | LP2K09015BD3 | INV 9A AC3 3P+NF 24VCC | 130.24
LP2K09017BD | LP2K09017BD | INV 9A AC3 3P+NF 24VCC | 123.69
LP2K09017BD3 | LP2K09017BD3 | INV 9A AC3 3P+NF 24VCC | 130.24
LP2K0901BD | LP2K0901BD | INV 4KW 3P+NF 24VCC | 117.53
LP2K0901BD3 | LP2K0901BD3 | INVERSOR K TRIP. 9A 24V DC ANTIP. | 129.17
LP2K0901ED | LP2K0901ED | INV 4KW 3P+NF 48VCC | 123.4
LP2K0901ED3 | LP2K0901ED3 | INV9A AC3 3P+NF 48VCC ANT | 124.1
LP2K0901FD | LP2K0901FD | INV 9A AC3 3P+NF 110VCC | 117.35
LP2K09103BD | LP2K09103BD | INV 9A AC3 3P+NA 24VCC TERM MOL | 128.66
LP2K09103BD3 | LP2K09103BD3 | INV 9A AC3 3P+NA 24VCC | 130.24
LP2K09105BD | LP2K09105BD | INV 9A AC3 3P+NA 24VCC | 123.69
LP2K09105BD3 | LP2K09105BD3 | INV 9A AC3 3P+NA 24VCC | 130.24
LP2K09107BD | LP2K09107BD | INV 9A AC3 3P+NA 24VCC | 123.69
LP2K09107BD3 | LP2K09107BD3 | INV 9A AC3 3P+NA 24VCC | 130.24
LP2K0910BD | LP2K0910BD | INV 4KW 3P+NA 24VCC | 117.53
LP2K0910BD3 | LP2K0910BD3 | INV MOT 4KW 3P+NA 24VCC | 129.17
LP2K0910ED | LP2K0910ED | INV 9A AC3 3P+NA 48VCC | 117.35
LP2K0910ED3 | LP2K0910ED3 | INV9A AC3 3P+NA 48VCC ANT | 124.1
LP2K0910FD | LP2K0910FD | INV 9A AC3 3P+NA 110VCC | 123.4
LP2K12004BD | LP2K12004BD | INV 20AT 4P 24VCC | 131.49
LP2K12004BD3 | LP2K12004BD3 | INV 20AT 4P 24VCC ANTIP | 139.5
LP2K12013BD | LP2K12013BD | INV 12A AC3 3P+NF 24VCC | 141.48
LP2K12013BD3 | LP2K12013BD3 | INV 12A AC3 3P+NF 24VCC | 149.49
LP2K12015JD | LP2K12015JD | INV 12A AC3 3P+NF 12VCC CIRC IMPR | Descontinuado
LP2K12017BD | LP2K12017BD | INV 12A AC3 3P+NF 24VCC | 178.57
LP2K12017BD3 | LP2K12017BD3 | INV 12A AC3 3P+NF 24VCC | 149.49
LP2K1201BD | LP2K1201BD | INV 5,5KW 3P+NF 24VCC | 134.32
LP2K1201BD3 | LP2K1201BD3 | INV 12A AC3 3P+NF 24VCC ANTIP | 145.96
LP2K1201ED | LP2K1201ED | INV 5,5KW 3P+NF 48VCC | 141.05
LP2K12103BD | LP2K12103BD | INV 12A AC3 3P+NA 24VCC | 141.48
LP2K12103BD3 | LP2K12103BD3 | INV 12A AC3 3P+NA 24VCC | 149.49
LP2K12107BD | LP2K12107BD | INV 12A AC3 3P+NA 24VCC | 178.57
LP2K12107BD3 | LP2K12107BD3 | INV 12A AC3 3P+NA 24VCC | 149.49
LP2K1210BD | LP2K1210BD | INV 5,5KW 3P+NA 24VCC | 134.32
LP2K1210BD3 | LP2K1210BD3 | INV 12A AC3 3P+NA 24VCC ANTIP | 145.96
LP2K1210ED | LP2K1210ED | INV 12A AC3 3P+NA 48VCC | 130.35
LP2K1210ED3 | LP2K1210ED3 | INV 12A AC3 3P+NA48VCCANT | 137.53
LP2K1210JD | LP2K1210JD | INV 12A AC3 3P+NA 12VCC | Sob Consulta
LP4K06013BW3 | LP4K06013BW3 | CONT 6A AC3 3P+NF 24VBC TERM MOL | 49.56
LP4K06013EW3 | LP4K06013EW3 | CONT 6A AC3 3P+NF 48VBC | 47.54
LP4K06017BW3 | LP4K06017BW3 | CONT 6A AC3 3P+NF 24VBC | 47.34
LP4K0601BW3 | LP4K0601BW3 | CONT 2,2KW 3P+NF 24VBC | 45.07
LP4K0601EW3 | LP4K0601EW3 | CONT 6A AC3 3P+NF 48VBC | 44.94
LP4K0601SW3 | LP4K0601SW3 | CONT 6A AC3 3P+NA 48VCA TERM MOL | 47.73
LP4K06103BW3 | LP4K06103BW3 | MINICONT. K TRIP. B-C 6A 24V DC RES | 49.56
LP4K06103EW3 | LP4K06103EW3 | CONT 6A AC3 3P+NA 48VBC | 47.54
LP4K06107BW3 | LP4K06107BW3 | CONT 6A AC3 3P+NA 24VBC | 47.34
LP4K0610BW3 | LP4K0610BW3 | CONT 2,2KW 3P+NA 24VBC | 45.07
LP4K0610EW3 | LP4K0610EW3 | CONT 6A AC3 3P+NA 48VBC | 44.94
LP4K0610JW3 | LP4K0610JW3 | CONTACTOR | Sob Consulta
LP4K090043BW3 | LP4K090043BW3 | MINICT K TRI B/C 9A 24VCC | 51.39
LP4K090045BW3 | LP4K090045BW3 | CONT 20AT 4P- VBC | 51.39
LP4K090045JW3 | LP4K090045JW3 | MINICONT. K TETRAP. B/C 9A 12V DC | Descontinuado
LP4K090047BW3 | LP4K090047BW3 | CONT 20AT 4P••• VBC | 51.39
LP4K09004BW3 | LP4K09004BW3 | CONT 20AT 4P 24VBC | 48.48
LP4K090085BW3 | LP4K090085BW3 | CONT 20AT 2P+2R••• VBC | 52.95
LP4K090087BW3 | LP4K090087BW3 | MINICONT. K TETRAP. B/C 9A 24V DC | 52.95
LP4K09008BW3 | LP4K09008BW3 | CONT 20A 2P+2R 24VBC | 50.14
LP4K09008JW3 | LP4K09008JW3 | CONT 20AT 2P+2R 12VBC | Sob Consulta
LP4K09013BW3 | LP4K09013BW3 | CONT 9A AC3 3P+NF 24VBC TERM MOL | 51.83
LP4K09013EW3 | LP4K09013EW3 | CONT 9A AC3 3P+NF 48VBC | 50.56
LP4K09015BW3 | LP4K09015BW3 | CONT 4KW 3P+1NF 24VBC | 50.14
LP4K09017BW3 | LP4K09017BW3 | CONT 4KW 3P+NF 24VBC | 51.83
LP4K0901BW3 | LP4K0901BW3 | CONT 4KW 3P+NF 24VBC | 47.34
LP4K0901EW3 | LP4K0901EW3 | CONT 9A AC3 3P+NF 48VBC | 49.7
LP4K09103BW3 | LP4K09103BW3 | CONT 9A AC3 3P+NA 24VBC TERM MOL | 51.83
LP4K09103EW3 | LP4K09103EW3 | CONT 9A AC3 3P+NA 48VBC | 50.56
LP4K09105BW3 | LP4K09105BW3 | CONT 4KW 3P+1NA 24VBC | 50.14
LP4K09107BW3 | LP4K09107BW3 | CONT 9A AC3 3P+NA 24VBC TERM FAST | 51.83
LP4K0910BW3 | LP4K0910BW3 | CONT 4KW 3P+NA 24VBC | 47.34
LP4K0910EW3 | LP4K0910EW3 | CONT 9A AC3 3P+NA 48VBC | 47.54
LP4K0910FW3 | LP4K0910FW3 | CONT 9A AC3 3P+NA 110VBC | 49.7
LP4K120045BW3 | LP4K120045BW3 | CONT 20AT 4P••• VBC | 55.87
LP4K12004BW3 | LP4K12004BW3 | CONT 20AT 4P 24VBC | 52.43
LP4K12013BW3 | LP4K12013BW3 | CONT 5,5KW 3P+NF 24VBC | 58.58
LP4K12013EW3 | LP4K12013EW3 | CONT 12A AC3 3P+NF 48VBC | 58.67
LP4K12015BW3 | LP4K12015BW3 | CONT 5,5KW 3P+1NF 24VBC | 58.15
LP4K1201BW3 | LP4K1201BW3 | CONT 5,5KW 3P+NF 24VBC | 54.09
LP4K1201EW3 | LP4K1201EW3 | CONT 12A AC3 3P+NF 48VBC | 54.51
LP4K12103BW3 | LP4K12103BW3 | CONT 12A AC3 3P+NA 24VBC TERM MOL | 58.58
LP4K12103EW3 | LP4K12103EW3 | CONT 12A AC3 3P+NA 48VBC | 58.67
LP4K12107BW3 | LP4K12107BW3 | CT 12A 3P+NA 24VBC FAST | 58.15
LP4K1210BW3 | LP4K1210BW3 | CONT 5,5KW 3P+NA 24VBC | 54.09
LP4K1210EW3 | LP4K1210EW3 | CONT 12A AC3 3P+NA 48VBC | 51.91
LP4K1210FW3 | LP4K1210FW3 | CONT 12A AC3 3P+NA 110VBC | 54.51
LP4K1210SW3 | LP4K1210SW3 | CONT 12A AC3 3P+NA 72VBC | 55.05
LP5K06013BW3 | LP5K06013BW3 | INV 6A AC3 3P+NF 24VBC ML | 124.32
LP5K06013EW3 | LP5K06013EW3 | INV 6A AC3 3P+NF 48VBC ML | 124.94
LP5K06017BW3 | LP5K06017BW3 | INV 6A AC3 3P+NF 24VBC | 124.32
LP5K0601BW3 | LP5K0601BW3 | INV 2,2KW 3P+NF 24VBC | 115.06
LP5K0601EW3 | LP5K0601EW3 | INV 6A AC3 3P+NF 48VBC | 115.37
LP5K06103BW3 | LP5K06103BW3 | INVERSOR K TRIP. B/C 6A 24V DC RES | 124.32
LP5K06103EW3 | LP5K06103EW3 | INV 6A AC3 3P+NA 48VBC ML | 124.94
LP5K0610BW3 | LP5K0610BW3 | INV 2,2KW 3P+NA 24VBC | 115.06
LP5K0610EW3 | LP5K0610EW3 | INV 6A AC3 3P+NA 48VBC | 115.37
LP5K090045BW3 | LP5K090045BW3 | INV 4KW 4P 24VBC | 126.71
LP5K09004BW3 | LP5K09004BW3 | INV 20AT 4P 24VBC | 120.98
LP5K09013BW3 | LP5K09013BW3 | INV 9A AC3 3P+NF 24VBC ML | 128.79
LP5K09013EW3 | LP5K09013EW3 | INV 9A AC3 3P+NF 48VBC ML | 129.52
LP5K0901BW3 | LP5K0901BW3 | INV 4KW 3P+NF 24VBC | 121.61
LP5K0901EW3 | LP5K0901EW3 | INV 9A AC3 3P+NF 48VBC | 122.13
LP5K09103BW3 | LP5K09103BW3 | INV 9A AC3 3P+NA 24VBC ML | 128.79
LP5K09103EW3 | LP5K09103EW3 | INV 9A AC3 3P+NA 48VBC ML | 129.52
LP5K0910BW3 | LP5K0910BW3 | INV 4KW 3P+NA 24VBC | 121.61
LP5K0910EW3 | LP5K0910EW3 | INV 9A AC3 3P+NA 48VBC | 122.13
LP5K120045BW3 | LP5K120045BW3 | INV 5,5KW 4P 24VBC | 148.66
LP5K12004BW3 | LP5K12004BW3 | INV 20AT 4P 24VBC | 135.14
LP5K12013BW3 | LP5K12013BW3 | INV 12A AC3 3P+NF 24VBC | 152.19
LP5K12013EW3 | LP5K12013EW3 | INV 12A AC3 3P+NF 48VBC | 153.23
LP5K1201BW3 | LP5K1201BW3 | INV 5,5KW 3P+NF 24VBC | 135.34
LP5K1201EW3 | LP5K1201EW3 | INV 12A AC3 3P+NF 48VBC | 135.65
LP5K1201FW3 | LP5K1201FW3 | INV 12A AC3 3P+NF 110VBC | 135.65
LP5K1201SW3 | LP5K1201SW3 | INV 12A AC3 3P+NF 72VBC | 136.38
LP5K12103BW3 | LP5K12103BW3 | INV 12A AC3 3P+NA 24VBC | 152.19
LP5K12103EW3 | LP5K12103EW3 | INV 12A AC3 3P+NA 48VBC | 153.23
LP5K1210BW3 | LP5K1210BW3 | INV 5,5KW 3P+NA 24VBC | 135.34
LR2D3561 | LR2D3561 | RELE TERM 55-70A | 270.38
LR2D3563 | LR2D3563 | RELE TERM 63-80A | 307.09
LR2K0301 | LR2K0301 | REL TERM 0,11-0,16A | 54.2
LR2K0302 | LR2K0302 | REL TERM 0,16-0,23A | 54.2
LR2K0303 | LR2K0303 | REL TERM 0,25-0,36A | 54.2
LR2K0304 | LR2K0304 | REL TERM 0,36-0,54A | 54.2
LR2K0305 | LR2K0305 | REL TERM 0,54-0,8A | 54.2
LR2K0306 | LR2K0306 | REL TERM 0,8-1,2A | 54.2
LR2K0307 | LR2K0307 | REL TERM 1,2-1,8A | 54.2
LR2K0308 | LR2K0308 | REL TERM 1,8-2,6A | 54.2
LR2K0310 | LR2K0310 | REL TERM 2,6-3,7A | 54.2
LR2K0312 | LR2K0312 | REL TERM 3,7-5,5A | 54.2
LR2K0314 | LR2K0314 | REL TERM 5,5-8A | 54.2
LR2K0316 | LR2K0316 | REL TERM 8-11,5A | 54.2
LR2K0321 | LR2K0321 | REL TERM 10-14A | 60.65
LR2K0322 | LR2K0322 | RELE TERMICO 12-16A | 61.07
LR3D07 | LR3D07 | REL TERM 3P D09-38 1,6-2,5A RNEQ | 68.35
LR3D08 | LR3D08 | REL TERM 3P D09/38 2,5/4A RNEQ | 68.35
LR3D10 | LR3D10 | REL TERM 4-6A | 68.35
LR3D126 | LR3D126 | OVERLOAD REL. 5.5 A 8A | 85.41
LR3D16 | LR3D16 | RELE TERMICO NO DIF 9-13A | 75.21
LR3D22 | LR3D22 | RELE TERMICO NO DIF 16-24A | 92.59
LR3D313 | LR3D313 | REL TERM 3P D40A-65A 9-13A RNEQ | 115.06
LR3D318 | LR3D318 | REL TERM 3P D40A-65A 12-18A RNEQ | 115.68
LR3D32 | LR3D32 | RELE TERMICO ND 23-32A | 94.26
LR3D325 | LR3D325 | REL TERM 3P D40A-65A 16-25A RNEQ | 116.72
LR3D332 | LR3D332 | REL TERM 3P D40A-65A 23-32A RNEQ | 117.66
LR3D3361 | LR3D3361 | RELE TERM 55-70A | 278.07
LR3D340 | LR3D340 | REL TERM 3P D40A-65A 25-40A RNEQ | 119.12
LR3D350 | LR3D350 | REL TERM 3P D40A-65A 37-50A RNEQ | 133.36
LR3D365 | LR3D365 | REL TERM 3P D50A-65A 48-65A RNEQ | 139.09
LR7K0307 | LR7K0307 | RELAIS BIPHASE 1.2-1.8A | 45.04
LR97D015B | LR97D015B | REL EL 0,3-1,5A 24VCA-CC | 86.13
LR97D015E | LR97D015E | REL EL 0,3/1,5A 48VCA/CC | 86.13
LR97D015F7 | LR97D015F7 | REL EL 0,3/1,5A 110VCA | 86.13
LR97D015M7 | LR97D015M7 | REL EL 0,3-1,5A 220VCA | 86.13
LR97D07B | LR97D07B | REL EL 1,2-7A 24VCA-CC | 86.13
LR97D07E | LR97D07E | REL EL 1,2/7A 48VCA/CC | 86.13
LR97D07F7 | LR97D07F7 | REL EL 1,2/7A 110VCA | 86.13
LR97D07M7 | LR97D07M7 | REL EL 1,2-7A 220VCA | 86.13
LR97D25B | LR97D25B | REL EL 5-25A 24VCA-CC | 93.28
LR97D25E | LR97D25E | REL EL 5/25A 48VCA/CC | 93.28
LR97D25F7 | LR97D25F7 | Relé sobrecarga 5-25 A 110 Vac | 93.28
LR97D25M7 | LR97D25M7 | REL EL 5-25A 220VCA | 93.28
LR97D38B | LR97D38B | REL EL 20-38A 24VCA-CC | 93.28
LR97D38E | LR97D38E | REL EL 20/38A 48VCA/CC | 93.28
LR97D38F7 | LR97D38F7 | REL EL 20/38A 110VCA | 93.28
LR97D38M7 | LR97D38M7 | REL EL 20/38A 220VCA | 93.28
LR9D01 | LR9D01 | REL ELETR D09/38 CL 5 REG 0,1..0,5 | 145.36
LR9D02 | LR9D02 | REL ELETR D09/38 CL 10 REG 0,4..2 | 113.05
LR9D08 | LR9D08 | REL ELETR D09/38 CL 20 REG 1,6..8 | 114.92
LR9D32 | LR9D32 | REL ELETR D09/38 CL 30 REG 6,4..32 | 150.77
LR9D5367 | LR9D5367 | RELE TERM 60-100A CL10 | 276.51
LR9D5369 | LR9D5369 | RELE TERM 90-150A CL10 | 312.09
LR9D5567 | LR9D5567 | REL TERM 3P D115/150 60/100A CL20 | 353.81
LR9D5569 | LR9D5569 | REL TERM 3P D115-150 90-150A ELECTR | 440.57
LR9D67 | LR9D67 | REL TERM 3P D115-150 60-100A ELECTR | 407.59
LR9D69 | LR9D69 | REL TERM 3P D115-150 90-150A ELECTR | 487.07
LR9F5357 | LR9F5357 | RELE TERM 30-50A | 277.07
LR9F5363 | LR9F5363 | RELE TERM 48-80A | 274.79
LR9F5367 | LR9F5367 | RELE TERM 60-100A | 274.79
LR9F5369 | LR9F5369 | RELE TERM 90-150A | 303.46
LR9F5371 | LR9F5371 | RELE TERMICO 132-220A | 385.91
LR9F5557 | LR9F5557 | R TR3PF115/185 30/50ACL20 | 348.91
LR9F5563 | LR9F5563 | RELE TERM 48-80A CL20 | 348.91
LR9F5567 | LR9F5567 | RELE TERM 60-100A CL20 | 348.91
LR9F5569 | LR9F5569 | RELE TERM 90-150A CL20 | 396.56
LR9F5571 | LR9F5571 | RELE TERM 132-220A CL20 | 483.84
LR9F57 | LR9F57 | REL 3P F115/185 30/50A AL | 406.19
LR9F63 | LR9F63 | REL 3P F115/185 48/80A AL | 406.19
LR9F67 | LR9F67 | REL TERM 3P F115-185 60-100A CL10-20 | 406.19
LR9F69 | LR9F69 | REL TERM 3P F115-185 90-150A PR ALARM | 504.3
LR9F71 | LR9F71 | REL TERM 3P F225/500 200/330A | 603.46
LR9F7375 | LR9F7375 | RELE TERM 200-330A | 468.27
LR9F7379 | LR9F7379 | RELE TERM 300-500A | 627.3
LR9F7381 | LR9F7381 | RELE TERM 380-630A | 675.1
LR9F75 | LR9F75 | REL T3P F225/500 200/330A | 758.6
LR9F7575 | LR9F7575 | RELE TERM 200-330A CL20 | 615.23
LR9F7579 | LR9F7579 | RELE TERM 300-500A CL20 | 810.5
LR9F7581 | LR9F7581 | RELE TERM 380-630A CL20 | 881.55
LR9F79 | LR9F79 | REL T3P F225/500 300/500A | 913.95
LR9F81 | LR9F81 | REL TERM F400/630 E 800 | 997.67
LRAC090A | LRAC090A | Air-cooled water chillers 19 KW and heat | Sob Consulta
LRAC120A | LRAC120A | Air-cooled 27Kw water chillers and hea | 99999.99
LRAC137A | LRAC137A | CHILLER mod.LRAC137A | 99999.99
LRAC180A | LRAC180A | Air-cooled water chillers and heat pum | 99999.99
LRD01 | LRD01 | REL TERM 0.10- 0.16 A | 62.32
LRD013 | LRD013 | REL TERM 0,10-0,16A | 87.91
LRD02 | LRD02 | REL TERM 0,16-0,25A | 62.32
LRD023 | LRD023 | REL T3P D09/38 0,16/0,25A | 87.91
LRD03 | LRD03 | REL TERM 0,25-0,4A | 62.32
LRD033 | LRD033 | REL TERM 0,25-0,4A | 87.91
LRD04 | LRD04 | REL TERM 0,40-0,63A | 62.32
LRD043 | LRD043 | REL T3P D09/38 0,40/0,63A | 87.91
LRD05 | LRD05 | REL TERM 0,63-1A | 62.32
LRD053 | LRD053 | REL T3P D09/38 0,63/1A | 87.91
LRD056 | LRD056 | REL TERM 3P D09/38 0,63/1A TERM OLH | 65.64
LRD06 | LRD06 | REL TERM 1-1,6A | 62.32
LRD063 | LRD063 | RL TRM3PD09/38 1/1,7A MOL | 87.91
LRD07 | LRD07 | REL TERM 1,6-2,5A | 62.32
LRD073 | LRD073 | REL 3P D09/38 1,6/2,5A ML | 87.91
LRD08 | LRD08 | REL TERM 2,5-4A | 62.32
LRD083 | LRD083 | REL TERM 2,5-4A | 87.91
LRD08TQ | LRD08TQ | REL TERM 2,5 - 4A | 62.83
LRD10 | LRD10 | REL TERM 4-6A | 62.32
LRD103 | LRD103 | REL TERM 3P D09/38 4/6A TERM MOL | 87.91
LRD106 | LRD106 | REL TERM 3P D09/38 4/6A TERM OLH | 65.64
LRD10TQ | LRD10TQ | REL TERM 4 - 6A | 62.83
LRD12 | LRD12 | REL TERM 5,5-8A | 62.32
LRD123 | LRD123 | REL TERM 5,5-8A | 87.91
LRD12TQ | LRD12TQ | REL TERM 5,5 - 8A | 62.83
LRD14 | LRD14 | REL TERM 7-10A | 62.32
LRD143 | LRD143 | REL TERM 3P D09-38 7-10A TERM MOL | 87.91
LRD146 | LRD146 | REL TERM 3P D9/38 7/10A TERM OLH | 69.49
LRD14TQ | LRD14TQ | REL TERM 7-10A | 62.83
LRD1508 | LRD1508 | REL TERM 2,5-4A | 139.91
LRD1510 | LRD1510 | REL TERM 4-6A | 139.91
LRD1512 | LRD1512 | REL TERM 5,5-8A | 139.91
LRD1514 | LRD1514 | REL TERM 7-10A | 139.91
LRD1516 | LRD1516 | REL TERM 9-13A | 141.07
LRD1521 | LRD1521 | REL TERM 12-18A | 146.11
LRD1522 | LRD1522 | REL TERM 17-25A | 159.56
LRD1530 | LRD1530 | REL TERM 23-28A | 203.7
LRD1532 | LRD1532 | REL TERM 25-32A | 205.04
LRD16 | LRD16 | REL TERM 9-13A | 62.83
LRD163 | LRD163 | REL TERM 9-13A | 89.47
LRD16TQ | LRD16TQ | REL TERM 9-13A | 62.83
LRD21 | LRD21 | REL TERM 12-18A | 69.6
LRD213 | LRD213 | REL TERM 3P D18-38 12-18A TERM MOL | 97.99
LRD22 | LRD22 | REL TERM 17-25A | 72.62
LRD223 | LRD223 | REL TERM 3P D25-38 16-24A TERM MOL | 101.95
LRD313 | LRD313 | REL TERM 3P D40A-65A 9-13A | 101.01
LRD3133 | LRD3133 | REL TERM 3P D40A-65A 9-13A COM MOL | 135.87
LRD313L | LRD313L | REL TERM 3P D40A-65A 9-13A CL20 | 218.38
LRD318 | LRD318 | REL TERM 3P D40A-65A 12-18A | 104.76
LRD3183 | LRD3183 | REL TERM 3P D40A-65A 12-18A COM MOL | 140.34
LRD318L | LRD318L | REL TERM 3P D40A-65A 12-18A CL20 | 223.32
LRD32 | LRD32 | REL TERM 23-32A | 94.77
LRD325 | LRD325 | REL TERM 3P D40A-65A 16-25A | 108.82
LRD3253 | LRD3253 | REL TERM 3P D40A-65A 16-25A COM MOL | 145.01
LRD325L | LRD325L | REL TERM 3P D40A-65A 16-25A CL20 | 225.84
LRD326 | LRD326 | REL TERM 3P D25/38 23/32A TERM OLH | 101.12
LRD332 | LRD332 | REL TERM 3P D40A-65A 23-32A | 113.08
LRD3322 | LRD3322 | REL TERM 17 - 25 A | 121.51
LRD3323 | LRD3323 | REL TERM 3P D40A-65A 23-32A COM MOL | 152.72
LRD332L | LRD332L | REL TERM 3P D40A-65A 23-32A CL20 | 240.77
LRD3353 | LRD3353 | REL TERM 23 -32A | 122.13
LRD3355 | LRD3355 | REL TERM 30 - 40A | 122.13
LRD3357 | LRD3357 | REL TERM 37-50A | 143.25
LRD3359 | LRD3359 | REL TERM 48- 65A | 150.43
LRD3361 | LRD3361 | REL TERM 55-70A | 145.64
LRD3363 | LRD3363 | REL TERM 63 - 80A | 168.32
LRD3365 | LRD3365 | REL TERM 80-104 A | 183.93
LRD340 | LRD340 | REL TERM 3P D40A-65A 25-40A | 113.08
LRD3403 | LRD3403 | REL TERM 3P D40A-65A 25-40A COM MOL | 152.72
LRD340L | LRD340L | REL TERM 3P D40A-65A 25-40A CL20 | 241.7
LRD35 | LRD35 | REL TERM 30-38A | 96.85
LRD350 | LRD350 | REL TERM 3P D40A-65A 37-50A | 132.43
LRD3503 | LRD3503 | REL TERM 3P D40A-65A 37-50A COM MOL | 174.46
LRD350L | LRD350L | REL TERM 3P D40A-65A 37-50A CL20 | 269.61
LRD365 | LRD365 | REL TERM 3P D50A-65A 48-65A | 138.36
LRD3653 | LRD3653 | REL TERM 3P D50A-65A 48-65A COM MOL | 181.85
LRD365L | LRD365L | REL TERM 3P D50A-65A 48-65A CL20 | 281.03
LRD380 | LRD380 | THERMAL OVERLOAD 62-80A CL10A EVERLINK | 249.78
LRD4365 | LRD4365 | REL TERM 80-104A | 215.24
LRD4367 | LRD4367 | REL TERM 95-120A | 238.02
LRD4369 | LRD4369 | REL TERM 110-140A | 244.26
LS1D2531A65 | LS1D2531A65 | SECCIONADOR 25A | 139.71
LS1D32 | LS1D32 | SEC 3P 32A | 49.2
LS1D32005 | LS1D32005 | PUNHO DIR LS1D25-32 | 35.47
LS1D32006 | LS1D32006 | PUNHO ESQ LS1D25-32 | 35.47
LS1D323 | LS1D323 | SECC 3P PORT FUS 10X38 32A TERM MOL | 53.06
LSS100100 | LSS100100 | Wiser for KNX Controlador lógico | 1616.34
LSS100200 | LSS100200 | KNX SpaceLynk Logic Controller | 1969.99
LSS900100 | LSS900100 | eConfigure KNX Lite | 836.62
LSSMBU02NP | LSSMBU02NP | GLASS PANEL,MODBUS,2 BUTTONS | 319.91
LSSMBU02NS | LSSMBU02NS | GLASS PANEL,MODBUS,2 BUTTONS | 410.31
LSSMBU03NP | LSSMBU03NP | GLASS PANEL,MODBUS,3 BUTTONS | 326.3
LSSMBU03NS | LSSMBU03NS | GLASS PANEL,MODBUS,3 BUTTONS | 418.52
LSSMBU04NS | LSSMBU04NS | GLASS PANEL,MODBUS,4 BUTTONS | 426.72
LSSMBU06NP | LSSMBU06NP | GLASS PANEL,MODBUS,6 BUTTONS | 339.11
LSSMBU06NS | LSSMBU06NS | GLASS PANEL,MODBUS,6 BUTTONS | 434.93
LSSMBU09NP | LSSMBU09NP | GLASS PANEL,MODBUS,9 BUTTONS | 351.9
LSSMBU10NP | LSSMBU10NP | GLASS PANEL,MODBUS,10 BUTTONS | 368.52
LSSMBU10NS | LSSMBU10NS | GLASS PANEL,MODBUS,10 BUTTONS | 472.29
LSSMBU12NP | LSSMBU12NP | GLASS PANEL,MODBUS,12 BUTTONS | 381.59
LSSMBU12NS | LSSMBU12NS | GLASS PANEL,MODBUS,12 BUTTONS | 489.03
LSSMDB01NS | LSSMDB01NS | GLASS DOOR PANEL,MODBUS | 410.31
LSSMDN01NP | LSSMDN01NP | GLASS DOOR PANEL,MODBUS,NUMBER | 332.7
LSSMDN01NS | LSSMDN01NS | GLASS DOOR PANEL,MODBUS,NUMBER | 426.72
LSSMDP01NP | LSSMDP01NP | GLASS DOOR PANEL,MODBUS,NUMBER,PRESENCE | 351.9
LSSMDP01NS | LSSMDP01NS | GLASS DOOR PANEL,MODBUS,NUMBER,PRESENCE | 451.34
LSSMDP01RP | LSSMDP01RP | GLASS DOOR PANEL,MODBUS,PRESENCE,RFID | 368.52
LSSMDP01RS | LSSMDP01RS | GLASS DOOR PANEL,MODBUS,PRESENCE,RFID | 472.29
LSSMKH03NP | LSSMKH03NP | GLASS KEYCARD HOLDER,MODBUS | 347.61
LSSMKH03RP | LSSMKH03RP | GLASS KEYCARD HOLDER,MODBUS,RFID | 515.93
LSSMKH03RS | LSSMKH03RS | GLASS KEYCARD HOLDER,MODBUS,RFID | 619.43
LSSMTH07NP | LSSMTH07NP | GLASS THERMOSTAT,MODBUS,7 BUTTONS | 358.59
LSSMTH07NS | LSSMTH07NS | GLASS THERMOSTAT,MODBUS,7 BUTTONS | 460
LSSMTH08NP | LSSMTH08NP | GLASS THERMOSTAT,MODBUS,8 BUTTONS | 454.78
LSSMTH08NS | LSSMTH08NS | GLASS THERMOSTAT,MODBUS,8 BUTTONS | 545.72
LT3SA00ED | LT3SA00ED | RELE SONDAS 24-48V CC NA+NF | 145.54
LT3SA00M | LT3SA00M | RELE SONDAS 115-230V CA NA+NF | 145.54
LT3SA00MW | LT3SA00MW | RELE SONDAS 24-230V CA-CC 2NA-NF | 174.26
LT3SE00BD | LT3SE00BD | RELE SONDAS 24V CC NF | 111.94
LT3SE00F | LT3SE00F | RELE SONDAS 115V CA NF | 109.13
LT3SE00M | LT3SE00M | RELE SONDAS 230V CA NF | 109.13
LT3SM00E | LT3SM00E | RELE SONDAS 24-48V CA NA+NF | 245
LT3SM00ED | LT3SM00ED | RELE SONDAS 24-48V CC NA+NF | 245
LT3SM00M | LT3SM00M | RELE SONDAS 115-230V CA NA+NF | 245
LT3SM00MW | LT3SM00MW | RELE SONDAS 24-230V CA-CC 2NA-NF | 300.44
LT3SM00V | LT3SM00V | RELE SONDAS 400V CA 1NA+NF | 249.57
LT4706BA | LT4706BA | REL EL 0,5/6A 24VCA/CC | 74.7
LT4706BS | LT4706BS | REL EL 0,5-6A 24VCA-CC | 75.42
LT4706EA | LT4706EA | REL EL 0,5/6A 48VCA/CC | 74.7
LT4706ES | LT4706ES | REL EL 0,5/6A 48VCA/CC | 75.42
LT4706F7A | LT4706F7A | REL EL 0,5/6A 110VCA | 74.7
LT4706F7S | LT4706F7S | REL EL 0,5/6A 110VCA | 75.42
LT4706M7A | LT4706M7A | REL EL 0,5/6A 220VCA | 74.7
LT4706M7S | LT4706M7S | REL EL 0,5/6A 220VCA | 75.42
LT4730BA | LT4730BA | REL EL 3-30A 24VCA-CC | Descontinuado
LT4730BS | LT4730BS | REL EL 3-30A 24VCA-CC | Descontinuado
LT4730EA | LT4730EA | REL EL 3/30A 48VCA/CC | 76.88
LT4730ES | LT4730ES | REL EL 3/30A 48VCA/CC | 77.63
LT4730F7A | LT4730F7A | REL EL 3/30A 110VCA | 76.88
LT4730F7S | LT4730F7S | REL EL 3/30A 110VCA | 77.63
LT4730M7A | LT4730M7A | REL EL 3/30A 220VCA | 76.88
LT4730M7S | LT4730M7S | REL EL 3/30A 220VCA | 77.63
LT4760BA | LT4760BA | REL EL 5/60A 24VCA/CC | 80.52
LT4760BS | LT4760BS | REL EL 5-60A 24VCA-CC | 81.3
LT4760EA | LT4760EA | REL EL 5/60A 48VCA/CC | 80.52
LT4760ES | LT4760ES | REL EL 5/60A 48VCA/CC | 81.3
LT4760F7A | LT4760F7A | REL EL 5/60A 110VCA | 80.52
LT4760F7S | LT4760F7S | REL EL 5/60A 110VCA | 81.3
LT4760M7A | LT4760M7A | REL EL 5/60A 220VCA | 80.52
LT4760M7S | LT4760M7S | REL EL 5-60A 220VCA | 81.3
LT6CT1001 | LT6CT1001 | TRANSF INT 100-1A | 72.92
LT6CT2001 | LT6CT2001 | TRANSF INT 200-1A | 75.43
LT6CT4001 | LT6CT4001 | TRANSF INT 400A-1A | 85.41
LT6CT8001 | LT6CT8001 | TRANSF INT 800A-1A | 95.3
LTE24428 | LTE24428 | Disjuntor C60 1P 4A Curve C lote 10 | 543.84
LTE60150 | LTE60150 | C60 2P 35A C 240VAC 10000A lote 5 | 849.96
LTEA9N18365 | LTEA9N18365 | C120N 3P 80A CURVA C 10KA lote 10 | 3819.6
LTEM9F22102 | LTEM9F22102 | C60N UL1077 1P C 2A Box lote 10 | 442.69
LTEM9F22104 | LTEM9F22104 | C60N UL1077 1P C 4A Box lote 10 | 402.86
LTEM9F22110 | LTEM9F22110 | C60N UL1077 1P C 10A Box lote 10 | 368.83
LTEM9F23104 | LTEM9F23104 | C60N UL1077 1P D 4A Box lote 10 | 543.84
LTEM9F23106 | LTEM9F23106 | C60N UL1077 1P D 6A Box lote 10 | 358.17
LTEMGN61302 | LTEMGN61302 | C60N UL 2A lote 10 | 1879.3
LTEMGN61304 | LTEMGN61304 | C60N UL 4A lote 10 | 1783.96
LTEMGN61308 | LTEMGN61308 | C60N UL 10A lote 5 | 827.3
LTEMGN61337 | LTEMGN61337 | C60N UL 489 1P 4A D 480Y/277V lote 10 | 2053.37
LTEMGN61339 | LTEMGN61339 | C60N UL 489 1P 6A D 480Y/277V lote 10 | 2053.37
LTM9CEXP03 | LTM9CEXP03 | CABO PAR RJ45 1M | 7.39
LTM9CEXP10 | LTM9CEXP10 | CABO LIG LTMCU 1MT | 9.67
LTM9CU10 | LTM9CU10 | CABO LIG LTMCU 3MT | 10.2
LTM9CU30 | LTM9CU30 | COB PLAST P/ LTMCU | 16.13
LTM9F | LTM9F | FILTR P/ ALIM TESYS T | 57.84
LTM9KCU | LTM9KCU | COB PLAST P/ LTMCU | 30.07
LTM9TCS | LTM9TCS | TERMIN CONTR + MOD EXP | 44.63
LTMCC004 | LTMCC004 | FICH LIG CONTROL MOD EXP | 8.43
LTMCU | LTMCU | UNID CONTR OPER TESYS T | 317.82
LTMEV40BD | LTMEV40BD | MOD EXPANS 24VCC | 260.38
LTMEV40FM | LTMEV40FM | MODULO EXPANSION 115 230VDC | 248.53
LTMR08CBD | LTMR08CBD | CONTROL CANOPEN 0,4-8A 24VCC | 692.21
LTMR08CFM | LTMR08CFM | CONTROL CANOPEN 0,4-8A 115-230VCA | 638.85
LTMR08DBD | LTMR08DBD | CONTROL DEVICENET 0,4-8A 24VCC | 757.13
LTMR08DFM | LTMR08DFM | CONTROL DEVICENET 0,4-8A 115-230VCA | 715.93
LTMR08EBD | LTMR08EBD | CONTROL ETHERNET 0,4-8A 24VCC | 887.38
LTMR08EFM | LTMR08EFM | CONTROL ETHERNET 0,4-8A 115-230VCA | 804.56
LTMR08MBD | LTMR08MBD | CONTROL MODBUS 0,4-8A 24VCC | 662.57
LTMR08MFM | LTMR08MFM | CONTROLADOR MODBUS 0,4 8A 115 230VAC | 603.58
LTMR08PBD | LTMR08PBD | CONTROL PROFIBUS 0,4-8A 24VCC | 727.58
LTMR08PFM | LTMR08PFM | CONTROL PROFIBUS 0,4-8A 115-230VCA | 686.19
LTMR100CBD | LTMR100CBD | CONTROL CANOPEN 5-100A 24VCC | 692.21
LTMR100CFM | LTMR100CFM | CONTROL CANOPEN 5-100A 115-230VCA | 670.61
LTMR100DBD | LTMR100DBD | CONTROL DEVICENET 5-100A 24VCC | 757.13
LTMR100DFM | LTMR100DFM | CONTROL DEVICENET 5-100A 115-230VCA | 715.93
LTMR100EBD | LTMR100EBD | CONTROL ETHERNET 5-100A 24VCC | 887.38
LTMR100EFM | LTMR100EFM | CONTROL ETHERNET 5-100A 115-230VCA | 809.04
LTMR100MBD | LTMR100MBD | CONTROL MODBUS 5-100A 24VCC | 662.57
LTMR100MFM | LTMR100MFM | CONTROL MODBUS 5-100A 115-230VCA | 603.58
LTMR100PBD | LTMR100PBD | CONTROL PROFIBUS 5-100A 24VCC | 754.49
LTMR100PFM | LTMR100PFM | CONTROL PROFIBUS 5-100A 115-230VCA | 754.49
LTMR27CBD | LTMR27CBD | CONTROL CANOPEN 1,35-27A 24VCC | 692.21
LTMR27CFM | LTMR27CFM | CONTROL CANOPEN 1,35-27A 115-230VCA | 638.85
LTMR27DBD | LTMR27DBD | CONTROL DEVICENET 1,35-27A 24VCC | 757.13
LTMR27DFM | LTMR27DFM | CONTROL DEVICENET 1,35-27A 115-230VCA | 715.93
LTMR27EBD | LTMR27EBD | ETHERNET 1,35-27A 24VCC | 887.38
LTMR27EFM | LTMR27EFM | CONTROL ETHERNET 1,35-27A 115-230VCA | 804.56
LTMR27MBD | LTMR27MBD | CONTROL MODBUS 1,35-27A 24VCC | 662.57
LTMR27MFM | LTMR27MFM | CONTROL MODBUS 1,35-27A 115-230VCA | 603.58
LTMR27PBD | LTMR27PBD | CONTROL PROFIBUS 1,35-27A 24VCC | 727.58
LTMR27PFM | LTMR27PFM | CONTROL PROFIBUS 1,35-27A 115-230VCA | 686.19
LU2B12B | LU2B12B | BASE POT INV 12A 24VCA | 265.18
LU2B12BL | LU2B12BL | BASE POT INV 12A 24VCC | 265.18
LU2B12ES | LU2B12ES | BASE POT INV 12A 48VCA-CC | 259.98
LU2B12FU | LU2B12FU | BASE POT INV 12A 230VCA-CC | 265.18
LU2B32B | LU2B32B | BASE POT INV 32A 24VCA | 296.52
LU2B32BL | LU2B32BL | BASE POT INV 32A 24VCC | 302.45
LU2B32ES | LU2B32ES | BS INV TRP32A 48/72VCA/CC | 296.52
LU2B32FU | LU2B32FU | BASE POT INV 32A 230VCA-CC | 302.45
LU2BA0B | LU2BA0B | BAS INV TRP12A 24VCA S/LG | 256.51
LU2BA0BL | LU2BA0BL | BASE POT INV TRIP 12A 24VCC S- LIG | 256.51
LU2BA0ES | LU2BA0ES | BASE INV 12A 48/72VCA/CC | 256.51
LU2BA0FU | LU2BA0FU | BAS INV 12A 110/240VCA/CC | 256.51
LU2BB0B | LU2BB0B | BASE POT INV TRIP 32A 24VCA S/ LIG | 290.22
LU2BB0BL | LU2BB0BL | BASE POT INV TRIP 32A 24VCC S- LIG | 290.22
LU2BB0FU | LU2BB0FU | BASE POT INV TRIP 32A 110-240VCA-CC | 290.22
LU2MB0B | LU2MB0B | BL INV 32A 24VAC DIR | 199.67
LU2MB0BL | LU2MB0BL | BL INV MONT DIR | 199.67
LU2MB0ES | LU2MB0ES | BL INV 32A 48V DIR | 195.76
LU2MB0FU | LU2MB0FU | BL INV 32A 230V DIR | 195.76
LU6MB0B | LU6MB0B | BL INV 32A 24VAC SEP | 198.65
LU6MB0BL | LU6MB0BL | BL INV 32A 24VCC SEP | 198.65
LU6MB0ES | LU6MB0ES | BL INV 32A 48-72VCA/CC SEP | 198.65
LU6MB0FU | LU6MB0FU | BL INV 32A 110-240VCA-CC SEP | 202.62
LU9AD7 | LU9AD7 | LIG PROFIBUS DP | 161.77
LU9AP11 | LU9AP11 | MAN COM PRET IP54 | 200.67
LU9AP20 | LU9AP20 | KIT COM PROL MODELO U | 41.2
LU9APN21 | LU9APN21 | COM ROTAT PROL IP54 PRET | 63.87
LU9APN22 | LU9APN22 | COM ROTAT PROL IP54 VERM/AMAR | 63.87
LU9APN24 | LU9APN24 | COM ROT PROL IP65 VR/AMR | 65.54
LU9BN11 | LU9BN11 | TERM CONTR P- BASE POT | 7.14
LU9BN11C | LU9BN11C | TERM PRE CABL BOB | 46.19
LU9BN11L | LU9BN11L | BL PRECABL BOB | 46.19
LU9C1 | LU9C1 | OBTUR CONT AUX | Descontinuado
LU9C2 | LU9C2 | OBTUR ENTR CONT ADIT | 1.35
LU9ET1S | LU9ET1S | ETIQ IDENT SEG p/TESYS U | 8.95
LU9G02 | LU9G02 | REPART MOD LIG PARAL | 105.38
LU9G03 | LU9G03 | REP CABL PARAL | 106.42
LU9GC3 | LU9GC3 | REPART MODBUS | 149.81
LU9M1 | LU9M1 | TERM EXTR CIR CONTR | 6.58
LU9MR1 | LU9MR1 | TERM EXTR CIR CONTR | 7.71
LU9MR1C | LU9MR1C | TERM EXTR CIR CONTR | 18
LU9MRC | LU9MRC | TERM PRE CABL BOB | 71.47
LU9MRL | LU9MRL | BL PRECABL BOB | 87.59
LU9R03 | LU9R03 | CABO LIG MOD 0,3M | 7.91
LU9R10 | LU9R10 | CABO LIG MOD 1M | 9.77
LU9R30 | LU9R30 | CABO PAR RJ45 3M | 17.48
LU9RAD705 | LU9RAD705 | 5 LIGAD LU9AD7 PROFIBUS | 1187.19
LU9RDD10 | LU9RDD10 | CABO STB 1M | 19.22
LU9RFL15 | LU9RFL15 | ADAPT FIM LINH 120 OHM | 5.15
LU9RPB100 | LU9RPB100 | CABO IEC/UL PROFIBUS 100MT | 1070.47
LU9SP0 | LU9SP0 | SEPARADOR DE FASES | 9.38
LUA1C11 | LUA1C11 | CONT AUX NF+NA | 13.32
LUA1C20 | LUA1C20 | CONT AUX NA+NA | 13.32
LUALB1 | LUALB1 | LIM SECC 130KA | 110.8
LUALF1 | LUALF1 | CART 130KA | 73.76
LUB12 | LUB12 | BASE POT 12A | 100.52
LUB120 | LUB120 | BASE POT 12A | 97.23
LUB32 | LUB32 | BASE POT 32A | 131.58
LUB320 | LUB320 | BASE POT TRIP 32A S- TERM | 129.49
LUCA05B | LUCA05B | UN CONTR STAND 1,25-5A | 96.4
LUCA05BL | LUCA05BL | UN CONTR STAND 1,25-5A | 98.38
LUCA05ES | LUCA05ES | UN CONTR STAND 1,25/5A 48VCA/CC | 99.37
LUCA05FU | LUCA05FU | UN CONTR STAND 1,25-5A | 94.63
LUCA12B | LUCA12B | UN CONTR STAND 3-12A 24VCA | 116.39
LUCA12BL | LUCA12BL | UN CONTR STAND 3-12A | 116.39
LUCA12ES | LUCA12ES | UN CONTR STAND 3-12A 28VCA-CC | 117.64
LUCA12FU | LUCA12FU | UN CONTR STAND 3-12A | 116.39
LUCA18B | LUCA18B | UN CONTR STAND 4,5-18A | 123.01
LUCA18BL | LUCA18BL | UN CONTR STAND 4,5-18A | 125.24
LUCA18ES | LUCA18ES | UN CONTR STAND 4,5/18A 48VCA/CC | 125.24
LUCA18FU | LUCA18FU | UN CONTR STAND 4,5-18A | 125.24
LUCA1XB | LUCA1XB | UN CONTR STAND 0,35-1,4A 24VCA | 95.3
LUCA1XBL | LUCA1XBL | UN CONTR STAND 0,35-1,4A | 96.4
LUCA1XES | LUCA1XES | UN CONTR STAND 0,35/1,4A 28VCA/CC | 97.39
LUCA1XFU | LUCA1XFU | UN CONTR STAND 0,35-1,4A | 96.18
LUCA32B | LUCA32B | UN CONTR STAND 8-32A 24VCA | 184.97
LUCA32BL | LUCA32BL | UN CONTR STAND 8-32A | 186.13
LUCA32ES | LUCA32ES | UN CTR STD 8/32A 48VCA/CC | 186.13
LUCA32FU | LUCA32FU | UN CONTR STAND 8-32A 110-240VCA-CC | 184.97
LUCAX6B | LUCAX6B | UN CONTR STAND 0,15-0,6A 24VCA | 88.23
LUCAX6BL | LUCAX6BL | UN CONTR STAND 0,15-0,6A | 90.32
LUCAX6ES | LUCAX6ES | UN STD 0,15/0,6A28VCA/CC | 86.87
LUCAX6FU | LUCAX6FU | UN CONTR STAND 0,15-0,6A 230VCA | 89
LUCB05B | LUCB05B | UN CONTR EV CL10 1,25-5A 24VCA-CC | 101.26
LUCB05BL | LUCB05BL | UN CONTR EVOL 1,25-5A 24VCC | 102.45
LUCB05ES | LUCB05ES | UN CNT EV 1,25/5A28VCA/CC | 98.42
LUCB05FU | LUCB05FU | UN CONTR EVOL 1,25-5A 230VCA-CC | 102.24
LUCB12B | LUCB12B | UNI. AVANZ C10 3P 3-12A 24V AC | 122.41
LUCB12BL | LUCB12BL | UN CONTR EVOL 3-12A 24VCC | 122.41
LUCB12ES | LUCB12ES | UN EV CL10 3/12A 28VCA/CC | 120.05
LUCB12FU | LUCB12FU | UN CONTR EVOL 3-12A 230VCA-CC | 122.41
LUCB18B | LUCB18B | UN CONTR EV CL10 4,5/18A 24VCA/CC | 127.26
LUCB18BL | LUCB18BL | UN CONTR EVOL 4,5-18A 24VCC | 127.45
LUCB18ES | LUCB18ES | UN CNT EV 4,5/18A28VCA/CC | 123.8
LUCB18FU | LUCB18FU | UN CONTR EVOL 4,5-18A 230VCA-CC | 127.45
LUCB1XB | LUCB1XB | UN CONTR EV CL10 0,35-1,4A 24VCA-CC | 99.18
LUCB1XBL | LUCB1XBL | UN CONTR EVOL 0,35-1,4A 24VCC | 101.26
LUCB1XES | LUCB1XES | UN CT EV0,35/1,4A28VCA/CC | 97.38
LUCB1XFU | LUCB1XFU | UN CONTR EVOL 0,35-1,4A 230VCA-CC | 100.17
LUCB32B | LUCB32B | UN CONTR 8-32A 24VCA | 190.33
LUCB32BL | LUCB32BL | UN CONTR EVOL 8-32A 24VCC | 190.33
LUCB32ES | LUCB32ES | UN EV CL10 8/32A 28VCA/CC | 186.63
LUCB32FU | LUCB32FU | UN CONTR EVOL 8-32A 230VCA-CC | 190.33
LUCBT1BL | LUCBT1BL | UN CONTR EVOL CL10 | 188.28
LUCBX6B | LUCBX6B | UN CT EV0,15/0,6A24VCA/CC | 88.01
LUCBX6BL | LUCBX6BL | UN CONTR EV CL10 0,15-0,6A 24VCC | 94.38
LUCBX6ES | LUCBX6ES | UN CT EV0,15/0,6A24VCA/CC | 90.71
LUCBX6FU | LUCBX6FU | UN CONTR EV CL10 0,15-0,6A 110-220V | 93.29
LUCC05B | LUCC05B | UN CONTR EV MONOF 1,25-5A 24VCC | 101.81
LUCC05BL | LUCC05BL | UN CONTR EVOL 1,25-5A MONOF | 103.33
LUCC05ES | LUCC05ES | UN CN MON1,25/5A 28VCA/CC | 99.35
LUCC05FU | LUCC05FU | UN CONTR EVOL 1,25-5A MONOF | 102.68
LUCC12B | LUCC12B | UN CONTR EV MONOF 3-12A 24VCC | 122.36
LUCC12BL | LUCC12BL | UN CONTR EVOL 3-12A MONOF | 124.21
LUCC12ES | LUCC12ES | UN EV MON 3/12A 28VCA/CC | 121.92
LUCC12FU | LUCC12FU | UN CONTR EV MONOF 3/12A 230VCA | 124.21
LUCC18B | LUCC18B | UN CONTR EV MONOF 4,5/18A 24VCA/CC | 128.68
LUCC18BL | LUCC18BL | UN CONTR EV MONOF 4,5/18A 24VCC | 128.75
LUCC18ES | LUCC18ES | UN CN MON4,5/18A 28VCA/CC | 124.84
LUCC18FU | LUCC18FU | UN CONTR EV MONOF 4,5/18A 24VCC | 128.75
LUCC1XB | LUCC1XB | UN CONTR EV MONOF 0,35-1,4A 24VCA | 99.72
LUCC1XBL | LUCC1XBL | UN CONTR EV MONOF 0,35-1,4A 24VCC | 101.81
LUCC1XES | LUCC1XES | UN EV M 0,35/1,4A28VCA/CC | 97.79
LUCC1XFU | LUCC1XFU | UN CONTR EV MONOF 0,35-1,4A 230VCA | 100.82
LUCC32B | LUCC32B | UN CONTR EV MONOF 8/32A 24VCA/CC | 196.31
LUCC32BL | LUCC32BL | UN CONTR EV MONOF 8/32A 24VCC | 196.31
LUCC32FU | LUCC32FU | UN CN EV MON 8/32A 230VCA | 196.31
LUCCX6B | LUCCX6B | UN CONTR EV MONOF 0,15/0,6A 24VCA/CC | 93.39
LUCCX6BL | LUCCX6BL | UN CONTR EV MONOF 0,15-0,6A 24VCC | 94.92
LUCCX6ES | LUCCX6ES | UN EV M 0,15/0,6A28VCA/CC | 91.24
LUCCX6FU | LUCCX6FU | UN CONTR EV MONOF 0,15-0,6A 230VCA | 94.38
LUCD05B | LUCD05B | UNI. AVANZ C20 3P 1,25-5A 24V AC | 102.24
LUCD05BL | LUCD05BL | UN CONTR EV CL20 1,25-5A 24VBC | 103.45
LUCD05ES | LUCD05ES | UN CNT EV 1,25/5A28VCA/CC | 99.37
LUCD05FU | LUCD05FU | UN CONTR EV CL20 1,25-5A 230VCA | 103.23
LUCD12B | LUCD12B | UNI. AVANZ C20 3P 3-12A 24V AC | 122.47
LUCD12BL | LUCD12BL | UN CONTR EV CL20 3-12A 24VBC | 123.55
LUCD12ES | LUCD12ES | UN EV CL20 3/12A 28VCA/CC | 121.21
LUCD12FU | LUCD12FU | UN CONTR EV CL20 3-12A 230VCA | 123.55
LUCD18B | LUCD18B | UN CNT EV 4,5/18A24VCA/CC | 122.38
LUCD18BL | LUCD18BL | UN CONTR EV CL20 4,5-18A 24VBC | 129.93
LUCD18ES | LUCD18ES | UN CNT EV 4,5/18A28VCA/CC | 125
LUCD18FU | LUCD18FU | UN CONTR EV CL20 4,5-18A 230VCA | 129.93
LUCD1XB | LUCD1XB | UN CONTR EV CL20 0,35-1,4A 24VCA-CC | 100.14
LUCD1XBL | LUCD1XBL | UN CONTR EV CL20 0,35-1,4A 24VCC | 102.24
LUCD1XES | LUCD1XES | UN CN EV0,35/1,4A28VCA/CC | 98.32
LUCD1XFU | LUCD1XFU | UN CONTR EV CL20 0,35-1,4A 230VCA | 101.14
LUCD32B | LUCD32B | UN EV CL20 8/32A 24VCA/CC | 187.18
LUCD32BL | LUCD32BL | UN CONTR EV CL20 8-32A 24VCC | 196.87
LUCD32ES | LUCD32ES | UN EV CL20 8/32A 28VCA/CC | 188.44
LUCD32FU | LUCD32FU | UN CONTR EV CL20 8-32A 230VCA | 192.8
LUCDT1BL | LUCDT1BL | UN CONTR EVOL 0,35-1,05A CL20 | 188.28
LUCDX6B | LUCDX6B | UN CN EV0,15/0,6A24VCA/CC | 88.87
LUCDX6BL | LUCDX6BL | UN CONTR EV CL20 0,15-0,6A 24VCC | 95.3
LUCDX6ES | LUCDX6ES | UN CN EV0,15/0,6A28VCA/CC | 91.59
LUCDX6FU | LUCDX6FU | UN CONTR EV CL20 0,15-0,6A 230VCA | 94.19
LUCL05B | LUCL05B | UN CONTR MAGN 1,25-5A 24VCA | 96.45
LUCL05BL | LUCL05BL | UN CONTR MAGN 1,25-5A 24VCC | 98.96
LUCL05ES | LUCL05ES | UN CNT MG 1,25/5A48VCA/CC | 93.42
LUCL05FU | LUCL05FU | UN CONTR MAGN 1,25-5A 220VCA-CC | 97.65
LUCL12B | LUCL12B | UN CONTR MAGN 3-12A 24VCA | 116.26
LUCL12BL | LUCL12BL | UN CONTR MAGN 3-12A 24VCC | 119.16
LUCL12ES | LUCL12ES | UN CTR MGN 3/12A 48VCA/CC | 114.54
LUCL12FU | LUCL12FU | UNI. MAGNETICA 3-12A 110-240V AC-DC | 117.33
LUCL18B | LUCL18B | UN CONTR MAGN 4,5/18A 24VCA | 121.9
LUCL18BL | LUCL18BL | UN CONTR MAGN 4,5-18A 24VCC | 123.23
LUCL18ES | LUCL18ES | UN CNT MG 4,5/18A48VCA/CC | 117.45
LUCL18FU | LUCL18FU | UNI. MAGNETICA 4,5-18A 110-240V AC-DC | 123.21
LUCL1XB | LUCL1XB | UN CONTR MAGN 0,35/1,4A 24VCA | 94.38
LUCL1XBL | LUCL1XBL | UN CONTR MAGN 0,35-1,4A 24VCC | 96.45
LUCL1XES | LUCL1XES | UN MG 0,35/1,4A 48VCA/CC | 90.92
LUCL1XFU | LUCL1XFU | UN CONTR MAGN 0,35-1,4A 220VCA-CC | 95.25
LUCL32B | LUCL32B | UN CONTR MAGN 8-32A 24VCA | 185.29
LUCL32BL | LUCL32BL | UN CONTR MAGN 8-32A 24VCC | 187.99
LUCL32ES | LUCL32ES | UN CTR MGN 8/32A 48VCA/CC | 187.99
LUCL32FU | LUCL32FU | UN CONTR MAGN 8-32A 220VCA-CC | 185.29
LUCLX6B | LUCLX6B | UN CONTR MAGN 0,15/0,6A 24VCA | 88.81
LUCLX6BL | LUCLX6BL | UN CTR MG 0,15/0,6A 24VCC | 86.55
LUCLX6ES | LUCLX6ES | UN MG 0,15/0,6A 48VCA/CC | 85.83
LUCLX6FU | LUCLX6FU | UN MGN 0,15/0,6A220VCA/CC | 85.51
LUCM05BL | LUCM05BL | UN CONTR MULTI 1,25-5A | 433.91
LUCM12BL | LUCM12BL | UN CONTR MULTI 3-12A | 446.93
LUCM18BL | LUCM18BL | UN CONTR MULTIF 4,5-18A 24VCC | 455.6
LUCM1XBL | LUCM1XBL | UN CONT PR MAGN TER MF 0,35-1,4A 24VBC | 433.91
LUCM32BL | LUCM32BL | UN CONTR MULTIF 8-32A 24VCC | 455.6
LUCMT1BL | LUCMT1BL | UN CONTR MULTIF 0,35-1,05A 24VCC | 423.61
LUCMX6BL | LUCMX6BL | UN CTR MF 0,15/0,6A 24VCC | 433.91
LUFC00 | LUFC00 | MOD LIG PARAL | 42.89
LUFC14 | LUFC14 | MOD COMUN BECKHOFF | 141.17
LUFDA01 | LUFDA01 | MÓD. DEFEC. TERMICO REAR REMOTO | 101.66
LUFDA10 | LUFDA10 | MOD DIFER DEF REARM AUTO | 101.66
LUFDH11 | LUFDH11 | MOD DIF DEF | 87.28
LUFN02 | LUFN02 | MOD CONT AUX 2NF | 16.78
LUFN11 | LUFN11 | MOD CONT AUX NA+NF | 17.12
LUFN20 | LUFN20 | MOD CONT AUX 2NA | 16.78
LUFP1 | LUFP1 | GATEWAY FIPIO-MODBUS | 3844.46
LUFP7 | LUFP7 | GATEWAY PROFIBUSDP- MODBUS | 2910.45
LUFP9 | LUFP9 | GATEWAY DEVIC/MODBUS | 2910.45
LUFV2 | LUFV2 | MOD FUNC CARG MOT A | 111.31
LUFW10 | LUFW10 | MOD FUNC AL TERM | 103.62
LULC033 | LULC033 | MOD COMUN MODBUS | 158.51
LULC07 | LULC07 | MOD COMUN PROFIBUS | 325.57
LULC08 | LULC08 | MOD COMUN CANOPEN | 228.56
LULC09 | LULC09 | MOD COMUN DEVICENET | 228.56
LULC15 | LULC15 | MOD COMUN ADVANTYS STB | 231.88
LUTC0501 | LUTC0501 | TC TESYS U 50A | 86.66
LUTC1001 | LUTC1001 | TRANSF COR 100A | 107.67
LUTC2001 | LUTC2001 | TC TESYS U 200A | 123.42
LUTC4001 | LUTC4001 | TC TESYS U 400A | 146.41
LUTC8001 | LUTC8001 | TC TESYS U 800A | 159
LUTM10BL | LUTM10BL | BAS CONTR 24VCC P- LC1D | 750.65
LV426100 | LV426100 | Disjuntor NSXm 16kA TM16D 3P EverLink | 216
LV426101 | LV426101 | Disjuntor NSXm 16kA TM25D 3P EverLink | 216
LV426102 | LV426102 | Disjuntor NSXm 16kA TM32D 3P EverLink | 216
LV426103 | LV426103 | Disjuntor NSXm 16kA TM40D 3P EverLink | 215.56
LV426104 | LV426104 | Disjuntor NSXm 16kA TM50D 3P EverLink | 215.56
LV426105 | LV426105 | Disjuntor NSXm 16kA TM63D 3P EverLink | 215.56
LV426106 | LV426106 | Disjuntor NSXm 16kA TM80D 3P EverLink | 240
LV426107 | LV426107 | Disjuntor NSXm 16kA TM100D 3P EverLink | 240
LV426108 | LV426108 | Disjuntor NSXm 16kA TM125D 3P EverLink | 364.55
LV426109 | LV426109 | Disjuntor NSXm 16kA TM160D 3P EverLink | 472.79
LV426110 | LV426110 | Disjuntor NSXm 16kA TM16D 4P/3d EverLink | 291.6
LV426111 | LV426111 | Disjuntor NSXm 16kA TM25D 4P/3d EverLink | 291.6
LV426112 | LV426112 | Disjuntor NSXm 16kA TM32D 4P/3d EverLink | 291.6
LV426113 | LV426113 | Disjuntor NSXm 16kA TM40D 4P/3d EverLink | 291.01
LV426114 | LV426114 | Disjuntor NSXm 16kA TM50D 4P/3d EverLink | 291.01
LV426115 | LV426115 | Disjuntor NSXm 16kA TM63D 4P/3d EverLink | 291.01
LV426116 | LV426116 | Disjuntor NSXm 16kA TM80D 4P/3d EverLink | 324
LV426117 | LV426117 | Disjuntor NSXm 16kA TM100D 4P/3d EverLin | 324
LV426118 | LV426118 | Disjuntor NSXm 16kA TM125D 4P/3d EverLin | 492.14
LV426119 | LV426119 | Disjuntor NSXm 16kA TM160D 4P/3d EverLin | 638.29
LV426120 | LV426120 | Disjuntor NSXm 16kA TM16D 4P/4d EverLink | 322.82
LV426121 | LV426121 | Disjuntor NSXm 16kA TM25D 4P/4d EverLink | 322.82
LV426122 | LV426122 | Disjuntor NSXm 16kA TM32D 4P/4d EverLink | 322.82
LV426123 | LV426123 | Disjuntor NSXm 16kA TM40D 4P/4d EverLink | 322.16
LV426124 | LV426124 | Disjuntor NSXm 16kA TM50D 4P/4d EverLink | 322.16
LV426125 | LV426125 | Disjuntor NSXm 16kA TM63D 4P/4d EverLink | 322.16
LV426126 | LV426126 | Disjuntor NSXm 16kA TM80D 4P/4d EverLink | 358.69
LV426127 | LV426127 | Disjuntor NSXm 16kA TM100D 4P/4d EverLin | 358.69
LV426128 | LV426128 | Disjuntor NSXm 16kA TM125D 4P/4d EverLin | 544.82
LV426129 | LV426129 | Disjuntor NSXm 16kA TM160D 4P/4d EverLin | 706.61
LV426150 | LV426150 | Disjuntor NSXm 16kA TM16D 3P ligação a p | 216
LV426151 | LV426151 | Disjuntor NSXm 16kA TM25D 3P ligação a p | 216
LV426152 | LV426152 | Disjuntor NSXm 16kA TM32D3P ligação a pa | 216
LV426153 | LV426153 | Disjuntor NSXm 16kA TM40D 3P ligação a p | 215.56
LV426154 | LV426154 | Disjuntor NSXm 16kA TM50D 3P ligação a p | 215.56
LV426155 | LV426155 | Disjuntor NSXm 16kA TM63D 3P ligação a p | 215.56
LV426156 | LV426156 | Disjuntor NSXm 16kA TM80D 3P ligação a p | 240
LV426157 | LV426157 | Disjuntor NSXm 16kA TM100D 3P ligação a | 240
LV426158 | LV426158 | Disjuntor NSXm 16kA TM125D 3P ligação a | 364.55
LV426159 | LV426159 | Disjuntor NSXm 16kA TM160D 3P ligação a | 472.79
LV426160 | LV426160 | Disjuntor NSXm 16kA TM16D 4P/3d ligação | 291.6
LV426161 | LV426161 | Disjuntor NSXm 16kA TM25D 4P/3d ligação | 291.6
LV426162 | LV426162 | Disjuntor NSXm 16kA TM32D 4P/3d ligação | 291.6
LV426163 | LV426163 | Disjuntor NSXm 16kA TM40D 4P/3d ligação | 291.01
LV426164 | LV426164 | Disjuntor NSXm 16kA TM50D 4P/3d ligação | 291.01
LV426165 | LV426165 | Disjuntor NSXm 16kA TM63D 4P/3d ligação | 291.01
LV426166 | LV426166 | Disjuntor NSXm 16kA TM80D 4P/3d ligação | 324
LV426167 | LV426167 | Disjuntor NSXm 16kA TM100D 4P/3d ligação | 324
LV426168 | LV426168 | Disjuntor NSXm 16kA TM125D 4P/3d ligação | 492.14
LV426169 | LV426169 | Disjuntor NSXm 16kA TM160D 4P/3d ligação | 638.29
LV426170 | LV426170 | Disjuntor NSXm 16kA TM16D 4P/4d ligação | 322.82
LV426171 | LV426171 | Disjuntor NSXm 16kA TM25D 4P/4d ligação | 322.82
LV426172 | LV426172 | Disjuntor NSXm 16kA TM32D 4P/4d ligação | 322.82
LV426173 | LV426173 | Disjuntor NSXm 16kA TM40D 4P/4d ligação | 322.16
LV426174 | LV426174 | Disjuntor NSXm 16kA TM50D 4P/4d ligação | 322.16
LV426175 | LV426175 | Disjuntor NSXm 16kA TM63D 4P/4d ligação | 322.16
LV426176 | LV426176 | Disjuntor NSXm 16kA TM80D 4P/4d ligação | 358.69
LV426177 | LV426177 | Disjuntor NSXm 16kA TM100D 4P/4d ligação | 358.69
LV426178 | LV426178 | Disjuntor NSXm 16kA TM125D 4P/4d ligação | 544.82
LV426179 | LV426179 | Disjuntor NSXm 16kA TM160D 4P/4d ligação | 706.61
LV426200 | LV426200 | Disjuntor NSXm 25kA TM16D 3P EverLink | 237.42
LV426201 | LV426201 | Disjuntor NSXm 25kA TM25D 3P EverLink | 237.42
LV426202 | LV426202 | Disjuntor NSXm 25kA TM32D 3P EverLink | 237.42
LV426203 | LV426203 | Disjuntor NSXm 25kA TM40D 3P EverLink | 237.42
LV426204 | LV426204 | Disjuntor NSXm 25kA TM50D 3P EverLink | 237.42
LV426205 | LV426205 | Disjuntor NSXm 25kA TM63D 3P EverLink | 237.42
LV426206 | LV426206 | Disjuntor NSXm 25kA TM80D 3P EverLink | 258.07
LV426207 | LV426207 | NSXM 25KA TM100D 3P ELINK | 258.07
LV426208 | LV426208 | Disjuntor NSXm 25kA TM125D 3P EverLink | 359.18
LV426209 | LV426209 | Disjuntor NSXm 25kA TM160D 3P EverLink | 469.67
LV426210 | LV426210 | Disjuntor NSXm 25kA TM16D 4P/3d EverLink | 283.87
LV426211 | LV426211 | Disjuntor NSXm 25kA TM25D 4P/3d EverLink | 283.87
LV426212 | LV426212 | Disjuntor NSXm 25kA TM32D 4P/3d EverLink | 283.87
LV426213 | LV426213 | Disjuntor NSXm 25kA TM40D 4P/3d EverLink | 286.74
LV426214 | LV426214 | Disjuntor NSXm 25kA TM50D 4P/3d EverLink | 286.74
LV426215 | LV426215 | Disjuntor NSXm 25kA TM63D 4P/3d EverLink | 286.74
LV426216 | LV426216 | Disjuntor NSXm 25kA TM80D 4P/3d EverLink | 335.48
LV426217 | LV426217 | Disjuntor NSXm 25kA TM100D 4P/3d EverLin | 340.64
LV426218 | LV426218 | Disjuntor NSXm 25kA TM125D 4P/3d EverLin | 479.75
LV426219 | LV426219 | Disjuntor NSXm 25kA TM160D 4P/3d EverLin | 603.88
LV426220 | LV426220 | Disjuntor NSXm 25kA TM16D 4P/4d EverLink | 317.42
LV426221 | LV426221 | Disjuntor NSXm 25kA TM25D 4P/4d EverLink | 317.42
LV426222 | LV426222 | Disjuntor NSXm 25kA TM32D 4P/4d EverLink | 317.42
LV426223 | LV426223 | Disjuntor NSXm 25kA TM40D 4P/4d EverLink | 317.42
LV426224 | LV426224 | Disjuntor NSXm 25kA TM50D 4P/4d EverLink | 317.42
LV426225 | LV426225 | Disjuntor NSXm 25kA TM63D 4P/4d EverLink | 317.42
LV426226 | LV426226 | Disjuntor NSXm 25kA TM80D 4P/4d EverLink | 361.29
LV426227 | LV426227 | Disjuntor NSXm 25kA TM100D 4P/4d EverLin | 371.61
LV426228 | LV426228 | Disjuntor NSXm 25kA TM125D 4P/4d EverLin | 519.48
LV426229 | LV426229 | Disjuntor NSXm 25kA TM160D 4P/4d EverLin | 696.2
LV426250 | LV426250 | Disjuntor NSXm 25kA TM16D 3P ligação a p | 237.42
LV426251 | LV426251 | Disjuntor NSXm 25kA TM25D 3P ligação a p | 237.42
LV426252 | LV426252 | Disjuntor NSXm 25kA TM32D 3P ligação a p | 237.42
LV426253 | LV426253 | Disjuntor NSXm 25kA TM40D 3P ligação a p | 237.42
LV426254 | LV426254 | Disjuntor NSXm 25kA TM50D 3P ligação a p | 237.42
LV426255 | LV426255 | Disjuntor NSXm 25kA TM63D 3P ligação a p | 237.42
LV426256 | LV426256 | Disjuntor NSXm 25kA TM80D 3P ligação a p | 258.07
LV426257 | LV426257 | Disjuntor NSXm 25kA TM100D 3P ligação a | 258.07
LV426258 | LV426258 | Disjuntor NSXm 25kA TM125D 3P ligação a | 359.18
LV426259 | LV426259 | Disjuntor NSXm 25kA TM160D 3P ligação a | 469.67
LV426260 | LV426260 | Disjuntor NSXm 25kA TM16D 4P/3d ligação | 283.87
LV426261 | LV426261 | Disjuntor NSXm 25kA TM25D 4P/3d ligação | 283.87
LV426262 | LV426262 | Disjuntor NSXm 25kA TM32D 4P/3d ligação | 283.87
LV426263 | LV426263 | Disjuntor NSXm 25kA TM40D 4P/3d ligação | 286.74
LV426264 | LV426264 | Disjuntor NSXm 25kA TM50D 4P/3d ligação | 286.74
LV426265 | LV426265 | Disjuntor NSXm 25kA TM63D 4P/3d ligação | 286.74
LV426266 | LV426266 | Disjuntor NSXm 25kA TM80D 4P/3d ligação | 335.48
LV426267 | LV426267 | Disjuntor NSXm 25kA TM100D 4P/3d ligação | 340.64
LV426268 | LV426268 | Disjuntor NSXm 25kA TM125D 4P/3d ligação | 479.75
LV426269 | LV426269 | Disjuntor NSXm 25kA TM160D 4P/3d ligação | 628.89
LV426270 | LV426270 | Disjuntor NSXm 25kA TM16D 4P/4d ligação | 317.42
LV426271 | LV426271 | Disjuntor NSXm 25kA TM25D 4P/4d ligação | 317.42
LV426272 | LV426272 | Disjuntor NSXm 25kA TM32D 4P/4d ligação | 317.42
LV426273 | LV426273 | Disjuntor NSXm 25kA TM40D 4P/4d ligação | 317.42
LV426274 | LV426274 | Disjuntor NSXm 25kA TM50D 4P/4d ligação | 317.42
LV426275 | LV426275 | Disjuntor NSXm 25kA TM63D 4P/4d ligação | 317.42
LV426276 | LV426276 | Disjuntor NSXm 25kA TM80D 4P/4d ligação | 361.29
LV426277 | LV426277 | Disjuntor NSXm 25kA TM100D 4P/4d ligação | 371.61
LV426278 | LV426278 | Disjuntor NSXm 25kA TM125D 4P/4d ligação | 495.87
LV426279 | LV426279 | Disjuntor NSXm 25kA TM160D 4P/4d ligação | 696.2
LV426300 | LV426300 | Disjuntor NSXm 36kA TM16D 3P EverLink | 252.9
LV426301 | LV426301 | Disjuntor NSXm 36kA TM25D 3P EverLink | 252.9
LV426302 | LV426302 | Disjuntor NSXm 36kA TM32D 3P EverLink | 252.9
LV426303 | LV426303 | Disjuntor NSXm 36kA TM40D 3P EverLink | 252.9
LV426304 | LV426304 | Disjuntor NSXm 36kA TM50D 3P EverLink | 252.9
LV426305 | LV426305 | Disjuntor NSXm 36kA TM63D 3P EverLink | 252.9
LV426306 | LV426306 | Disjuntor NSXm 36kA TM80D 3P EverLink | 281.3
LV426307 | LV426307 | Disjuntor NSXm 36kA TM100D 3P EverLink | 283.87
LV426308 | LV426308 | Disjuntor NSXm 36kA TM125D 3P EverLink | 398.68
LV426309 | LV426309 | Disjuntor NSXm 36kA TM160D 3P EverLink | 517.09
LV426310 | LV426310 | Disjuntor NSXm 36kA TM16D 4P/3d EverLink | 307.1
LV426311 | LV426311 | Disjuntor NSXm 36kA TM25D 4P/3d EverLink | 307.1
LV426312 | LV426312 | Disjuntor NSXm 36kA TM32D 4P/3d EverLink | 307.1
LV426313 | LV426313 | Disjuntor NSXm 36kA TM40D 4P/3d EverLink | 318.26
LV426314 | LV426314 | Disjuntor NSXm 36kA TM50D 4P/3d EverLink | 318.26
LV426315 | LV426315 | Disjuntor NSXm 36kA TM63D 4P/3d EverLink | 318.26
LV426316 | LV426316 | Disjuntor NSXm 36kA TM80D 4P/3d EverLink | 374.2
LV426317 | LV426317 | Disjuntor NSXm 36kA TM100D 4P/3d EverLin | 374.2
LV426318 | LV426318 | Disjuntor NSXm 36kA TM125D 4P/3d EverLin | 538.24
LV426319 | LV426319 | Disjuntor NSXm 36kA TM160D 4P/3d EverLin | 698.07
LV426320 | LV426320 | Disjuntor NSXm 36kA TM16D 4P/4d EverLink | 358.72
LV426321 | LV426321 | Disjuntor NSXm 36kA TM25D 4P/4d EverLink | 358.72
LV426322 | LV426322 | Disjuntor NSXm 36kA TM32D 4P/4d EverLink | 358.72
LV426323 | LV426323 | Disjuntor NSXm 36kA TM40D 4P/4d EverLink | 358.72
LV426324 | LV426324 | Disjuntor NSXm 36kA TM50D 4P/4d EverLink | 358.72
LV426325 | LV426325 | Disjuntor NSXm 36kA TM63D 4P/4d EverLink | 358.72
LV426326 | LV426326 | Disjuntor NSXm 36kA TM80D 4P/4d EverLink | 399.99
LV426327 | LV426327 | Disjuntor NSXm 36kA TM100D 4P/4d EverLin | 399.99
LV426328 | LV426328 | Disjuntor NSXm 36kA TM125D 4P/4d EverLin | 593.3
LV426329 | LV426329 | Disjuntor NSXm 36kA TM160D 4P/4d EverLin | 772.76
LV426350 | LV426350 | Disjuntor NSXm 36kA TM16D 3P ligação a p | 252.9
LV426351 | LV426351 | Disjuntor NSXm 36kA TM25D 3P ligação a p | 252.9
LV426352 | LV426352 | Disjuntor NSXm 36kA TM32D 3P ligação a p | 252.9
LV426353 | LV426353 | Disjuntor NSXm 36kA TM40D 3P ligação a p | 252.9
LV426354 | LV426354 | Disjuntor NSXm 36kA TM50D 3P ligação a p | 252.9
LV426355 | LV426355 | Disjuntor NSXm 36kA TM63D 3P ligação a p | 252.9
LV426356 | LV426356 | Disjuntor NSXm 36kA TM80D 3P ligação a p | 281.3
LV426357 | LV426357 | Disjuntor NSXm 36kA TM100D 3P ligação a | 283.87
LV426358 | LV426358 | Disjuntor NSXm 36kA TM125D 3P ligação a | 398.68
LV426359 | LV426359 | Disjuntor NSXm 36kA TM160D 3P ligação a | 517.09
LV426360 | LV426360 | Disjuntor NSXm 36kA TM16D 4P/3d ligação | 307.1
LV426361 | LV426361 | Disjuntor NSXm 36kA TM25D 4P/3d ligação | 307.1
LV426362 | LV426362 | Disjuntor NSXm 36kA TM32D 4P/3d ligação | 307.1
LV426363 | LV426363 | Disjuntor NSXm 36kA TM40D 4P/3d ligação | 318.26
LV426364 | LV426364 | Disjuntor NSXm 36kA TM50D 4P/3d ligação | 318.26
LV426365 | LV426365 | Disjuntor NSXm 36kA TM63D 4P/3d ligação | 318.26
LV426366 | LV426366 | Disjuntor NSXm 36kA TM80D 4P/3d ligação | 374.2
LV426367 | LV426367 | Disjuntor NSXm 36kA TM100D 4P/3d ligação | 374.2
LV426368 | LV426368 | Disjuntor NSXm 36kA TM125D 4P/3d ligação | 538.24
LV426369 | LV426369 | Disjuntor NSXm 36kA TM160D 4P/3d ligação | 698.07
LV426370 | LV426370 | Disjuntor NSXm 36kA TM16D 4P/4d ligação | 358.72
LV426371 | LV426371 | Disjuntor NSXm 36kA TM25D 4P/4d ligação | 358.72
LV426372 | LV426372 | Disjuntor NSXm 36kA TM32D 4P/4d ligação | 358.72
LV426373 | LV426373 | Disjuntor NSXm 36kA TM40D 4P/4d ligação | 358.72
LV426374 | LV426374 | Disjuntor NSXm 36kA TM50D 4P/4d ligação | 358.72
LV426375 | LV426375 | Disjuntor NSXm 36kA TM63D 4P/4d ligação | 358.72
LV426376 | LV426376 | Disjuntor NSXm 36kA TM80D 4P/4d ligação | 399.99
LV426377 | LV426377 | Disjuntor NSXm 36kA TM100D 4P/4d ligação | 399.99
LV426378 | LV426378 | Disjuntor NSXm 36kA TM125D 4P/4d ligação | 593.3
LV426379 | LV426379 | Disjuntor NSXm 36kA TM160D 4P/4d ligação | 772.76
LV426400 | LV426400 | Disjuntor NSXm 50kA TM16D 3P EverLink | 309.68
LV426401 | LV426401 | Disjuntor NSXm 50kA TM25D 3P EverLink | 309.68
LV426402 | LV426402 | Disjuntor NSXm 50kA TM32D 3P EverLink | 309.68
LV426403 | LV426403 | Disjuntor NSXm 50kA TM40D 3P EverLink | 309.68
LV426404 | LV426404 | Disjuntor NSXm 50kA TM50D 3P EverLink | 309.68
LV426405 | LV426405 | Disjuntor NSXm 50kA TM63D 3P EverLink | 309.68
LV426406 | LV426406 | Disjuntor NSXm 50kA TM80D 3P EverLink | 338.06
LV426407 | LV426407 | Disjuntor NSXm 50kA TM100D 3P EverLink | 338.06
LV426408 | LV426408 | Disjuntor NSXm 50kA TM125D 3P EverLink | 482.58
LV426409 | LV426409 | Disjuntor NSXm 50kA TM160D 3P EverLink | 632.26
LV426410 | LV426410 | Disjuntor NSXm 50kA TM16D 4P/3d EverLink | 384.51
LV426411 | LV426411 | Disjuntor NSXm 50kA TM25D 4P/3d EverLink | 384.51
LV426412 | LV426412 | Disjuntor NSXm 50kA TM32D 4P/3d EverLink | 384.51
LV426413 | LV426413 | Disjuntor NSXm 50kA TM40D 4P/3d EverLink | 384.51
LV426414 | LV426414 | Disjuntor NSXm 50kA TM50D 4P/3d EverLink | 384.51
LV426415 | LV426415 | Disjuntor NSXm 50kA TM63D 4P/3d EverLink | 384.51
LV426416 | LV426416 | Disjuntor NSXm 50kA TM80D 4P/3d EverLink | 454.19
LV426417 | LV426417 | Disjuntor NSXm 50kA TM100D 4P/3d EverLin | 454.19
LV426418 | LV426418 | Disjuntor NSXm 50kA TM125D 4P/3d EverLin | 621.94
LV426419 | LV426419 | Disjuntor NSXm 50kA TM160D 4P/3d EverLin | 787.1
LV426420 | LV426420 | Disjuntor NSXm 50kA TM16D 4P/4d EverLink | 418.07
LV426421 | LV426421 | Disjuntor NSXm 50kA TM25D 4P/4d EverLink | 418.07
LV426422 | LV426422 | Disjuntor NSXm 50kA TM32D 4P/4d EverLink | 418.07
LV426423 | LV426423 | Disjuntor NSXm 50kA TM40D 4P/4d EverLink | 418.07
LV426424 | LV426424 | Disjuntor NSXm 50kA TM50D 4P/4d EverLink | 418.07
LV426425 | LV426425 | Disjuntor NSXm 50kA TM63D 4P/4d EverLink | 418.07
LV426426 | LV426426 | Disjuntor NSXm 50kA TM80D 4P/4d EverLink | 482.58
LV426427 | LV426427 | Disjuntor NSXm 50kA TM100D 4P/4d EverLin | 482.58
LV426428 | LV426428 | Disjuntor NSXm 50kA TM125D 4P/4d EverLin | 665.64
LV426429 | LV426429 | Disjuntor NSXm 50kA TM160D 4P/4d EverLin | 877.42
LV426450 | LV426450 | Disjuntor NSXm 50kA TM16D 3P ligação a p | 309.68
LV426451 | LV426451 | Disjuntor NSXm 50kA TM25D 3P ligação a p | 309.68
LV426452 | LV426452 | Disjuntor NSXm 50kA TM32D 3P ligação a p | 309.68
LV426453 | LV426453 | Disjuntor NSXm 50kA TM40D 3P ligação a p | 309.68
LV426454 | LV426454 | Disjuntor NSXm 50kA TM50D 3P ligação a p | 309.68
LV426455 | LV426455 | Disjuntor NSXm 50kA TM63D 3P ligação a p | 309.68
LV426456 | LV426456 | Disjuntor NSXm 50kA TM80D 3P ligação a p | 338.06
LV426457 | LV426457 | Disjuntor NSXm 50kA TM100D 3P ligação a | 338.06
LV426458 | LV426458 | Disjuntor NSXm 50kA TM125D 3P ligação a | 482.58
LV426459 | LV426459 | Disjuntor NSXm 50kA TM160D 3P ligação a | 632.26
LV426460 | LV426460 | Disjuntor NSXm 50kA TM16D 4P/3d ligação | 384.51
LV426461 | LV426461 | Disjuntor NSXm 50kA TM25D 4P/3d ligação | 384.51
LV426462 | LV426462 | Disjuntor NSXm 50kA TM32D 4P/3d ligação | 384.51
LV426463 | LV426463 | Disjuntor NSXm 50kA TM40D 4P/3d ligação | 384.51
LV426464 | LV426464 | Disjuntor NSXm 50kA TM50D 4P/3d ligação | 384.51
LV426465 | LV426465 | Disjuntor NSXm 50kA TM63D 4P/3d ligação | 384.51
LV426466 | LV426466 | Disjuntor NSXm 50kA TM80D 4P/3d ligação | 454.19
LV426467 | LV426467 | Disjuntor NSXm 50kA TM100D 4P/3d ligação | 454.19
LV426468 | LV426468 | Disjuntor NSXm 50kA TM125D 4P/3d ligação | 621.94
LV426469 | LV426469 | Disjuntor NSXm 50kA TM160D 4P/3d ligação | 787.1
LV426470 | LV426470 | Disjuntor NSXm 50kA TM16D 4P/4d ligação | 418.07
LV426471 | LV426471 | Disjuntor NSXm 50kA TM25D 4P/4d ligação | 418.07
LV426472 | LV426472 | Disjuntor NSXm 50kA TM32D 4P/4d ligação | 418.07
LV426473 | LV426473 | Disjuntor NSXm 50kA TM40D 4P/4d ligação | 418.07
LV426474 | LV426474 | Disjuntor NSXm 50kA TM50D 4P/4d ligação | 418.07
LV426475 | LV426475 | Disjuntor NSXm 50kA TM63D 4P/4d ligação | 418.07
LV426476 | LV426476 | Disjuntor NSXm 50kA TM80D 4P/4d ligação | 482.58
LV426477 | LV426477 | Disjuntor NSXm 50kA TM100D 4P/4d ligação | 482.58
LV426478 | LV426478 | Disjuntor NSXm 50kA TM125D 4P/4d ligação | 665.64
LV426479 | LV426479 | Disjuntor NSXm 50kA TM160D 4P/4d ligação | 877.42
LV426500 | LV426500 | Disjuntor NSXm 70kA TM16D 3P EverLink | 371.61
LV426501 | LV426501 | Disjuntor NSXm 70kA TM25D 3P EverLink | 371.61
LV426502 | LV426502 | Disjuntor NSXm 70kA TM32D 3P EverLink | 371.61
LV426503 | LV426503 | Disjuntor NSXm 70kA TM40D 3P EverLink | 371.61
LV426504 | LV426504 | Disjuntor NSXm 70kA TM50D 3P EverLink | 371.61
LV426505 | LV426505 | Disjuntor NSXm 70kA TM63D 3P EverLink | 371.61
LV426506 | LV426506 | Disjuntor NSXm 70kA TM80D 3P EverLink | 399.99
LV426507 | LV426507 | Disjuntor NSXm 70kA TM100D 3P EverLink | 399.99
LV426508 | LV426508 | Disjuntor NSXm 70kA TM125D 3P EverLink | 554.84
LV426509 | LV426509 | Disjuntor NSXm 70kA TM160D 3P EverLink | 701.57
LV426510 | LV426510 | Disjuntor NSXm 70kA TM16D 4P/3d EverLink | 451.61
LV426511 | LV426511 | Disjuntor NSXm 70kA TM25D 4P/3d EverLink | 451.61
LV426512 | LV426512 | Disjuntor NSXm 70kA TM32D 4P/3d EverLink | 451.61
LV426513 | LV426513 | Disjuntor NSXm 70kA TM40D 4P/3d EverLink | 451.61
LV426514 | LV426514 | Disjuntor NSXm 70kA TM50D 4P/3d EverLink | 451.61
LV426515 | LV426515 | Disjuntor NSXm 70kA TM63D 4P/3d EverLink | 451.61
LV426516 | LV426516 | Disjuntor NSXm 70kA TM80D 4P/3d EverLink | 518.72
LV426517 | LV426517 | Disjuntor NSXm 70kA TM100D 4P/3d EverLin | 518.72
LV426518 | LV426518 | Disjuntor NSXm 70kA TM125D 4P/3d EverLin | 735.48
LV426519 | LV426519 | Disjuntor NSXm 70kA TM160D 4P/3d EverLin | 898.06
LV426520 | LV426520 | Disjuntor NSXm 70kA TM16D 4P/4d EverLink | 485.16
LV426521 | LV426521 | Disjuntor NSXm 70kA TM25D 4P/4d EverLink | 485.16
LV426522 | LV426522 | Disjuntor NSXm 70kA TM32D 4P/4d EverLink | 485.16
LV426523 | LV426523 | Disjuntor NSXm 70kA TM40D 4P/4d EverLink | 485.16
LV426524 | LV426524 | Disjuntor NSXm 70kA TM50D 4P/4d EverLink | 485.16
LV426525 | LV426525 | Disjuntor NSXm 70kA TM63D 4P/4d EverLink | 485.16
LV426526 | LV426526 | Disjuntor NSXm 70kA TM80D 4P/4d EverLink | 549.68
LV426527 | LV426527 | Disjuntor NSXm 70kA TM100D 4P/4d EverLin | 549.68
LV426528 | LV426528 | Disjuntor NSXm 70kA TM125D 4P/4d EverLin | 774.2
LV426529 | LV426529 | Disjuntor NSXm 70kA TM160D 4P/4d EverLin | 990.97
LV426550 | LV426550 | Disjuntor NSXm 70kA TM16D 3P ligação a p | 371.61
LV426551 | LV426551 | Disjuntor NSXm 70kA TM25D 3P ligação a p | 371.61
LV426552 | LV426552 | Disjuntor NSXm 70kA TM32D 3P ligação a p | 371.61
LV426553 | LV426553 | Disjuntor NSXm 70kA TM40D 3P ligação a p | 371.61
LV426554 | LV426554 | Disjuntor NSXm 70kA TM50D 3P ligação a p | 371.61
LV426555 | LV426555 | Disjuntor NSXm 70kA TM63D 3P ligação a p | 371.61
LV426556 | LV426556 | Disjuntor NSXm 70kA TM80D 3P ligação a p | 399.99
LV426557 | LV426557 | Disjuntor NSXm 70kA TM100D 3P ligação a | 399.99
LV426558 | LV426558 | Disjuntor NSXm 70kA TM125D 3P ligação a | 554.84
LV426559 | LV426559 | Disjuntor NSXm 70kA TM160D 3P ligação a | 701.57
LV426560 | LV426560 | Disjuntor NSXm 70kA TM16D 4P/3d ligação | 451.61
LV426561 | LV426561 | Disjuntor NSXm 70kA TM25D 4P/3d ligação | 451.61
LV426562 | LV426562 | Disjuntor NSXm 70kA TM32D 4P/3d ligação | 451.61
LV426563 | LV426563 | Disjuntor NSXm 70kA TM40D 4P/3d ligação | 451.61
LV426564 | LV426564 | Disjuntor NSXm 70kA TM50D 4P/3d ligação | 451.61
LV426565 | LV426565 | Disjuntor NSXm 70kA TM63D 4P/3d ligação | 451.61
LV426566 | LV426566 | Disjuntor NSXm 70kA TM80D 4P/3d ligação | 518.72
LV426567 | LV426567 | Disjuntor NSXm 70kA TM100D 4P/3d ligação | 518.72
LV426568 | LV426568 | Disjuntor NSXm 70kA TM125D 4P/3d ligação | 735.48
LV426569 | LV426569 | Disjuntor NSXm 70kA TM160D 4P/3d ligação | 898.06
LV426570 | LV426570 | Disjuntor NSXm 70kA TM16D 4P/4d ligação | 485.16
LV426571 | LV426571 | Disjuntor NSXm 70kA TM25D 4P/4d ligação | 485.16
LV426572 | LV426572 | Disjuntor NSXm 70kA TM32D 4P/4d ligação | 485.16
LV426573 | LV426573 | Disjuntor NSXm 70kA TM40D 4P/4d ligação | 485.16
LV426574 | LV426574 | Disjuntor NSXm 70kA TM50D 4P/4d ligação | 485.16
LV426575 | LV426575 | Disjuntor NSXm 70kA TM63D 4P/4d ligação | 485.16
LV426576 | LV426576 | Disjuntor NSXm 70kA TM80D 4P/4d ligação | 549.68
LV426577 | LV426577 | Disjuntor NSXm 70kA TM100D 4P/4d ligação | 549.68
LV426578 | LV426578 | Disjuntor NSXm 70kA TM125D 4P/4d ligação | 774.2
LV426579 | LV426579 | Disjuntor NSXm 70kA TM160D 4P/4d ligação | 990.97
LV426600 | LV426600 | Interruptor NSXm 50NNA 3P Elink | 195.22
LV426601 | LV426601 | Interruptor NSXm 100NA 3P Elink | 229.67
LV426602 | LV426602 | Interruptor NSXm 160NA 3P Elink | 378.98
LV426610 | LV426610 | Interruptor NSXm 50NA 4P Elink | 263.56
LV426611 | LV426611 | Interruptor NSXm 100NA 4P Elink | 310.07
LV426612 | LV426612 | Interruptor NSXm 160NA 4P Elink | 511.61
LV426650 | LV426650 | Interruptor NSXm 50NA 3P ligação a paraf | 195.22
LV426651 | LV426651 | Interruptor NSXm 100NA 3P ligação a para | 229.67
LV426652 | LV426652 | Interruptor NSXm 160NA 3P ligação a para | 378.98
LV426660 | LV426660 | Interruptor NSXm 50NA 4P ligação a paraf | 263.56
LV426661 | LV426661 | Interruptor NSXm 100NA 4P ligação a para | 310.07
LV426662 | LV426662 | Interruptor NSXm 160NA 4P ligação a para | 511.61
LV426700 | LV426700 | Disjuntor diferencial NSXm 16kA Vigi 25A | 870.37
LV426701 | LV426701 | Disjuntor diferencial NSXm 16kA Vigi 50A | 918.98
LV426702 | LV426702 | Disjuntor diferencial NSXm 16kA Vigi 100 | 967.08
LV426703 | LV426703 | Disjuntor diferencial NSXm 16kA Vigi 160 | 1257.18
LV426705 | LV426705 | Disjuntor diferencial NSXm 16kA Vigi 25A | 983.53
LV426706 | LV426706 | Disjuntor diferencial NSXm 16kA Vigi 50A | 1038.15
LV426707 | LV426707 | Disjuntor diferencial NSXm 16kA Vigi 100 | 1092.79
LV426708 | LV426708 | Disjuntor diferencial NSXm 16kA Vigi 160 | 1420.63
LV426710 | LV426710 | Disjuntor diferencial NSXm 25kA Vigi 25A | 882.59
LV426711 | LV426711 | Disjuntor diferencial NSXm 25kA Vigi 50A | 931.62
LV426712 | LV426712 | Disjuntor diferencial NSXm 25kA Vigi 100 | 1010.08
LV426713 | LV426713 | Disjuntor diferencial NSXm 25kA Vigi 160 | 1274.85
LV426715 | LV426715 | Disjuntor diferencial NSXm 25kA Vigi 25A | 997.32
LV426716 | LV426716 | Disjuntor diferencial NSXm 25kA Vigi 50A | 1052.72
LV426717 | LV426717 | Disjuntor diferencial NSXm 25kA Vigi 100 | 1108.14
LV426718 | LV426718 | Disjuntor diferencial NSXm 25kA Vigi 160 | 1440.58
LV426720 | LV426720 | Disjuntor diferencial NSXm 36kA Vigi 25A | 901.79
LV426721 | LV426721 | Disjuntor diferencial NSXm 36kA Vigi 50A | 951.9
LV426722 | LV426722 | Disjuntor diferencial NSXm 36kA Vigi 100 | 1002
LV426723 | LV426723 | Disjuntor diferencial NSXm 36kA Vigi 160 | 1302.59
LV426725 | LV426725 | Disjuntor diferencial NSXm 36kA Vigi 25A | 1019.03
LV426726 | LV426726 | Disjuntor diferencial NSXm 36kA Vigi 50A | 1075.63
LV426727 | LV426727 | Disjuntor diferencial NSXm 36kA Vigi 100 | 1166.22
LV426728 | LV426728 | Disjuntor diferencial NSXm 36kA Vigi 160 | 1471.94
LV426730 | LV426730 | Disjuntor diferencial NSXm 50kA Vigi 25A | 924.51
LV426731 | LV426731 | Disjuntor diferencial NSXm 50kA Vigi 50A | 975.86
LV426732 | LV426732 | Disjuntor diferencial NSXm 50kA Vigi 100 | 1027.23
LV426733 | LV426733 | Disjuntor diferencial NSXm 50kA Vigi 160 | 1335.38
LV426735 | LV426735 | Disjuntor diferencial NSXm 50kA Vigi 25A | 1044.68
LV426736 | LV426736 | Disjuntor diferencial NSXm 50kA Vigi 50A | 1102.72
LV426737 | LV426737 | Disjuntor diferencial NSXm 50kA Vigi 100 | 1160.75
LV426738 | LV426738 | Disjuntor diferencial NSXm 50kA Vigi 160 | 1508.99
LV426740 | LV426740 | Disjuntor diferencial NSXm 70kA Vigi 25A | 948.95
LV426741 | LV426741 | Disjuntor diferencial NSXm 70kA Vigi 50A | 1001.67
LV426742 | LV426742 | Disjuntor diferencial NSXm 70kA Vigi 100 | 1054.38
LV426743 | LV426743 | Disjuntor diferencial NSXm 70kA Vigi 160 | 1370.7
LV426745 | LV426745 | Disjuntor diferencial NSXm 70kA Vigi 25A | 1104.49
LV426746 | LV426746 | Disjuntor diferencial NSXm 70kA Vigi 50A | 1131.88
LV426747 | LV426747 | Disjuntor diferencial NSXm 70kA Vigi 100 | 1191.46
LV426748 | LV426748 | Disjuntor diferencial NSXm 70kA Vigi 160 | 1548.89
LV426750 | LV426750 | Disjuntor diferencial NSXm 16kA Vigi 25A | 870.37
LV426751 | LV426751 | Disjuntor diferencial NSXm 16kA Vigi 50A | 918.72
LV426752 | LV426752 | Disjuntor diferencial NSXm 16kA Vigi 100 | 967.08
LV426753 | LV426753 | Disjuntor diferencial NSXm 16kA Vigi 160 | 1257.18
LV426755 | LV426755 | Disjuntor diferencial NSXm 16kA Vigi 25A | 1013.03
LV426756 | LV426756 | Disjuntor diferencial NSXm 16kA Vigi 50A | 1038.15
LV426757 | LV426757 | Disjuntor diferencial NSXm 16kA Vigi 100 | 1092.79
LV426758 | LV426758 | Disjuntor diferencial NSXm 16kA Vigi 160 | 1420.63
LV426760 | LV426760 | Disjuntor diferencial NSXm 25kA Vigi 25A | 882.59
LV426761 | LV426761 | Disjuntor diferencial NSXm 25kA Vigi 50A | 931.62
LV426762 | LV426762 | Disjuntor diferencial NSXm 25kA Vigi 100 | 980.66
LV426763 | LV426763 | Disjuntor diferencial NSXm 25kA Vigi 160 | 1274.85
LV426765 | LV426765 | Disjuntor diferencial NSXm 25kA Vigi 25A | 997.32
LV426766 | LV426766 | Disjuntor diferencial NSXm 25kA Vigi 50A | 1052.72
LV426767 | LV426767 | Disjuntor diferencial NSXm 25kA Vigi 100 | 1141.39
LV426768 | LV426768 | Disjuntor diferencial NSXm 25kA Vigi 160 | 1440.58
LV426770 | LV426770 | Disjuntor diferencial NSXm 36kA Vigi 25A | 901.79
LV426771 | LV426771 | Disjuntor diferencial NSXm 36kA Vigi 50A | 951.9
LV426772 | LV426772 | Disjuntor diferencial NSXm 36kA Vigi 100 | 1002
LV426773 | LV426773 | Disjuntor diferencial NSXm 36kA Vigi 160 | 1302.59
LV426775 | LV426775 | Disjuntor diferencial NSXm 36kA Vigi 25A | 1019.03
LV426776 | LV426776 | Disjuntor diferencial NSXm 36kA Vigi 50A | 1075.63
LV426777 | LV426777 | Disjuntor diferencial NSXm 36kA Vigi 100 | 1132.26
LV426778 | LV426778 | Disjuntor diferencial NSXm 36kA Vigi 160 | 1471.94
LV426780 | LV426780 | Disjuntor diferencial NSXm 50kA Vigi 25A | 924.51
LV426781 | LV426781 | Disjuntor diferencial NSXm 50kA Vigi 50A | 975.86
LV426782 | LV426782 | Disjuntor diferencial NSXm 50kA Vigi 100 | 1027.23
LV426783 | LV426783 | Disjuntor diferencial NSXm 50kA Vigi 160 | 1335.38
LV426785 | LV426785 | Disjuntor diferencial NSXm 50kA Vigi 25A | 1044.68
LV426786 | LV426786 | Disjuntor diferencial NSXm 50kA Vigi 50A | 1102.72
LV426787 | LV426787 | Disjuntor diferencial NSXm 50kA Vigi 100 | 1160.75
LV426788 | LV426788 | Disjuntor diferencial NSXm 50kA Vigi 160 | 1508.99
LV426790 | LV426790 | Disjuntor diferencial NSXm 70kA Vigi 25A | 948.95
LV426791 | LV426791 | Disjuntor diferencial NSXm 70kA Vigi 50A | 1001.67
LV426792 | LV426792 | Disjuntor diferencial NSXm 70kA Vigi 100 | 1054.38
LV426793 | LV426793 | Disjuntor diferencial NSXm 70kA Vigi 160 | 1370.7
LV426795 | LV426795 | Disjuntor diferencial NSXm 70kA Vigi 25A | 1072.32
LV426796 | LV426796 | Disjuntor diferencial NSXm 70kA Vigi 50A | 1131.88
LV426797 | LV426797 | Disjuntor diferencial NSXm 70kA Vigi 100 | 1191.46
LV426798 | LV426798 | Disjuntor diferencial NSXm 70kA Vigi 160 | 1548.89
LV426801 | LV426801 | Bobina MN 24V AC/DC (NSXm) | 188.66
LV426802 | LV426802 | Bobina MN 48V AC/DC (NSXm) | 188.66
LV426803 | LV426803 | Bobina MN 110-130V AC/DC (NSXm) | 188.66
LV426804 | LV426804 | Bobina MN 208-240V 50/60Hz (NSXm) | 188.66
LV426805 | LV426805 | MN 277 V 60Hz | 188.66
LV426806 | LV426806 | Bobina MN 380-415V 50Hz (NSXm) | 188.66
LV426807 | LV426807 | MN 440...480 V 60 Hz | 188.66
LV426815 | LV426815 | Bobina MN 250V DC (NSXm) | 188.66
LV426821 | LV426821 | Bobina MN pré-cablada 24V AC/DC (NSXm) | 194.82
LV426822 | LV426822 | Bobina MN pré-cablada 48V AC/DC (NSXm) | 194.82
LV426823 | LV426823 | Bobina MN pré-cablada 110-130V AC/DC (NS | 194.82
LV426824 | LV426824 | Bobina MN pré-cablada 208-240V 50/60Hz ( | 194.82
LV426825 | LV426825 | MN pré cablada 277 V 60Hz | 194.82
LV426826 | LV426826 | Bobina MN pré-cablada 380-415V 50Hz for | 194.82
LV426827 | LV426827 | MN pré cablada 440...480 V 60 Hz | 194.82
LV426835 | LV426835 | Bobina MN pré-cablada 250V DC (NSXm) | 194.82
LV426841 | LV426841 | Bobina MX 24V 50/60Hz (NSXm) | 126.74
LV426842 | LV426842 | Bobina MX 48V 50/60Hz (NSXm) | 126.74
LV426843 | LV426843 | Bobina MX 110-130V 50/60Hz (NSXm) | 126.74
LV426844 | LV426844 | Bobina MX 208-277V 50/60Hz (NSXm) | 126.74
LV426846 | LV426846 | Bobina MX 380-480V 50Hz (NSXm) | 126.74
LV426861 | LV426861 | Bobina MX pré-cablada 24V AC/DC (NSXm) | 133.73
LV426862 | LV426862 | Bobina MX pré-cablada 48V AC/DC (NSXm) | 133.73
LV426863 | LV426863 | Bobina MX pré-cablada 110-130V AC/DC (NS | 133.73
LV426864 | LV426864 | Bobina MX pré-cablada 208-277V AC/DC (NS | 133.73
LV426866 | LV426866 | Bobina MX pré-cablada 380-480V AC (NSXm) | 133.73
LV426900 | LV426900 | Módulo SDx para ELCB Micrologic 4.1 (NSX | 274.52
LV426905 | LV426905 | Encravamento de punho fixo ON/OFF (NSXm) | 32.41
LV426906 | LV426906 | Encravamento de punho fixo OFF (NSXm) | 32.41
LV426912 | LV426912 | Tapa bornes longo para 3P (NSXm) | 23.43
LV426913 | LV426913 | Tapa bornes longo para 4P (NSXm) | 32.79
LV426920 | LV426920 | 6 separadores de fase (NSXm) | 10.64
LV426922 | LV426922 | 2 ecrãs isolantes para disjuntor de 3P ( | 9.77
LV426923 | LV426923 | 3 ecrãs isolantes para disjuntor de 4P ( | 14.45
LV426930 | LV426930 | Comando rotativo direto preto (NSXm) | 94.23
LV426931 | LV426931 | Comando rotativo direto vermelho e amare | 98.98
LV426932 | LV426932 | Comando rotativo prolongado preto (NSXm) | 179.32
LV426933 | LV426933 | Comando rotativo prolongado vermelho e a | 222.37
LV426934 | LV426934 | Comando rotativo prolongado vermelho e a | 175.71
LV426935 | LV426935 | comando prolongado lateral preto com IP5 | 104.73
LV426936 | LV426936 | comando prolongado lateral vermelho e am | 106.78
LV426937 | LV426937 | Operador do eixo da porta aberta | 77.77
LV426940 | LV426940 | 3 Placas espaçadoras em passos de 27 a 3 | 35.14
LV426941 | LV426941 | 4 Placas espaçadoras em passos de 27 a 3 | 47.43
LV426950 | LV426950 | Contacto auxiliar OF/SD (NSXm) | 53.6
LV426951 | LV426951 | Contacto OF pré cablado com cabo de 1m ( | 61.05
LV426952 | LV426952 | Contacto SD pré cablado com cabo de 1m ( | 61.05
LV426960 | LV426960 | 3 Bornes de compressão com porcas e para | 19.53
LV426961 | LV426961 | 4 Bornes de compressão com porcas e para | 28.29
LV426966 | LV426966 | 2 Bornes Al 2,5 a 70mm² | 27.15
LV426967 | LV426967 | 3 Bornes ?125A Cu ou Al | 32.48
LV426970 | LV426970 | 3 Ligadores Everlink com fio terminal de | 39.04
LV426971 | LV426971 | 4 Ligadores Everlink com fio terminal de | 51.93
LV426976 | LV426976 | 3 TER.CABO RIGIDO AL 120 | Sob Consulta
LV426977 | LV426977 | 4 TER.CABO RIGIDO AL 120 | Sob Consulta
LV426978 | LV426978 | 3 terminais rigido 70mm2 /50mm2 ?exível | 38.01
LV426979 | LV426979 | 4 terminais rigido 70mm2 /50mm2 ?exível | 50.24
LV426980 | LV426980 | 3 Terminais para cabos de cobre rigido d | 25.59
LV426981 | LV426981 | 4 Terminais para cabos de cobre rigido d | 33.97
LV426982 | LV426982 | 3 Terminais para cabos de cobre rigido d | 27.33
LV426983 | LV426983 | 4 Terminais para cabos de cobre rigido d | 39.6
LV426984 | LV426984 | 3 Terminais para cabos de alumínio rigid | 70.28
LV426985 | LV426985 | 4 Terminais para cabos de alumínio rigid | 93.48
LV426990 | LV426990 | 6 parafusos com binário pré-definido 9N. | 39.04
LV426991 | LV426991 | 8 parafusos com binário pré-definido 9N. | 51.93
LV426992 | LV426992 | 6 parafusos com binário pré-definido 5N. | 39.04
LV426993 | LV426993 | 8 parafusos com binário pré-definido 5N. | 51.93
LV426997 | LV426997 | C. PUNHO PRETO COM IP54 | Sob Consulta
LV426998 | LV426998 | C. PUNHO VERM IP54 | Sob Consulta
LV426999 | LV426999 | C. PUNHO VERM IP65 | Sob Consulta
LV428941 | LV428941 | COM.ROT.PROL.FRONTAL STD INS40/160 | 44.83
LV428942 | LV428942 | COM.ROT.PROL.FRONTAL VERM. INS40/160 | 44.83
LV429003 | LV429003 | NSX100F 3P SD | 179.19
LV429004 | LV429004 | NSX100H 3P SD | 287.71
LV429005 | LV429005 | NSX100L 3P SD | 722.81
LV429006 | LV429006 | NSX100N 3P SD | 221.13
LV429008 | LV429008 | NSX100F 4P SD | 241.55
LV429009 | LV429009 | NSX100H 4P SD | 375.4
LV429010 | LV429010 | NSX100L 4P SD | 907.17
LV429011 | LV429011 | NSX100N 4P SD | 302.54
LV429014 | LV429014 | NSX100B 3P SD | 148.73
LV429015 | LV429015 | NSX100B 4P SD | 200.49
LV429018 | LV429018 | NSX100S 3P SD | 417.35
LV429019 | LV429019 | NSX100S 4P SD | 526.52
LV429020 | LV429020 | TM100D 3P2D (NSX100) | 102.32
LV429021 | LV429021 | TM80D 3P2D NSX100-250 | 102.32
LV429022 | LV429022 | TM63D 3P2D (NSX) | 77.37
LV429023 | LV429023 | TM50D 3P2D (NSX) | 65.48
LV429024 | LV429024 | TM40D 3P2D (NSX) | 65.08
LV429027 | LV429027 | TM16D 3P2D | 65.08
LV429030 | LV429030 | TM100D 3P3D (NSX100) | 126.65
LV429031 | LV429031 | TM80D 3P3D (NSX100) | 120.6
LV429032 | LV429032 | TM63D 3P3D (NSX) | 95.28
LV429033 | LV429033 | TM50D 3P3D (NSX) | 94.32
LV429034 | LV429034 | TM40D 3P3D (NSX) | 94.32
LV429035 | LV429035 | TM32D 3P3D (NSX) | 91.6
LV429036 | LV429036 | TM25D 3P3D (NSX) | 91.6
LV429037 | LV429037 | TM16D 3P3D (NSX) | 91.6
LV429040 | LV429040 | TM100D 4P3D (NSX100) | 164.15
LV429041 | LV429041 | TM80D 4P3D (NSX100) | 157.81
LV429042 | LV429042 | TM63D 4P3D (NSX) | 92.29
LV429043 | LV429043 | TM50D 4P3D (NSX) | 92.29
LV429044 | LV429044 | TM40D 4P3D (NSX) | 92.29
LV429045 | LV429045 | TM32D 4P3D (NSX) | 91.44
LV429046 | LV429046 | TM25D 4P3D (NSX) | 91.44
LV429047 | LV429047 | TM16D 4P3D (NSX) | 91.44
LV429050 | LV429050 | TM100D 4P4D (NSX100) | 196.18
LV429051 | LV429051 | TM80D 4P4D (NSX100) | 186.81
LV429052 | LV429052 | TM63D 4P4D (NSX) | 130.17
LV429053 | LV429053 | TM50D 4P4D (NSX) | 127.62
LV429054 | LV429054 | TM40D 4P4D (NSX) | 127.62
LV429055 | LV429055 | TM32D 4P4D (NSX) | 123.98
LV429056 | LV429056 | TM25D 4P4D (NSX) | 123.98
LV429057 | LV429057 | TM16D 4P4D (NSX) | 123.98
LV429070 | LV429070 | Micrologic 2.2 100A 3P3D (NSX) | 275.53
LV429072 | LV429072 | Micrologic 2.2 40A 3P3D (NSX) | 245.11
LV429075 | LV429075 | Micrologic 2.2 G 100A 3P3D (NSX) | 588.06
LV429076 | LV429076 | Micrologic 2.2 G 40A 3P3D (NSX) | 455.78
LV429080 | LV429080 | Micrologic 2.2 100A 4P4D (NSX) | 296.57
LV429082 | LV429082 | Micrologic 2.2 40A 4P4D (NSX) | 280.38
LV429085 | LV429085 | Micrologic 2.2 G 100A 4P4D (NSX) | 500.1
LV429086 | LV429086 | Micrologic 2.2 G 40A 4P4D (NSX) | 500.1
LV429089 | LV429089 | Micrologic 5.2 A-Z 100A 3P3D (NSX) | 688.12
LV429090 | LV429090 | Micrologic 5.2 A 100A 3P3D (NSX) | 706.33
LV429091 | LV429091 | Micrologic 5.2 A 40A 3P3D (NSX) | 688.12
LV429095 | LV429095 | Micrologic 5.2 E 100A 3P3D (NSX) | 808.41
LV429096 | LV429096 | Micrologic 5.2 E 40A 3P3D (NSX) | 760.61
LV429100 | LV429100 | Micrologic 5.2 A 100A 4P4D (NSX) | 806.54
LV429101 | LV429101 | Micrologic 5.2 A 40A 4P4D (NSX) | 700.9
LV429105 | LV429105 | Micrologic 5.2 E 100A 4P4D (NSX) | 891.75
LV429106 | LV429106 | Micrologic 5.2 E 40A 4P4D (NSX) | 810.64
LV429110 | LV429110 | Micrologic 6.2 A 100A 3P3D (NSX) | 852.11
LV429111 | LV429111 | Micrologic 6.2 A 40A 3P3D (NSX) | 824.83
LV429115 | LV429115 | MICROLOGIC 6.2 A 100A 3P3D (NSX) | 852.23
LV429116 | LV429116 | Micrologic 6.2 E 40A 3P3D (NSX) | 877.62
LV429120 | LV429120 | MA100 3P3D (NSX) | 89.64
LV429121 | LV429121 | MA50 3P3D (NSX) | 89.64
LV429122 | LV429122 | MA25 3P3D (NSX) | 88.76
LV429123 | LV429123 | MA12,5 3P3D (NSX) | 91.83
LV429124 | LV429124 | MA6,3 3P3D (NSX) | 121.93
LV429125 | LV429125 | MA2,5 3P3D (NSX) | 88.4
LV429130 | LV429130 | MA100 4P3D (NSX) | 156.61
LV429135 | LV429135 | Micrologic 6.2 A 100A 4P4D (NSX) | 960.18
LV429136 | LV429136 | Micrologic 6.2 A 40A 4P4D (NSX) | 837.26
LV429140 | LV429140 | Micrologic 6.2 E 100A 4P4D (NSX) | 997.1
LV429141 | LV429141 | Micrologic 6.2 E 40A 4P4D (NSX) | 898.46
LV429152 | LV429152 | TM63G 3P3D (NSX) | 128.55
LV429153 | LV429153 | TM40G 3P3D (NSX) | 128.55
LV429154 | LV429154 | TM25G 3P3D (NSX) | 128.55
LV429155 | LV429155 | TM16G 3P3D (NSX) | 128.55
LV429162 | LV429162 | TM63G 4P4D (NSX) | 166.49
LV429163 | LV429163 | TM40G 4P4D (NSX) | 166.49
LV429164 | LV429164 | TM25G 4P4D (NSX) | 166.49
LV429165 | LV429165 | TM16G 4P4D (NSX) | 166.49
LV429170 | LV429170 | Micrologic 2.2 M 100A 3P3D (NSX) | 286.83
LV429172 | LV429172 | Micrologic 2.2 M 50A 3P3D (NSX) | 292.59
LV429174 | LV429174 | Micrologic 2.2 M 25A 3P3D (NSX) | 285.41
LV429180 | LV429180 | Micrologic 6.2 E-M 80A 3P3D (NSX) | 1098.92
LV429182 | LV429182 | Micrologic 6.2 E-M 50A 3P3D (NSX) | 1096.34
LV429184 | LV429184 | Micrologic 6.2 E-M 25A 3P3D (NSX) | 1096.34
LV429210 | LV429210 | Vigi MH 3P 200-440V CA NSX100-160 | 787.71
LV429211 | LV429211 | Vigi MH 4P 200-440V CA 0,03-10A NSX100 | 803.17
LV429212 | LV429212 | Vigi ME 3P 200-440V CA NSX100-160 | 485.28
LV429213 | LV429213 | Vigi ME 4P 200-440V CA NSX100-160 | 492.82
LV429214 | LV429214 | Adap. bloco Vigi 4P para ap. 3P NSX100 | 53.85
LV429215 | LV429215 | Vigi MH 3P 440-550V CA 0,03-10A NSX100 | 775.67
LV429216 | LV429216 | Vigi MH 4P 440-550V CA 0,03-10A NSX100 | 814.11
LV429218 | LV429218 | 3 bornes 2x 50-120mm² + separ. de fases | 85.09
LV429219 | LV429219 | 4 bornes 2x 50-120mm² + separ. de fases | 110.6
LV429221 | LV429221 | 3 placas duplo L + separ. de fases NSX1 | 31.16
LV429222 | LV429222 | 4 placas duplo L + separ. de fases NSX1 | 40.9
LV429223 | LV429223 | 3 placas prolongadoras 45° + separ. de f | 37.32
LV429224 | LV429224 | 4 placas prolongadoras 45° + separ. de f | 48.5
LV429226 | LV429226 | 1 lote de 10 etiquetas de identificaCAo | 47.2
LV429227 | LV429227 | 3 bornes 1x 25-95mm² (NSX INV/INS) | 49.98
LV429228 | LV429228 | 4 bornes 1x 25-95mm² (NSX INV/INS) | 61.78
LV429234 | LV429234 | 12 porca + parafusos M6 TAF (NSX100) | 49.73
LV429235 | LV429235 | 2 TAT curtas (NSX INV/INS) | 43.13
LV429236 | LV429236 | 2 TAT longas (NSX INV/INS) | 47.03
LV429241 | LV429241 | 10 agrafes para bornes (NSX INV/INS) | 104.09
LV429242 | LV429242 | 3 bornes aCo 1x 1,5-95mm² NSX100-250 IN | 20.58
LV429243 | LV429243 | 4 bornes aCo 1x 1,5-95mm² NSX100-250 IN | 27.15
LV429248 | LV429248 | 3 bornes 6x 1,5-35mm² + separ. de fases | 123.32
LV429249 | LV429249 | 4 bornes 6x 1,5-35mm² + separ. de fases | 161.26
LV429252 | LV429252 | 3 terminais CU 120mm² + separ. de fases | 37.72
LV429253 | LV429253 | 3 terminais CU 150mm² + separ. de fases | 39.71
LV429254 | LV429254 | 3 terminais CU 185mm² + separ. de fases | 54.76
LV429256 | LV429256 | 4 terminais CU 120mm² + separ. de fases | 50.46
LV429257 | LV429257 | 4 terminais CU 150mm² + separ. de fases | 52.97
LV429258 | LV429258 | 4 terminais CU 185mm² + separ. de fases | 66.65
LV429259 | LV429259 | 3 bornes 1x 120-185mm² (NSX INV/INS) | 35.76
LV429260 | LV429260 | 4 bornes 1x 120-185mm² (NSX INV/INS) | 47.05
LV429261 | LV429261 | 3 placas esquadria + separ. de fases NS | 29.09
LV429262 | LV429262 | 4 placas esquadria + separ. de fases NS | 36.46
LV429263 | LV429263 | 3 placas prolongadoras + separ. de fases | 29.09
LV429264 | LV429264 | 4 placas prolongadoras + separ. de fases | 36.78
LV429265 | LV429265 | Base extraível 2P (NSX) | 163.99
LV429266 | LV429266 | Base extraível 3P (NSX) | 163.35
LV429267 | LV429267 | Base extraível 4P (NSX) | 217.22
LV429268 | LV429268 | 2 espigões Base extraível (NSX) | 22.12
LV429269 | LV429269 | 2 espigões Vigi Base extraível (NSX) | 41.5
LV429270 | LV429270 | Percutor pré-disparo (NSX) | 19.73
LV429271 | LV429271 | 2 obturadores IP40 para Base (NSX) | 25.51
LV429272 | LV429272 | Ficha extraível 9 fios (NSX100-630) | 123.62
LV429273 | LV429273 | 1 bloco fixo 9 fios para Base NSX100-63 | 33.75
LV429274 | LV429274 | 1 bloco mOvel 9 fios para Disjuntor NSX | 33.75
LV429275 | LV429275 | 1 suporte para 2 blocos móveis (NSX) | 36.41
LV429276 | LV429276 | 2 placas longas isoladas para base NSX1 | 60.68
LV429282 | LV429282 | Chassis parte fixa para base 3P-4P NSX1 | 206.76
LV429283 | LV429283 | Chassis parte mOvel para disjuntor 3P-4P | 146.03
LV429284 | LV429284 | Moldura de porta para aparelho extraivel | 33.35
LV429285 | LV429285 | Moldura de porta para bloco Vigi -chassi | 33.35
LV429286 | LV429286 | Disposotivo de encravamento chassis sem | 81.51
LV429287 | LV429287 | 2 contactos de posiCAo encaixado-extra | 95.05
LV429289 | LV429289 | KIT EXT SOBRE BASE 3P | 296.55
LV429290 | LV429290 | KIT EXT SOBRE BASE 4P | 384.46
LV429291 | LV429291 | KIT VIGI EXT SOBR BASE 3P | 356.78
LV429292 | LV429292 | KIT VIGI EXT SOBR BASE 4P | 453.68
LV429305 | LV429305 | Adaptador calha DIN (NSX) | 81.4
LV429306 | LV429306 | Adaptador para base 3P (NSX) | 35.49
LV429307 | LV429307 | Adaptador para base 4P (NSX) | 46.12
LV429308 | LV429308 | 3 placas de canto + separ. de fases NSX | 33
LV429309 | LV429309 | 4 placas de canto + separ. de fases NSX | 42.97
LV429312 | LV429312 | Saco de parafusos para Compact NSX100-2 | 7.01
LV429313 | LV429313 | 10 prolongadores de punho (NSX) | 52.4
LV429316 | LV429316 | Moldura de porta IP 40 para bloco Vigi | 15.44
LV429317 | LV429317 | Moldura de porta IP 40 todo tipo de coma | 22.56
LV429318 | LV429318 | Moldura de porta IP 40 para boco Vigi ou | 50.05
LV429319 | LV429319 | Lote estanquecidade comando manual IP43 | 70.51
LV429325 | LV429325 | Indicador presenCa de tensAo 220-550V CA | 98.76
LV429329 | LV429329 | 6 separadores de fase (NSX INV/INS) | 22.29
LV429330 | LV429330 | 2 paineis isolantes 3P passo 45 mm NSX1 | 20.26
LV429331 | LV429331 | 2 paineis isolantes 4P passo 45 mm NS | 20.26
LV429337 | LV429337 | Comando rotativo directo standard NSX10 | 94.75
LV429338 | LV429338 | Comando rotativo prolongado standard NS | 176.73
LV429339 | LV429339 | Comando rotativo directo vermelho-amarel | 97.56
LV429340 | LV429340 | Comando rotativo prolongado vermelho-ama | 219.16
LV429341 | LV429341 | AccessOrio conversAo CCM comando rotativ | 45.9
LV429342 | LV429342 | AccessOrio conversAo CNOMO comando rotat | 75.5
LV429343 | LV429343 | Comando rotativo telescOpico, veio de 50 | 166.24
LV429344 | LV429344 | Dispositivo de encravamento comando rota | 32.09
LV429345 | LV429345 | 1 contacto avanço à abertura (NSX) | 88.49
LV429346 | LV429346 | 2 contactos avanço ao fecho (NSX) | 72.26
LV429348 | LV429348 | 10 tomadas de tensAo para bornes 185mm2 | 11.53
LV429354 | LV429354 | Encravamento mecAnico comando directo N | 167.26
LV429358 | LV429358 | ACES. LIGACAO A JUSANTE 3P (NS) | 383.26
LV429359 | LV429359 | ACES. LIGACAO A JUSANTE 4P (NS) | 441.24
LV429369 | LV429369 | Encravamento mecAnico comando rotativo | 174.89
LV429371 | LV429371 | Encravamento fixo 3 cadeados (NSX) | 52.4
LV429375 | LV429375 | AccessOrios de selagem NS80-NSX630 INV | 35.38
LV429382 | LV429382 | Bobina MX 12V CC NSX100-630 | 118.98
LV429383 | LV429383 | Bobina MX 60V CC NSX100-630 | 118.98
LV429384 | LV429384 | Bobina MX 24V 50/60Hz NSX100-630 | 118.98
LV429385 | LV429385 | Bobina MX 48V 50/60Hz NSX100-630 | 118.98
LV429386 | LV429386 | Bobina MX 110-130V 50/60Hz NSX100-630 | 118.98
LV429387 | LV429387 | Bobina MX 220-240V 50-60Hz 208-277V 60Hz | 118.98
LV429388 | LV429388 | Bobina MX 380-415V 50-60Hz 440-480V 60Hz | 118.98
LV429389 | LV429389 | Bobina MX 525V 50Hz 600V 60Hz NSX100-630 | 118.98
LV429390 | LV429390 | Bobina MX 24V CC NSX100-630 | 118.98
LV429391 | LV429391 | Bobina MX 30V CC NSX100-630 | 118.98
LV429392 | LV429392 | Bobina MX 48V CC NSX100-630 | 118.98
LV429393 | LV429393 | Bobina MX 125V CC NSX100-630 | 118.98
LV429394 | LV429394 | Bobina MX 250V CC NSX100-630 | 118.98
LV429402 | LV429402 | Bobina MN 12V CC NSX100-630 | 185.94
LV429403 | LV429403 | Bobina MN 60V CC NSX100-630 | 185.94
LV429404 | LV429404 | Bobina MN 24V 50/60Hz NSX100-630 | 185.94
LV429405 | LV429405 | Bobina MN 48V 50/60Hz NSX100-630 | 185.94
LV429406 | LV429406 | Bobina MN 110-130V 50/60Hz NSX100-630 | 185.94
LV429407 | LV429407 | Bobina MN 220-240V 50-60Hz 208-277V 60Hz | 185.94
LV429408 | LV429408 | Bobina MN 380-415V 50-60Hz 440-480V 60Hz | 185.94
LV429409 | LV429409 | Bobina MN 525V 50Hz 600V 60Hz NSX100-630 | 185.94
LV429410 | LV429410 | Bobina MN 24V CC NSX100-630 | 185.94
LV429411 | LV429411 | Bobina MN 30V CC NSX100-630 | 185.94
LV429412 | LV429412 | Bobina MN 48V CC NSX100-630 | 185.94
LV429413 | LV429413 | Bobina MN 125V CC NSX100-630 | 185.94
LV429414 | LV429414 | Bobina MN 250V CC NSX100-630 | 185.94
LV429424 | LV429424 | SDTAM 24-415V CA-CC Sinal defeito avan. | 207.32
LV429426 | LV429426 | Temporisador MN 48V CA 50-60Hz NSX100-6 | 233.71
LV429427 | LV429427 | Temporisador MN 220-240V CA 50-60Hz NSX8 | 217.22
LV429433 | LV429433 | Telecomando MT100-160 110-130V CA 50-60H | 426.32
LV429434 | LV429434 | Telecomando MT100-160 220-240V 50-60HZ 2 | 426.32
LV429435 | LV429435 | Telecomando MT100-160 380-415V 50-60HZ 4 | 426.32
LV429436 | LV429436 | Telecomando MT100-160 24-30V CC NSX100 | 587.57
LV429437 | LV429437 | Telecomando MT100-160 48-60V CC NSX100 | 587.57
LV429438 | LV429438 | Telecomando MT100-160 110-130V CC NSX10 | 587.57
LV429439 | LV429439 | Telecomando MT100-160 250V CC NSX100-16 | 587.57
LV429440 | LV429440 | Telecomando MT100-160 48-60V CA 50-60HZ | 426.32
LV429441 | LV429441 | Telecomando MT100-160 comunicante 220-24 | 1224.77
LV429449 | LV429449 | Encravamento telecomando com fechadura | 92.58
LV429451 | LV429451 | Adaptador SDE para unidades de disparo | 8.05
LV429455 | LV429455 | Bloco amperímetro 3P 100A (NSX) | 710.04
LV429456 | LV429456 | Bloco amperimetro 4P 100A NSX100-250 IN | 905.13
LV429457 | LV429457 | Bloco Transformador de Intensidade 100-5 | 565.91
LV429458 | LV429458 | Bloco Transformador de Intensidade 100-5 | 696.18
LV429459 | LV429459 | Bloco 3P vigilAncia de isolamento TNS-TT | 609.58
LV429460 | LV429460 | Bloco 4P vigilAncia de isolamento TNS-TT | 616.04
LV429461 | LV429461 | Bloco 3P TI 125-5A + prises de tension | 487.41
LV429462 | LV429462 | Bloco 4P TI 125-5A + prises de tension | 621.32
LV429465 | LV429465 | Q.ISOL.IP55 C.ROT.PROL. | 355.32
LV429466 | LV429466 | Q.ISOL.IP55 C.ROT.PR.VIGI | 399.08
LV429478 | LV429478 | Tampa transparente para Micrologic 5-6 | 17.8
LV429479 | LV429479 | TAMPA OPACA MIC5/6 (NSX) | Sob Consulta
LV429481 | LV429481 | Tampa transparente para Micrologic 2 e T | 17.8
LV429483 | LV429483 | Écran LCD Micrologic 5(NSX100/630) | 256.8
LV429484 | LV429484 | Écran LCD Micrologic 6(NSX100/630) | 256.8
LV429486 | LV429486 | Ecran LCD Micrologic 6.E-M NSX100-630 | 256.8
LV429502 | LV429502 | Base comando rotativo prolongado NSX100 | 148.87
LV429504 | LV429504 | 3 terminais AL 150mm² + separ. de fases | 71.92
LV429505 | LV429505 | 4 terminais AL 150mm² + separ. de fases | 90.86
LV429506 | LV429506 | 3 terminais AL 185mm² + separ. de fases | 93.82
LV429507 | LV429507 | 4 terminais AL 185mm² + separ. de fases | 120.8
LV429513 | LV429513 | 12 Parafusos com limite de aperto NSX10 | 37.11
LV429515 | LV429515 | 1 tapa bornes curto 3P (NSX) | 21.52
LV429516 | LV429516 | 1 tapa bornes curto 4P (NSX INV/INS) | 24.1
LV429517 | LV429517 | 1 tapa bornes longo 3P (NSX) | 25.06
LV429518 | LV429518 | 1 tapa bornes longo 4P (NSX INV/INS) | 26.62
LV429521 | LV429521 | TI neutro externo 25/100A (NSX 3P) | 353.88
LV429525 | LV429525 | Moldura de porta IP30 todo tipo de coman | 72.99
LV429526 | LV429526 | Moldura de porta IP30 acesso A unidade d | 34.62
LV429527 | LV429527 | Moldura de porta IP30 para bloco Vigi N | 79.28
LV429528 | LV429528 | Espelho NS para substituição (NSX) | 35.41
LV429532 | LV429532 | SDX módulo de saídas (NSX400/630) | 262.84
LV429540 | LV429540 | NSX100B TM100D 3P2D | 260.57
LV429541 | LV429541 | NSX100B TM80D 3P2D | 260.57
LV429542 | LV429542 | NSX100B TM63D 3P2D | 246.86
LV429543 | LV429543 | NSX100B TM50D 3P2D | 244.72
LV429544 | LV429544 | NSX100B TM40D 3P2D | 233.66
LV429545 | LV429545 | NSX100B TM32D 3P2D | 244.72
LV429546 | LV429546 | NSX100B TM25D 3P2D | 233.66
LV429547 | LV429547 | NSX100B TM16D 3P2D | 233.66
LV429550 | LV429550 | NSX100B TM100D 3P3D | 302.17
LV429551 | LV429551 | NSX100B TM80D 3P3D | 295.5
LV429552 | LV429552 | NSX100B TM63D 3P3D | 265.64
LV429553 | LV429553 | NSX100B TM50D 3P3D | 263.65
LV429554 | LV429554 | NSX100B TM40D 3P3D | 263.65
LV429555 | LV429555 | NSX100B TM32D 3P3D | 263.65
LV429556 | LV429556 | NSX100B TM25D 3P3D | 263.65
LV429557 | LV429557 | NSX100B TM16D 3P3D | 263.65
LV429560 | LV429560 | NSX100B TM100D 4P3D | 400.04
LV429561 | LV429561 | NSX100B TM80D 4P3D | 393.11
LV429562 | LV429562 | NSX100B TM63D 4P3D | 315.94
LV429563 | LV429563 | NSX100B TM50D 4P3D | 315.94
LV429564 | LV429564 | NSX100B TM40D 4P3D | 315.94
LV429565 | LV429565 | NSX100B TM32D 4P3D | 315.05
LV429566 | LV429566 | NSX100B TM25D 4P3D | 315.05
LV429567 | LV429567 | NSX100B TM16D 4P3D | 315.05
LV429570 | LV429570 | NSX100B TM100D 4P4D | 435.23
LV429571 | LV429571 | NSX100B TM80D 4P4D | 424.95
LV429572 | LV429572 | NSX100B TM63D 4P4D | 357.3
LV429573 | LV429573 | NSX100B TM50D 4P4D | 353.31
LV429574 | LV429574 | NSX100B TM40D 4P4D | 353.31
LV429575 | LV429575 | NSX100B TM32D 4P4D | 353.31
LV429576 | LV429576 | NSX100B TM25D 4P4D | 353.31
LV429577 | LV429577 | NSX100B TM16D 4P4D | 353.31
LV429619 | LV429619 | NSX100NA 2P(3P) | 307.1
LV429620 | LV429620 | NSX100F TM100D 3P2D | 292.52
LV429622 | LV429622 | NSX100F TM63D 3P2D | 280.45
LV429623 | LV429623 | NSX100F TM50D 3P2D | 278.34
LV429624 | LV429624 | NSX100F TM40D 3P2D | 267.26
LV429625 | LV429625 | NSX100F TM32D 3P2D | 278.34
LV429629 | LV429629 | NSX100NA 3P | 277
LV429630 | LV429630 | NSX100F TM100D 3P3D | 335.55
LV429631 | LV429631 | NSX100F TM80D 3P3D | 328.91
LV429632 | LV429632 | NSX100F TM63D 3P3D | 299.09
LV429633 | LV429633 | NSX100F TM50D 3P3D | 297.08
LV429634 | LV429634 | NSX100F TM40D 3P3D | 297.08
LV429635 | LV429635 | NSX100F TM32D 3P3D | 297.08
LV429636 | LV429636 | NSX100F TM25D 3P3D | 297.08
LV429637 | LV429637 | NSX100F TM16D 3P3D | 297.08
LV429639 | LV429639 | NSX100NA 4P | 371.58
LV429640 | LV429640 | NSX100F TM100D 4P3D | 445.08
LV429641 | LV429641 | NSX100F TM80D 4P3D | 438.16
LV429642 | LV429642 | NSX100F TM63D 4P3D | 360.99
LV429643 | LV429643 | NSX100F TM50D 4P3D | 360.99
LV429644 | LV429644 | NSX100F TM40D 4P3D | 360.99
LV429645 | LV429645 | NSX100F TM32D 4P3D | 360.1
LV429646 | LV429646 | NSX100F TM25D 4P3D | 360.1
LV429647 | LV429647 | NSX100F TM16D 4P3D | 360.1
LV429650 | LV429650 | NSX100F TM100D 4P4D | 480.28
LV429651 | LV429651 | NSX100F TM80D 4P4D | 469.98
LV429652 | LV429652 | NSX100F TM63D 4P4D | 402.36
LV429653 | LV429653 | NSX100F TM50D 4P4D | 398.35
LV429654 | LV429654 | NSX100F TM40D 4P4D | 398.35
LV429655 | LV429655 | NSX100F TM32D 4P4D | 398.35
LV429656 | LV429656 | NSX100F TM25D 4P4D | 398.35
LV429657 | LV429657 | NSX100F TM16D 4P4D | 398.35
LV429660 | LV429660 | NSX100B Vigi MH TM100D 3P3D VigiCompact | 1635.88
LV429661 | LV429661 | NSX100B Vigi MH TM80D 3P3D VigiCompact | 1626.26
LV429662 | LV429662 | NSX100B Vigi MH TM63D 3P3D VigiCompact | 1583.17
LV429663 | LV429663 | NSX100B Vigi MH TM50D 3P3D VigiCompact | 1580.27
LV429664 | LV429664 | NSX100B Vigi MH TM40D 3P3D VigiCompact | 1580.27
LV429665 | LV429665 | NSX100B Vigi MH TM32D 3P3D VigiCompact | 1580.27
LV429666 | LV429666 | NSX100B Vigi MH TM25D 3P3D VigiCompact | 1580.27
LV429667 | LV429667 | NSX100B Vigi MH TM16D 3P3D VigiCompact | 1580.27
LV429670 | LV429670 | NSX100H TM100D 3P3D | 450.08
LV429671 | LV429671 | NSX100H TM80D 3P3D | 443.44
LV429672 | LV429672 | NSX100H TM63D 3P3D | 413.58
LV429673 | LV429673 | NSX100H TM50D 3P3D | 411.6
LV429674 | LV429674 | NSX100H TM40D 3P3D | 411.6
LV429675 | LV429675 | NSX100H TM32D 3P3D | 411.6
LV429676 | LV429676 | NSX100H TM25D 3P3D | 411.6
LV429677 | LV429677 | NSX100H TM16D 3P3D | 411.6
LV429680 | LV429680 | NSX100H TM100D 4P3D | 586.01
LV429681 | LV429681 | NSX100H TM80D 4P3D | 579.11
LV429682 | LV429682 | NSX100H TM63D 4P3D | 501.92
LV429683 | LV429683 | NSX100H TM50D 4P3D | 501.92
LV429684 | LV429684 | NSX100H TM40D 4P3D | 501.92
LV429685 | LV429685 | NSX100H TM32D 4P3D | 501.01
LV429686 | LV429686 | NSX100H TM25D 4P3D | 501.01
LV429687 | LV429687 | NSX100H TM16D 4P3D | 501.01
LV429690 | LV429690 | NSX100H TM100D 4P4D | 621.2
LV429691 | LV429691 | NSX100H TM80D 4P4D | 610.9
LV429692 | LV429692 | NSX100H TM63D 4P4D | 543.26
LV429693 | LV429693 | NSX100H TM50D 4P4D | 539.29
LV429694 | LV429694 | NSX100H TM40D 4P4D | 539.29
LV429695 | LV429695 | NSX100H TM32D 4P4D | 539.29
LV429696 | LV429696 | NSX100H TM25D 4P4D | 539.29
LV429697 | LV429697 | NSX100H TM16D 4P4D | 539.29
LV429700 | LV429700 | NSX100B Vigi MH TM100D 4P3D VigiCompact | 1800.81
LV429701 | LV429701 | NSX100B Vigi MH TM80D 4P3D VigiCompact | 1790.83
LV429702 | LV429702 | NSX100B Vigi MH TM63D 4P3D VigiCompact | 1717.14
LV429703 | LV429703 | NSX100B Vigi MH TM50D 4P3D VigiCompact | 1717.14
LV429704 | LV429704 | NSX100B Vigi MH TM40D 4P3D VigiCompact | 1717.14
LV429705 | LV429705 | NSX100B Vigi MH TM32D 4P3D VigiCompact | 1705.72
LV429706 | LV429706 | NSX100B Vigi MH TM25D 4P3D VigiCompact | 1705.72
LV429707 | LV429707 | NSX100B Vigi MH TM16D 4P3D VigiCompact | Descontinuado
LV429740 | LV429740 | NSX100F MA100 3P3D | 294.98
LV429741 | LV429741 | NSX100F MA50 3P3D | 294.98
LV429742 | LV429742 | NSX100F MA25 3P3D | 294
LV429743 | LV429743 | NSX100F MA12,5 3P3D | 294
LV429744 | LV429744 | NSX100F MA6,5 3P3D | 297.44
LV429745 | LV429745 | NSX100F MA2,5 3P3D | 290.36
LV429750 | LV429750 | NSX100N MA100 3P3D | 340.95
LV429751 | LV429751 | NSX100N MA50 3P3D | 340.95
LV429752 | LV429752 | NSX100N MA25 3P3D | 339.98
LV429753 | LV429753 | NSX100N MA12,5 3P3D | 339.98
LV429754 | LV429754 | NSX100N MA6,5 3P3D | 344.59
LV429755 | LV429755 | NSX100N MA2,5 3P3D | 336.4
LV429760 | LV429760 | NSX100H MA100 3P3D | 409.44
LV429761 | LV429761 | NSX100H MA50 3P3D | 409.44
LV429762 | LV429762 | NSX100H MA25 3P3D | 408.5
LV429763 | LV429763 | NSX100H MA12,5 3P3D | 408.5
LV429764 | LV429764 | NSX100H MA6,5 3P3D | 404.87
LV429765 | LV429765 | NSX100H MA2,5 3P3D | 404.87
LV429770 | LV429770 | NSX100F Micrologic 2.2 100A 3P3D | 553.62
LV429772 | LV429772 | NSX100F Micrologic 2.2 40A 3P3D | 485.24
LV429775 | LV429775 | NSX100B Micrologic 2.2 100A 3P3D | 442.17
LV429777 | LV429777 | NSX100B Micrologic 2.2 40A 3P3D | 424.11
LV429780 | LV429780 | NSX100F Micrologic 2.2 100A 4P4D | 553.47
LV429782 | LV429782 | NSX100F Micrologic 2.2 40A 4P4D | 610.35
LV429785 | LV429785 | NSX100B Micrologic 2.2 100A 4P4D | 532.07
LV429787 | LV429787 | NSX100B Micrologic 2.2 40A 4P4D | 539.86
LV429790 | LV429790 | NSX100H Micrologic 2.2 100A 3P3D | 600.42
LV429792 | LV429792 | NSX100H Micrologic 2.2 40A 3P3D | 551.47
LV429793 | LV429793 | NSX100H Micrologic 5.2 A 100A 3P3D | 1096.61
LV429794 | LV429794 | NSX100H Micrologic 5.2 A 40A 3P3D | 1022.85
LV429795 | LV429795 | NSX100N Micrologic 2.2 100A 3P3D | 532.59
LV429797 | LV429797 | NSX100N Micrologic 2.2 40A 3P3D | 492.41
LV429800 | LV429800 | NSX100H Micrologic 2.2 100A 4P4D | 792.58
LV429802 | LV429802 | NSX100H Micrologic 2.2 40A 4P4D | 663.02
LV429803 | LV429803 | NSX100H Micrologic 5.2 A 100A 4P4D | 1284.74
LV429804 | LV429804 | NSX100H Micrologic 5.2 A 40A 4P4D | 1159.34
LV429805 | LV429805 | NSX100N Micrologic 2.2 100A 4P4D | 711.68
LV429807 | LV429807 | NSX100N Micrologic 2.2 40A 4P4D | 600.87
LV429825 | LV429825 | NSX100F Micrologic 2.2 M 100A 3P3D | 503.79
LV429827 | LV429827 | NSX100F Micrologic 2.2 M 50A 3P3D | 510.1
LV429828 | LV429828 | NSX100F Micrologic 2.2 M 25A 3P3D | 499.63
LV429830 | LV429830 | NSX100N Micrologic 2.2 M 100A 3P3D | 549.8
LV429832 | LV429832 | NSX100N Micrologic 2.2 M 50A 3P3D | 543.93
LV429833 | LV429833 | NSX100N Micrologic 2.2 M 25A 3P3D | 546.74
LV429835 | LV429835 | NSX100H Micrologic 2.2 M 100A 3P3D | 624.28
LV429837 | LV429837 | NSX100H Micrologic 2.2 M 50A 3P3D | 618.38
LV429838 | LV429838 | NSX100H Micrologic 2.2 M 25A 3P3D | 608.09
LV429840 | LV429840 | NSX100N TM100D 3P3D | 381.56
LV429841 | LV429841 | NSX100N TM80D 3P3D | 374.94
LV429842 | LV429842 | NSX100N TM63D 3P3D | 345.07
LV429843 | LV429843 | NSX100N TM50D 3P3D | 343.09
LV429844 | LV429844 | NSX100N TM40D 3P3D | 343.09
LV429845 | LV429845 | NSX100N TM32D 3P3D | 343.09
LV429846 | LV429846 | NSX100N TM25D 3P3D | 343.09
LV429847 | LV429847 | NSX100N TM16D 3P3D | 343.09
LV429850 | LV429850 | NSX100N TM100D 4P3D | 512.04
LV429851 | LV429851 | NSX100N TM80D 4P3D | 505.13
LV429852 | LV429852 | NSX100N TM63D 4P3D | 427.91
LV429853 | LV429853 | NSX100N TM50D 4P3D | 427.91
LV429854 | LV429854 | NSX100N TM40D 4P3D | 427.91
LV429855 | LV429855 | NSX100N TM32D 4P3D | 427.03
LV429856 | LV429856 | NSX100N TM25D 4P3D | 427.03
LV429857 | LV429857 | NSX100N TM16D 4P3D | 427.03
LV429860 | LV429860 | NSX100N TM100D 4P4D | 547.23
LV429861 | LV429861 | NSX100N TM80D 4P4D | 536.91
LV429862 | LV429862 | NSX100N TM63D 4P4D | 469.29
LV429863 | LV429863 | NSX100N TM50D 4P4D | 465.29
LV429864 | LV429864 | NSX100N TM40D 4P4D | 465.29
LV429865 | LV429865 | NSX100N TM32D 4P4D | 465.29
LV429866 | LV429866 | NSX100N TM25D 4P4D | 465.29
LV429867 | LV429867 | NSX100N TM16D 4P4D | 465.29
LV429870 | LV429870 | NSX100B Micrologic 5.2 A 100A 3P3D | 961.04
LV429872 | LV429872 | NSX100B Micrologic 5.2 A 40A 3P3D | 886.22
LV429875 | LV429875 | NSX100B Micrologic 5.2 A 100A 4P4D | 1086.42
LV429877 | LV429877 | NSX100B Micrologic 5.2 A 40A 4P4D | 971.84
LV429880 | LV429880 | NSX100F Micrologic 5.2 A 100A 3P3D | 995.29
LV429882 | LV429882 | NSX100F Micrologic 5.2 A 40A 3P3D | 920.46
LV429885 | LV429885 | NSX100F Micrologic 5.2 A 100A 4P4D | 1131.47
LV429887 | LV429887 | NSX100F Micrologic 5.2 A 40A 4P4D | 1003.83
LV429890 | LV429890 | NSX100N Micrologic 5.2 A 100A 3P3D | 1017.6
LV429892 | LV429892 | NSX100N Micrologic 5.2 A 40A 3P3D | 967.57
LV429895 | LV429895 | NSX100N Micrologic 5.2 A 100A 4P4D | 1198.38
LV429897 | LV429897 | NSX100N Micrologic 5.2 A 40A 4P4D | 1072.45
LV429930 | LV429930 | NSX100F vigi MH TM100D 3P3R | 1684.19
LV429931 | LV429931 | NSX100F vigi MH TM80D 3P3R | 1674.6
LV429932 | LV429932 | NSX100F vigi MH TM63D 3P3R | 1631.45
LV429933 | LV429933 | NSX100F vigi MH TM50D 3P3R | 1628.54
LV429934 | LV429934 | NSX100F vigi MH TM40D 3P3R | 1628.54
LV429935 | LV429935 | NSX100F vigi MH TM32D 3P3R | 1628.54
LV429936 | LV429936 | NSX100F vigi MH TM25D 3P3R | 1628.54
LV429937 | LV429937 | NSX100F vigi MH TM16D 3P3R | 1628.54
LV429940 | LV429940 | NSX100F vigi MH TM100D 4P3R | 1865.89
LV429941 | LV429941 | NSX100F vigi MH TM80D 4P3R | 1855.82
LV429942 | LV429942 | NSX100F vigi MH TM63D 4P3R | 1777.79
LV429943 | LV429943 | NSX100F vigi MH TM50D 4P3R | 1777.79
LV429944 | LV429944 | NSX100F vigi MH TM40D 4P3R | 1777.79
LV429945 | LV429945 | NSX100F vigi MH TM32D 4P3R | 1766.34
LV429946 | LV429946 | NSX100F vigi MH TM25D 4P3R | 1766.34
LV429947 | LV429947 | NSX100F vigi MH TM16D 4P3R | 1766.34
LV429950 | LV429950 | NSX100F vigi MH TM100D 4P4R | 1916.69
LV429951 | LV429951 | NSX100F vigi MH TM80D 4P4R | 1901.85
LV429952 | LV429952 | NSX100F vigi MH TM63D 4P4R | 1818.74
LV429953 | LV429953 | NSX100F vigi MH TM50D 4P4R | 1818.74
LV429954 | LV429954 | NSX100F vigi MH TM40D 4P4R | 1818.74
LV429955 | LV429955 | NSX100F vigi MH TM32D 4P4R | 1804.89
LV429956 | LV429956 | NSX100F vigi MH TM25D 4P4R | 1804.89
LV429957 | LV429957 | NSX100F vigi MH TM16D 4P4R | 1804.89
LV429960 | LV429960 | NSX100B Vigi MH TM100D 4P4D VigiCompact | 1851.63
LV429961 | LV429961 | NSX100B Vigi MH TM80D 4P4D VigiCompact | 1836.73
LV429962 | LV429962 | NSX100B Vigi MH TM63D 4P4D VigiCompact | 1758.08
LV429963 | LV429963 | NSX100B Vigi MH TM50D 4P4D VigiCompact | Descontinuado
LV429964 | LV429964 | NSX100B Vigi MH TM40D 4P4D VigiCompact | 1758.08
LV429965 | LV429965 | NSX100B Vigi MH TM32D 4P4D VigiCompact | 1744.25
LV429966 | LV429966 | NSX100B Vigi MH TM25D 4P4D VigiCompact | Descontinuado
LV429967 | LV429967 | NSX100B Vigi MH TM16D 4P4D VigiCompact | 1744.25
LV429970 | LV429970 | NSX100F Vigi MH Micrologic 2.2 100A 3P3D | 1909.78
LV429972 | LV429972 | NSX100F Vigi MH Micrologic 2.2 40A 3P3D | 1804.21
LV429974 | LV429974 | NSX100B Vigi MH Micrologic 2.2 100A 3P3D | 1861.43
LV429975 | LV429975 | NSX100B Vigi MH Micrologic 2.2 40A 3P3D | 1755.94
LV429980 | LV429980 | NSX100F Vigi MH Microl. 2.2 100A 4P4D | 2164.2
LV429982 | LV429982 | NSX100F Vigi MH Micrologic 2.2 40A 4P4D | 1946.97
LV429984 | LV429984 | NSX100B Vigi MH Micrologic 2.2 100A 4P4D | 2099.14
LV429985 | LV429985 | NSX100B Vigi MH Micrologic 2.2 40A 4P4D | 1886.33
LV430300 | LV430300 | NSX160B TM160D 3P2D | 503.72
LV430301 | LV430301 | NSX160B TM125D 3P2D | 503.72
LV430310 | LV430310 | NSX160B TM160D 3P3D | 588.37
LV430311 | LV430311 | NSX160B TM125D 3P3D | 424.03
LV430312 | LV430312 | NSX160B TM100D 3P3D | 393.15
LV430313 | LV430313 | NSX160B TM80D 3P3D | 386.45
LV430320 | LV430320 | NSX160B TM160D 4P3D | 728.55
LV430321 | LV430321 | NSX160B TM125D 4P3D | 545.63
LV430322 | LV430322 | NSX160B TM100D 4P3D | 503.8
LV430323 | LV430323 | NSX160B TM80D 4P3D | 496.81
LV430330 | LV430330 | NSX160B TM160D 4P4D | 828.56
LV430331 | LV430331 | NSX160B TM125D 4P4D | 593.44
LV430332 | LV430332 | NSX160B TM100D 4P4D | 539.34
LV430333 | LV430333 | NSX160B TM80D 4P4D | 528.92
LV430340 | LV430340 | NSX160B Vigi MH TM160D 3P3D VigiCompact | 2041.22
LV430341 | LV430341 | NSX160B Vigi MH TM125D 3P3D VigiCompact | 1896.34
LV430342 | LV430342 | NSX160B Vigi MH TM100D 3P3D VigiCompact | 1784.16
LV430343 | LV430343 | NSX160B Vigi MH TM80D 3P3D VigiCompact | 1764.31
LV430350 | LV430350 | NSX160B Vigi MH TM160D 4P3D VigiCompact | 2378.56
LV430351 | LV430351 | NSX160B Vigi MH TM125D 4P3D VigiCompact | 2103.7
LV430352 | LV430352 | NSX160B Vigi MH TM100D 4P3D VigiCompact | Descontinuado
LV430353 | LV430353 | NSX160B Vigi MH TM80D 4P3D VigiCompact | Descontinuado
LV430360 | LV430360 | NSX160B Vigi MH TM160D 4P4D VigiCompact | 2504.67
LV430361 | LV430361 | NSX160B Vigi MH TM125D 4P4D VigiCompact | 2175.59
LV430362 | LV430362 | NSX160B Vigi MH TM100D 4P4D VigiCompact | 2059.25
LV430363 | LV430363 | NSX160B Vigi MH TM80D 4P4D VigiCompact | 2031.58
LV430390 | LV430390 | NSX160B 3P SD | 230.48
LV430391 | LV430391 | NSX160S 3P SD | 541.88
LV430395 | LV430395 | NSX160B 4P SD | 293.44
LV430396 | LV430396 | NSX160S 4P SD | 718.55
LV430403 | LV430403 | NSX160F 3P SD | 288.08
LV430404 | LV430404 | NSX160H 3P SD | 409.8
LV430405 | LV430405 | NSX160L 3P SD | 789.31
LV430406 | LV430406 | NSX160N 3P SD | 337.93
LV430408 | LV430408 | NSX160F 4P SD | 366.81
LV430409 | LV430409 | NSX160H 4P SD | 547.65
LV430410 | LV430410 | NSX160L 4P SD | 960
LV430411 | LV430411 | NSX160N 4P SD | 433.97
LV430420 | LV430420 | TM160D 3P2D NSX160/250 | 254.09
LV430421 | LV430421 | TM125D 3P2D (NSX160/250) | 246.83
LV430430 | LV430430 | TM160D 3P3D (NSX160/250) | 302.86
LV430431 | LV430431 | TM125D 3P3D (NSX160/250) | 154.5
LV430440 | LV430440 | TM160D 4P3D (NSX160/250) | 367.02
LV430441 | LV430441 | TM125D 4P3D (NSX160/250) | 201.91
LV430450 | LV430450 | TM160D 4P4D (NSX160/250) | 457.28
LV430451 | LV430451 | TM125D 4P4D (NSX160/250) | 245.07
LV430457 | LV430457 | Bloc inter NA 4P NSX160/250 | 122.41
LV430470 | LV430470 | Micrologic 2.2 160A 3P3D (NSX160/250) | 456.77
LV430475 | LV430475 | DECLENCHEUR MICROLOGIC 2.2 G 160A 3P3D | 625.57
LV430480 | LV430480 | Micrologic 2.2 160A 4P4D (NSX160/250) | 461.78
LV430485 | LV430485 | Micrologic 2.2 G 160A 4P4D NSX160-250 | 689.75
LV430490 | LV430490 | Micrologic 5.2 A 160A 3P3D NSX160-250 | 894.14
LV430491 | LV430491 | Micrologic 5.2 E 160A 3P3D NSX160-250 | 996.2
LV430495 | LV430495 | Micrologic 5.2 A 160A 4P4D NSX160-250 | 1035.54
LV430496 | LV430496 | Micrologic 5.2 E 160A 4P4D NSX160-250 | 1137.62
LV430500 | LV430500 | MA150 3P3D (NSX160/250) | 125.92
LV430505 | LV430505 | Micrologic 6.2 A 160A 3P3D NSX160-250 | 1039.95
LV430506 | LV430506 | Micrologic 6.2 E 160A 3P3D NSX160-250 | 1098.28
LV430510 | LV430510 | MA150 4P3D (NSX160/250) | 166.06
LV430515 | LV430515 | Micrologic 6.2 A 160A 4P4D NSX160-250 | 1200.21
LV430516 | LV430516 | Micrologic 6.2 E 160A 4P4D NSX160-250 | 1246.38
LV430520 | LV430520 | Micrologic 2.2 M 150A 3P3D NSX160-250 | 587.82
LV430521 | LV430521 | Micrologic 6.2 E-M 150A 3P3D NSX160-250 | 1398.89
LV430554 | LV430554 | 12 porca + parafusos M8 TAF NSX160-250 | 50.58
LV430555 | LV430555 | Bloco amperimetro 3P 160A NSX160-250 | 719.78
LV430556 | LV430556 | Bloco amperimetro 4P 160A NSX160-250 IN | 926.59
LV430557 | LV430557 | Bloco Transformador de Intensidade 150-5 | 576.79
LV430558 | LV430558 | Bloco Transformador de Intensidade 150-5 | 715.8
LV430561 | LV430561 | Bloco 3P TI 150-5A + saida de tensAo NS | 479.37
LV430562 | LV430562 | Bloco 4P TI 150-5A + saida de tensAo NS | 623.19
LV430563 | LV430563 | TI neutro externo 150-250A NSX160-250 3 | 357.83
LV430619 | LV430619 | NSX160NA 2P(3P) | 417.13
LV430620 | LV430620 | NSX160F TM160D 3P2D | 526.22
LV430629 | LV430629 | NSX160NA 3P | 415.07
LV430630 | LV430630 | NSX160F TM160D 3P3D | 651.6
LV430631 | LV430631 | NSX160F TM125D 3P3D | 487.21
LV430632 | LV430632 | NSX160F TM100D 3P3D | 456.39
LV430633 | LV430633 | NSX160F TM80D 3P3D | 449.65
LV430639 | LV430639 | NSX160NA 4P | 499.09
LV430640 | LV430640 | NSX160F TM160D 4P3D | 809.03
LV430641 | LV430641 | NSX160F TM125D 4P3D | 626.11
LV430642 | LV430642 | NSX160F TM100D 4P3D | 584.25
LV430643 | LV430643 | NSX160F TM80D 4P3D | 577.25
LV430650 | LV430650 | NSX160F TM160D 4P4D | 909.01
LV430651 | LV430651 | NSX160F TM125D 4P4D | 673.92
LV430652 | LV430652 | NSX160F TM100D 4P4D | 619.78
LV430653 | LV430653 | NSX160F TM80D 4P4D | 609.41
LV430670 | LV430670 | NSX160H TM160D 3P3D | 785.16
LV430671 | LV430671 | NSX160H TM125D 3P3D | 620.83
LV430672 | LV430672 | NSX160H TM100D 3P3D | 589.93
LV430673 | LV430673 | NSX160H TM80D 3P3D | 583.26
LV430680 | LV430680 | NSX160H TM160D 4P3D | 1007.47
LV430681 | LV430681 | NSX160H TM125D 4P3D | 824.53
LV430682 | LV430682 | NSX160H TM100D 4P3D | 782.69
LV430683 | LV430683 | NSX160H TM80D 4P3D | 775.72
LV430690 | LV430690 | NSX160H TM160D 4P4D | 1107.48
LV430691 | LV430691 | NSX160H TM125D 4P4D | 872.39
LV430692 | LV430692 | NSX160H TM100D 4P4D | 818.21
LV430693 | LV430693 | NSX160H TM80D 4P4D | 807.84
LV430745 | LV430745 | NSX160B Micrologic 2.2 160A 3P3D | 608.66
LV430746 | LV430746 | NSX160B Micrologic 2.2 100A 3P3D | 550.84
LV430750 | LV430750 | NSX160B Micrologic 2.2 160A 4P4D | 753.68
LV430751 | LV430751 | NSX160B Micrologic 2.2 100A 4P4D | 712.31
LV430770 | LV430770 | NSX160F Micrologic 2.2 160A 3P3D | 674.08
LV430771 | LV430771 | NSX160F Micrologic 2.2 100A 3P3D | 614.04
LV430775 | LV430775 | NSX160N Micrologic 2.2 160A 3P3D | 876.79
LV430776 | LV430776 | NSX160N Micrologic 2.2 100A 3P3D | 668.71
LV430780 | LV430780 | NSX160F Micrologic 2.2 160A 4P4D | 836.91
LV430781 | LV430781 | NSX160F Micrologic 2.2 100A 4P4D | 792.77
LV430785 | LV430785 | NSX160N Micrologic 2.2 160A 4P4D | 1138.82
LV430786 | LV430786 | NSX160N Micrologic 2.2 100A 4P4D | 866.52
LV430788 | LV430788 | NSX160N Micrologic 2.2 40A 4P4D | 717.04
LV430790 | LV430790 | NSX160H Micrologic 2.2 160A 3P3D | 955.66
LV430791 | LV430791 | NSX160H Micrologic 2.2 100A 3P3D | 747.58
LV430794 | LV430794 | NSX160H Micrologic 5.2 A 160A 3P3D | 1440.2
LV430795 | LV430795 | NSX160H Micrologic 5.2 A 100A 3P3D | 1232.1
LV430800 | LV430800 | NSX160H Micrologic 2.2 160A 4P4D | 1263.54
LV430801 | LV430801 | NSX160H Micrologic 2.2 100A 4P4D | 991.23
LV430804 | LV430804 | NSX160H Micrologic 5.2 A 160A 4P4D | 1748.07
LV430805 | LV430805 | NSX160H Micrologic 5.2 A 100A 4P4D | 1475.74
LV430830 | LV430830 | NSX160F MA150 3P3D | 455.56
LV430831 | LV430831 | NSX160F MA100 3P3D | 415.37
LV430832 | LV430832 | NSX160N MA150 3P3D | 510.27
LV430833 | LV430833 | NSX160N MA100 3P3D | 470.05
LV430834 | LV430834 | NSX160H MA150 3P3D | 589.13
LV430835 | LV430835 | NSX160H MA100 3P3D | 548.91
LV430840 | LV430840 | NSX160N TM160D 3P3D | 706.26
LV430841 | LV430841 | NSX160N TM125D 3P3D | 541.93
LV430842 | LV430842 | NSX160N TM100D 3P3D | 511.08
LV430843 | LV430843 | NSX160N TM80D 3P3D | 504.37
LV430850 | LV430850 | NSX160N TM160D 4P3D | 882.74
LV430851 | LV430851 | NSX160N TM125D 4P3D | 699.82
LV430852 | LV430852 | NSX160N TM100D 4P3D | 658
LV430853 | LV430853 | NSX160N TM80D 4P3D | 651.03
LV430860 | LV430860 | NSX160N TM160D 4P4D | 982.75
LV430861 | LV430861 | NSX160N TM125D 4P4D | 747.66
LV430862 | LV430862 | NSX160N TM100D 4P4D | 693.53
LV430863 | LV430863 | NSX160N TM80D 4P4D | 683.1
LV430870 | LV430870 | NSX160B Micrologic 5.2 A 160A 3P3D | 1243.4
LV430871 | LV430871 | NSX160B Micrologic 5.2 A 100A 3P3D | 1035.35
LV430875 | LV430875 | NSX160B Micrologic 5.2 A 160A 4P4D | 1469.2
LV430876 | LV430876 | NSX160B Micrologic 5.2 A 100A 4P4D | 1196.82
LV430880 | LV430880 | NSX160F Micrologic 5.2 A 160A 3P3D | 1306.64
LV430881 | LV430881 | NSX160F Micrologic 5.2 A 100A 3P3D | 1098.56
LV430885 | LV430885 | NSX160F Micrologic 5.2 A 160A 4P4D | 1549.64
LV430886 | LV430886 | NSX160F Micrologic 5.2 A 100A 4P4D | 1277.3
LV430890 | LV430890 | NSX160N Micrologic 5.2 A 160A 3P3D | 1361.32
LV430891 | LV430891 | NSX160N Micrologic 5.2 A 100A 3P3D | 1153.25
LV430895 | LV430895 | NSX160N Micrologic 5.2 A 160A 4P4D | 1623.37
LV430896 | LV430896 | NSX160N Micrologic 5.2 A 100A 4P4D | 1351.04
LV430930 | LV430930 | NSX160F Vigi MH TM160D 3P3R | 2131.62
LV430931 | LV430931 | NSX160F Vigi MH TM125D 3P3R | 1991.33
LV430932 | LV430932 | NSX160F Vigi MH TM100D 3P3R | 1865.64
LV430933 | LV430933 | NSX160F Vigi MH TM80D 3P3R | 1845.74
LV430940 | LV430940 | NSX160F Vigi MH TM160D 4P3R | 2475.63
LV430941 | LV430941 | NSX160F Vigi MH TM125D 4P3R | 2224.6
LV430942 | LV430942 | NSX160F Vigi MH TM100D 4P3R | 2116.21
LV430943 | LV430943 | NSX160F Vigi MH TM80D 4P3R | 2093.38
LV430950 | LV430950 | NSX160F Vigi MH TM160D 4P4R | 2624.43
LV430951 | LV430951 | NSX160F Vigi MH TM125D 4P4R | 2296.48
LV430952 | LV430952 | NSX160F Vigi MH TM100D 4P4R | 2164.38
LV430953 | LV430953 | NSX160F Vigi MH TM80D 4P4R | 2136.71
LV430960 | LV430960 | NSX160B Vigi MH Micrologic 2.2 160A 3P3D | 2285.21
LV430961 | LV430961 | NSX160B Vigi MH Micrologic 2.2 100A 3P3D | 1987.49
LV430962 | LV430962 | NSX160B Vigi MH Micrologic 2.2 40A 3P3D | 1881.96
LV430970 | LV430970 | NSX160F Vigi MH Micrologic 2.2 160A 3P3R | 2375.65
LV430971 | LV430971 | NSX160F Vigi MH Micrologic 2.2 100A 3P3R | 2077.95
LV430973 | LV430973 | NSX160F Vigi MH Micrologic 2.2 40A 3P3R | Descontinuado
LV430980 | LV430980 | NSX160F Vigi MH Micrologic 2.2 160A 4P4R | 2809.04
LV430981 | LV430981 | NSX160F Vigi MH Micrologic 2.2 100A 4P4R | 2357.13
LV430983 | LV430983 | NSX160F Vigi MH Micrologic 2.2 40A 4P4R | 2202.42
LV430985 | LV430985 | NSX160F Micrologic 2.2 M 150A 3P3D | 967.3
LV430986 | LV430986 | NSX160F Micrologic 2.2 M 100A 3P3D | 626.26
LV430988 | LV430988 | NSX160N Micrologic 2.2 M 150A 3P3D | 1021.95
LV430989 | LV430989 | NSX160N Micrologic 2.2 M 100A 3P3D | 680.95
LV430991 | LV430991 | NSX160H Micrologic 2.2 M 150A 3P3D | 1100.82
LV430992 | LV430992 | NSX160H Micrologic 2.2 M 100A 3P3D | 759.8
LV430995 | LV430995 | NSX160B Vigi MH Micrologic 2.2 160A 4P4D | 2703.91
LV430996 | LV430996 | NSX160B Vigi MH Micrologic 2.2 100A 4P4D | 2242.01
LV430997 | LV430997 | NSX160B Vigi MH Micrologic 2.2 40A 4P4D | 2083.84
LV431050 | LV431050 | COM.ROT.PROLOG.STD. INS250 | 89.47
LV431051 | LV431051 | COM.ROT.PROLOG.VER. INS250 | 89.47
LV431060 | LV431060 | Espaçador monobloco 3P (NSX) | 290.77
LV431061 | LV431061 | Espaçador monobloco 4P (NSX INV/INS) | 306.9
LV431064 | LV431064 | CalCo alinhamento face frontal NSX100-2 | 78.92
LV431100 | LV431100 | NSX250B TM250D 3P2D | 913.7
LV431101 | LV431101 | NSX250B TM200D 3P2D | 873.14
LV431110 | LV431110 | NSX250B TM250D 3P3D | 1111.05
LV431111 | LV431111 | NSX250B TM200D 3P3D | 1082.2
LV431112 | LV431112 | NSX250B TM160D 3P3D | 887.13
LV431113 | LV431113 | NSX250B TM125D 3P3D | 722.76
LV431120 | LV431120 | NSX250B TM250D 4P3D | 1284.69
LV431121 | LV431121 | NSX250B TM200D 4P3D | 1260.22
LV431122 | LV431122 | NSX250B TM160D 4P3D | 1050.87
LV431123 | LV431123 | NSX250B TM125D 4P3D | 867.92
LV431130 | LV431130 | NSX250B TM250D 4P4D | 1331.08
LV431131 | LV431131 | NSX250B TM200D 4P4D | 1150.83
LV431132 | LV431132 | NSX250B TM160D 4P4D | 1128.91
LV431133 | LV431133 | NSX250B TM125D 4P4D | 915.76
LV431140 | LV431140 | NSX250B Micrologic 2.2 250A 3P3D | 1149.36
LV431141 | LV431141 | NSX250B Micrologic 2.2 160A 3P3D | 1007.28
LV431142 | LV431142 | NSX250B Micrologic 2.2 100A 3P3D | 833.71
LV431145 | LV431145 | NSX250B Micrologic 5.2 A 250A 3P3D | 1650.89
LV431146 | LV431146 | NSX250B Micrologic 5.2 A 160A 3P3D | 1542.16
LV431147 | LV431147 | NSX250B Micrologic 5.2 A 100A 3P3D | 1334.1
LV431150 | LV431150 | NSX250B Micrologic 2.2 250A 4P4D | 1328.98
LV431151 | LV431151 | NSX250B Micrologic 2.2 160A 4P4D | 1306.96
LV431152 | LV431152 | NSX250B Micrologic 2.2 100A 4P4D | 1034.59
LV431155 | LV431155 | NSX250B Micrologic 5.2 A 250A 4P4D | 1899.83
LV431156 | LV431156 | NSX250B Micrologic 5.2 A 160A 4P4D | 1791.5
LV431157 | LV431157 | NSX250B Micrologic 5.2 A 100A 4P4D | 1519.12
LV431160 | LV431160 | NSX250F Micrologic 2.2 M 220A 3P3D | 1351.75
LV431161 | LV431161 | NSX250F Micrologic 2.2 M 150A 3P3D | 1321.94
LV431165 | LV431165 | NSX250N Micrologic 2.2 M 220A 3P3D | 1421.69
LV431166 | LV431166 | NSX250N Micrologic 2.2 M 150A 3P3D | 1388.63
LV431170 | LV431170 | NSX250H Micrologic 2.2 M 220A 3P3D | 1529.14
LV431171 | LV431171 | NSX250H Micrologic 2.2 M 150A 3P3D | 1446.43
LV431215 | LV431215 | Q.METAL.IP55 C.ROT.PR.STD | 1168.47
LV431216 | LV431216 | Q.MET.IP55 C.ROT.PR.EMERG | 1305.94
LV431217 | LV431217 | Q.METAL.IP55 C.ROT.PR.STD | 1273.04
LV431218 | LV431218 | Q.MET.IP55 C.ROT.PR.EMERG | 1235.95
LV431219 | LV431219 | Q.METAL.IP55 C.ROT.PR.STD | 1385.45
LV431220 | LV431220 | Q.MET.IP55 C.ROT.PR.EMERG | 1283.96
LV431221 | LV431221 | Q.METAL.IP55 C.ROT.PR.STD | 1368.39
LV431222 | LV431222 | Q.MET.IP55 C.ROT.PR.EMERG | 1368.39
LV431390 | LV431390 | NSX250B 3P SD | 502.76
LV431391 | LV431391 | NSX 250S 3P SD | 992.49
LV431395 | LV431395 | NSX250B 4P SD | 587.22
LV431396 | LV431396 | NSX 250S 4P SD | 1317.17
LV431403 | LV431403 | NSX250F 3P SD | 611.35
LV431404 | LV431404 | NSX250H 3P SD | 724.83
LV431405 | LV431405 | NSX250L 3P SD | 1535.73
LV431406 | LV431406 | NSX250N 3P SD | 672.12
LV431408 | LV431408 | NSX250F 4P SD | 720.62
LV431409 | LV431409 | NSX250H 4P SD | 954.28
LV431410 | LV431410 | NSX250L 4P SD | 2080.51
LV431411 | LV431411 | NSX250N 4P SD | 814.06
LV431420 | LV431420 | TM250D 3P2D NSX250 | 363.82
LV431430 | LV431430 | TM250D 3P3D (NSX250) | 505
LV431431 | LV431431 | TM200D 3P3D (NSX250) | 478.95
LV431432 | LV431432 | TM160D 3P3D (NSX250) | 302.86
LV431440 | LV431440 | TM250D 4P3D (NSX250) | 578.08
LV431441 | LV431441 | TM200D 4P3D (NSX250) | 578.08
LV431442 | LV431442 | TM160D 4P3D (NSX250) | 367.02
LV431450 | LV431450 | TM250D 4P4D (NSX250) | 653.6
LV431451 | LV431451 | TM200D 4P4D (NSX250) | 653.6
LV431452 | LV431452 | TM160D 4P4D (NSX250) | 457.28
LV431470 | LV431470 | Micrologic 2.2 250A 3P3D (NSX250) | 565.83
LV431475 | LV431475 | Micrologic 2.2 G 250A 3P3D (NSX250) | 675.75
LV431480 | LV431480 | Micrologic 2.2 250A 4P4D (NSX250) | 693.04
LV431485 | LV431485 | Micrologic 2.2 G 250A 4P4D (NSX250) | 892.42
LV431489 | LV431489 | Micrologic 5.2 A-Z 250A 3P3D (NSX250) | 1026.68
LV431490 | LV431490 | Micrologic 5.2 A 250A 3P3D (NSX250) | 1026.68
LV431491 | LV431491 | Micrologic 5.2 E 250A 3P3D (NSX250) | 1104.98
LV431495 | LV431495 | Micrologic 5.2 A 250A 4P4D (NSX250) | 1167.24
LV431496 | LV431496 | Micrologic 5.2 E 250A 4P4D (NSX250) | 1247.41
LV431500 | LV431500 | MA220 3P3D (NSX250) | 440.47
LV431505 | LV431505 | Micrologic 6.2 A 250A 3P3D (NSX250) | 1190.58
LV431506 | LV431506 | Micrologic 6.2 E 250A 3P3D (NSX250) | 1257.04
LV431510 | LV431510 | MA220 4P3D (NSX250) | 473.68
LV431515 | LV431515 | Micrologic 6.2 A 250A 4P4D (NSX250) | 1360.61
LV431516 | LV431516 | Micrologic 6.2 E 250A 4P4D (NSX250) | 1421.3
LV431520 | LV431520 | Micrologic 2.2 M 220A 3P3D (NSX250) | 675.75
LV431521 | LV431521 | Micrologic 6.2 E-M 220A 3P3D (NSX250) | 1483.87
LV431533 | LV431533 | Vigi MH 3P 440-550V CA 0,03-10A NSX250 | 815.52
LV431534 | LV431534 | Vigi MH 4P 440-550V CA 0,03-10A NSX250 | 1058.38
LV431535 | LV431535 | Vigi MH 3P 200-440V CA 0,03-10A NSX250 | 893.89
LV431536 | LV431536 | Vigi MH 4P 200-440V CA 0,03-10A NSX250 | 949.22
LV431540 | LV431540 | Telecomando MT250 110-130V CA 50-60HZ N | 426.32
LV431541 | LV431541 | Telecomando MT250 220-240V 50-60HZ 208-2 | 426.32
LV431542 | LV431542 | Telecomando MT250 380-415V 50-60HZ 440-4 | 426.32
LV431543 | LV431543 | Telecomando MT250 24-30V CC (NSX250) | 587.57
LV431544 | LV431544 | Telecomando MT250 48-60V CC (NSX250) | 587.57
LV431545 | LV431545 | Telecomando MT250 110-130V CC NSX250 | 587.57
LV431546 | LV431546 | Telecomando MT250 250V CC (NSX250) | 587.57
LV431548 | LV431548 | Telecomando MT250 48-60V CA 50-60HZ NSX | 426.32
LV431549 | LV431549 | Telecomando MT250 comunicante 220-240V C | 1735.86
LV431563 | LV431563 | Espacador 3P + separ. de fases NSX100-2 | 47.52
LV431564 | LV431564 | EspaCador 4P + separ. de fases NSX100-2 | 62.61
LV431565 | LV431565 | Bloco amperímetro 3P 250A (NSX250) | 738.21
LV431566 | LV431566 | Bloco amperimetro 4P 250A NSX250 INV-IN | 916.03
LV431567 | LV431567 | Bloco Transformador de Intensidade 250-5 | 605.92
LV431568 | LV431568 | Bloco Transformador de Intensidade 250-5 | 772.25
LV431569 | LV431569 | Bloco 3P TI 250-5A + saida de tensAo NS | 520.62
LV431570 | LV431570 | Bloco 4P TI 250-5A + saida de tensAo NS | 670.8
LV431573 | LV431573 | Q.ISOL.IP55 C.ROT.PROL. | 482.09
LV431574 | LV431574 | Q.ISOL.IP55 C.ROT.PR.VIGI | 642.52
LV431629 | LV431629 | NSX250NA 3P | 767.67
LV431630 | LV431630 | NSX250F TM250D 3P3D | 1230.21
LV431631 | LV431631 | NSX250F TM200D 3P3D | 1201.34
LV431632 | LV431632 | NSX250F TM160D 3P3D | 1006.27
LV431633 | LV431633 | NSX250F TM125D 3P3D | 841.89
LV431639 | LV431639 | NSX250NA 4P | 884.42
LV431640 | LV431640 | NSX250F TM250D 4P3D | 1431.06
LV431641 | LV431641 | NSX250F TM200D 4P3D | 1390.16
LV431642 | LV431642 | NSX250F TM160D 4P3D | 1185.83
LV431643 | LV431643 | NSX250F TM125D 4P3D | 1014.33
LV431650 | LV431650 | NSX250F TM250D 4P4D | 1461.13
LV431651 | LV431651 | NSX250F TM200D 4P4D | 1500.32
LV431652 | LV431652 | NSX250F TM160D 4P4D | 1272.59
LV431653 | LV431653 | NSX250F TM125D 4P4D | 1062.18
LV431670 | LV431670 | NSX250H TM250D 3P3D | 1354.7
LV431671 | LV431671 | NSX250H TM200D 3P3D | 1325.84
LV431672 | LV431672 | NSX250H TM160D 3P3D | 1130.75
LV431673 | LV431673 | NSX250H TM125D 3P3D | 966.37
LV431680 | LV431680 | NSX250H TM250D 4P3D | 1687.4
LV431681 | LV431681 | NSX250H TM200D 4P3D | 1687.4
LV431682 | LV431682 | NSX250H TM160D 4P3D | 1453.6
LV431683 | LV431683 | NSX250H TM125D 4P3D | 1270.67
LV431690 | LV431690 | NSX250H TM250D 4P4D | 1771.06
LV431691 | LV431691 | NSX250H TM200D 4P4D | 1771.06
LV431692 | LV431692 | NSX250H TM160D 4P4D | 1553.58
LV431693 | LV431693 | NSX250H TM125D 4P4D | 1318.49
LV431748 | LV431748 | NSX250F MA220 3P3D | 1103.51
LV431749 | LV431749 | NSX250F MA150 3P3D | 810.23
LV431752 | LV431752 | NSX250N MA220 3P3D | 1187.8
LV431753 | LV431753 | NSX250N MA150 3P3D | 876.91
LV431756 | LV431756 | NSX250H MA220 3P3D | 1283.19
LV431757 | LV431757 | NSX250H MA150 3P3D | 934.73
LV431770 | LV431770 | NSX250F Micrologic 2.2 250A 3P3D | 1272.62
LV431771 | LV431771 | NSX250F Micrologic 2.2 160A 3P3D | 1120.74
LV431772 | LV431772 | NSX250F Micrologic 2.2 100A 3P3D | 934.44
LV431780 | LV431780 | NSX250F Micrologic 2.2 250A 4P4D | 1480.39
LV431781 | LV431781 | NSX250F Micrologic 2.2 160A 4P4D | 1453.34
LV431782 | LV431782 | NSX250F Micrologic 2.2 100A 4P4D | 1180.99
LV431790 | LV431790 | NSX250H Micrologic 2.2 250A 3P3D | 1422.09
LV431791 | LV431791 | NSX250H Micrologic 2.2 160A 3P3D | 1301.29
LV431792 | LV431792 | NSX250H Micrologic 2.2 100A 3P3D | 1093.2
LV431795 | LV431795 | NSX250H Micrologic 5.2 A 250A 3P3D | 1894.56
LV431796 | LV431796 | NSX250H Micrologic 5.2 A 160A 3P3D | 1785.82
LV431797 | LV431797 | NSX250H Micrologic 5.2 A 100A 3P3D | 1577.74
LV431800 | LV431800 | NSX250H Micrologic 2.2 250A 4P4D | 1833.16
LV431801 | LV431801 | NSX250H Micrologic 2.2 160A 4P4D | 1709.66
LV431802 | LV431802 | NSX250H Micrologic 2.2 100A 4P4D | 1437.33
LV431805 | LV431805 | NSX250H Micrologic 5.2 A 250A 4P4D | 2302.54
LV431806 | LV431806 | NSX250H Micrologic 5.2 A 160A 4P4D | 2194.21
LV431807 | LV431807 | NSX250H Micrologic 5.2 A 100A 4P4D | 1921.86
LV431830 | LV431830 | NSX250N TM250D 3P3D | 1296.86
LV431831 | LV431831 | NSX250N TM200D 3P3D | 1268.03
LV431832 | LV431832 | NSX250N TM160D 3P3D | 1072.92
LV431833 | LV431833 | NSX250N TM125D 3P3D | 908.61
LV431840 | LV431840 | NSX250N TM250D 4P3D | 1533.57
LV431841 | LV431841 | NSX250N TM200D 4P3D | 1533.57
LV431842 | LV431842 | NSX250N TM160D 4P3D | 1299.76
LV431843 | LV431843 | NSX250N TM125D 4P3D | 1116.86
LV431850 | LV431850 | NSX250N TM250D 4P4D | 1601.84
LV431851 | LV431851 | NSX250N TM200D 4P4D | 1399.78
LV431852 | LV431852 | NSX250N TM160D 4P4D | 1399.78
LV431853 | LV431853 | NSX250N TM125D 4P4D | 1164.65
LV431860 | LV431860 | NSX250F Micrologic 5.2 A 250A 3P3D | 1770.06
LV431861 | LV431861 | NSX250F Micrologic 5.2 A 160A 3P3D | 1661.28
LV431862 | LV431862 | NSX250F Micrologic 5.2 A 100A 3P3D | 1453.25
LV431865 | LV431865 | NSX250F Micrologic 5.2 A 250A 4P4D | 2046.25
LV431866 | LV431866 | NSX250F Micrologic 5.2 A 160A 4P4D | 1937.87
LV431867 | LV431867 | NSX250F Micrologic 5.2 A 100A 4P4D | 1665.54
LV431868 | LV431868 | NSX250F Micrologic 5.2 A 40A 4P4D | 1714.64
LV431870 | LV431870 | NSX250N Micrologic 2.2 250A 3P3D | 1364.26
LV431871 | LV431871 | NSX250N Micrologic 2.2 160A 3P3D | 1219.78
LV431872 | LV431872 | NSX250N Micrologic 2.2 100A 3P3D | 1035.4
LV431875 | LV431875 | NSX250N Micrologic 2.2 250A 4P4D | 1679.28
LV431876 | LV431876 | NSX250N Micrologic 2.2 160A 4P4D | 1555.84
LV431877 | LV431877 | NSX250N Micrologic 2.2 100A 4P4D | 1283.52
LV431880 | LV431880 | NSX250N Micrologic 5.2 A 250A 3P3D | 1836.73
LV431881 | LV431881 | NSX250N Micrologic 5.2 A 160A 3P3D | 1727.97
LV431882 | LV431882 | NSX250N Micrologic 5.2 A 100A 3P3D | 1519.94
LV431885 | LV431885 | NSX250N Micrologic 5.2 A 250A 4P4D | 2148.73
LV431886 | LV431886 | NSX250N Micrologic 5.2 A 160A 4P4D | 2040.37
LV431887 | LV431887 | NSX250N Micrologic 5.2 A 100A 4P4D | 1768.02
LV431900 | LV431900 | NSX250B Vigi MH TM250D 3P3D VigiCompact | 3457.78
LV431901 | LV431901 | NSX250B Vigi MH TM200D 3P3D VigiCompact | 3587.31
LV431902 | LV431902 | NSX250B Vigi MH TM160D 3P3D VigiCompact | Descontinuado
LV431903 | LV431903 | NSX250B Vigi MH TM125D 3P3D VigiCompact | 3018.3
LV431910 | LV431910 | NSX250B Vigi MH TM250D 4P3D VigiCompact | 3936.43
LV431911 | LV431911 | NSX250B Vigi MH TM200D 4P3D VigiCompact | 3821.78
LV431912 | LV431912 | NSX250B Vigi MH TM160D 4P3D VigiCompact | 3487.2
LV431913 | LV431913 | NSX250B Vigi MH TM125D 4P3D VigiCompact | 3225.53
LV431930 | LV431930 | NSX250F Vigi MH TM 250D 3P3R | 3628.22
LV431931 | LV431931 | NSX250F Vigi MH TM 200D 3P3R | 3766.33
LV431932 | LV431932 | NSX250F Vigi MH TM 160D 3P3R | 3473.21
LV431933 | LV431933 | NSX250F Vigi MH TM 125D 3P3R | 3164.92
LV431940 | LV431940 | NSX250F Vigi MH TM 250D 4P3R | 4111.87
LV431941 | LV431941 | NSX250F Vigi MH TM 200D 4P3R | 4031.26
LV431942 | LV431942 | NSX250F Vigi MH TM 160D 4P3R | 3696.71
LV431943 | LV431943 | NSX250F Vigi MH TM 125D 4P3R | 3434.98
LV431950 | LV431950 | NSX250F Vigi MH TM 250D 4P4R | 4150.95
LV431951 | LV431951 | NSX250F Vigi MH TM 200D 4P4R | 4150.95
LV431952 | LV431952 | NSX250F Vigi MH TM 160D 4P4R | 3839.77
LV431953 | LV431953 | NSX250F Vigi MH TM 125D 4P4R | 3643.52
LV431960 | LV431960 | NSX250B Vigi MH TM250D 4P4D VigiCompact | 3941.5
LV431961 | LV431961 | NSX250B Vigi MH TM200D 4P4D VigiCompact | 3630.35
LV431962 | LV431962 | NSX250B Vigi MH TM160D 4P4D VigiCompact | 3630.35
LV431963 | LV431963 | NSX250B Vigi MH TM125D 4P4D VigiCompact | 3425.71
LV431970 | LV431970 | NSX250F Vigi MH Micrologic 2.2 250A 3P3R | 3724.7
LV431971 | LV431971 | NSX250F Vigi MH Micrologic 2.2 160A 3P3R | 3551.82
LV431972 | LV431972 | NSX250F Vigi MH Micrologic 2.2 100A 3P3R | 3254.12
LV431975 | LV431975 | NSX250B Vigi MH Micrologic 2.2 250A 3P3D | 3686.76
LV431976 | LV431976 | NSX250B Vigi MH Micrologic 2.2 160A 3P3D | 3513.98
LV431977 | LV431977 | NSX250B Vigi MH Micrologic 2.2 100A 3P3D | Descontinuado
LV431980 | LV431980 | NSX250F Vigi MH Micrologic 2.2 250A 4P4R | 4239.77
LV431981 | LV431981 | NSX250F Vigi MH Micrologic 2.2 160A 4P4R | 4063.1
LV431982 | LV431982 | NSX250F Vigi MH Micrologic 2.2 100A 4P4R | 3673.41
LV431985 | LV431985 | NSX250B Vigi MH Micrologic 2.2 250A 4P4D | 4030.27
LV431986 | LV431986 | NSX250B Vigi MH Micrologic 2.2 160A 4P4D | 3853.68
LV431987 | LV431987 | NSX250B Vigi MH Micrologic 2.2 100A 4P4D | 3463.99
LV432068 | LV432068 | Micrologic 1.3 M 500A 3P3D (NSX630) | 563.45
LV432069 | LV432069 | Micrologic 1.3 M 320A 3P3D NSX400-630 | 511.47
LV432071 | LV432071 | Micrologic 2.3 M 500A 3P3D (NSX630) | 1110.54
LV432072 | LV432072 | Micrologic 2.3 M 320A 3P3D NSX400-630 | 1081.38
LV432074 | LV432074 | Micrologic 6.3 E-M 500A 3P3D (NSX630) | 2116.5
LV432075 | LV432075 | Micrologic 6.3 E-M 320A 3P3D NSX400-630 | 2087.34
LV432077 | LV432077 | Micrologic 1.3 M 500A 4P4D (NSX630) | 586.01
LV432078 | LV432078 | Micrologic 1.3 M 320A 4P4D NSX400-630 | 511.47
LV432080 | LV432080 | Micrologic 2.3 630A 3P3D (NSX630) | 871.2
LV432081 | LV432081 | Micrologic 2.3 400A 3P3D (NSX400/630) | 871.2
LV432082 | LV432082 | Micrologic 2.3 250A 3P3D (NSX400/630) | 871.2
LV432084 | LV432084 | Micrologic 2.3 630A 4P4D (NSX630) | 914.77
LV432085 | LV432085 | Micrologic 2.3 400A 4P4D (NSX400/630) | 871.2
LV432086 | LV432086 | Micrologic 2.3 250A 4P4D (NSX400/630) | 871.2
LV432089 | LV432089 | Micrologic 5.3 A-Z 630A 3P3D NSX400-630 | 1452.63
LV432090 | LV432090 | Micrologic 5.3 A 630A 3P3D (NSX630) | 1427.87
LV432091 | LV432091 | Micrologic 5.3 A 400A 3P3D NSX400-630 | 1427.87
LV432093 | LV432093 | Micrologic 5.3 A 630A 4P4D (NSX630) | 1474.47
LV432094 | LV432094 | Micrologic 5.3 A 400A 4P4D NSX400-630 | 1427.87
LV432096 | LV432096 | Micrologic 5.3 E 630A 3P3D (NSX630) | 1559.08
LV432097 | LV432097 | Micrologic 5.3 E 400A 3P3D NSX400-630 | 1559.08
LV432099 | LV432099 | Micrologic 5.3 E 630A 4P4D (NSX630) | 1559.08
LV432100 | LV432100 | Micrologic 5.3 E 400A 4P4D NSX400-630 | 1559.08
LV432102 | LV432102 | Micrologic 6.3 A 630A 3P3D (NSX630) | 1660.04
LV432103 | LV432103 | Micrologic 6.3 A 400A 3P3D NSX400-630 | 1602.81
LV432105 | LV432105 | Micrologic 6.3 A 630A 4P4D (NSX630) | 1666.93
LV432106 | LV432106 | Micrologic 6.3 A 400A 4P4D NSX400-630 | 1602.81
LV432108 | LV432108 | Micrologic 6.3 E 630A 3P3D (NSX630) | 1724.08
LV432109 | LV432109 | Micrologic 6.3 E 400A 3P3D NSX400-630 | 1690.26
LV432111 | LV432111 | Micrologic 6.3 E 630A 4P4D (NSX630) | 1757.87
LV432112 | LV432112 | Micrologic 6.3 E 400A 4P4D NSX400-630 | 1690.26
LV432403 | LV432403 | NSX400N 3P SD | 1281.3
LV432404 | LV432404 | NSX400H 3P SD | 1631.84
LV432405 | LV432405 | NSX400L 3P SD | 2121.63
LV432408 | LV432408 | NSX400N 4P SD | 1793.36
LV432409 | LV432409 | NSX400H 4P SD | 2245.86
LV432410 | LV432410 | NSX400L 4P SD | 2894.6
LV432413 | LV432413 | NSX400F 3P SD | 1063.45
LV432414 | LV432414 | NSX 400S 3P SD | 1855.77
LV432415 | LV432415 | NSX400F 4P SD | 1524.36
LV432416 | LV432416 | NSX 400S 4P SD | 2541.67
LV432453 | LV432453 | Vigi MB 3P 440-550V CA 0,3-30A NSX400-6 | 1273.61
LV432454 | LV432454 | Vigi MB 4P 440-550V CA 0,3-30A NSX400-6 | 1384.37
LV432455 | LV432455 | Vigi MB 3P 200-440V CA 0,3-30A NSX400-6 | 1248.62
LV432456 | LV432456 | Vigi MB 4P 200-440V CA 0,3-30A NSX400-6 | 1384.37
LV432457 | LV432457 | Adaptador bloco Vigi 4P para aparelho 3P | 116.79
LV432459 | LV432459 | Tampa transparente para Micrologic 5-6 | 17.69
LV432460 | LV432460 | TAMPA OPACA MIC5/6 | Sob Consulta
LV432461 | LV432461 | TAMPA TRANSPARENT MIC2 | 28.78
LV432475 | LV432475 | 2 TAT curtas (NSX400/630 INV/INS) | 103.83
LV432476 | LV432476 | 2 TAT longas (NSX400/630 INV/INS) | 127.03
LV432477 | LV432477 | CONJUNTO TAT CURTAS 4P | 116.12
LV432478 | LV432478 | CONJUNTO TAT LONGAS 4P | 137.91
LV432479 | LV432479 | 3 bornes 1x 35-300mm² + separ. de fases | 124.99
LV432480 | LV432480 | 4 bornes 1x 35-300mm² + separ. de fases | 166.73
LV432481 | LV432481 | 3 bornes 2x 35-240mm² + separ. de fases | 214.85
LV432482 | LV432482 | 4 bornes 2x 35-240mm² + separ. de fases | 280.76
LV432484 | LV432484 | 3 placas esquadria + separ. de fases NS | 145.54
LV432485 | LV432485 | 4 placas esquadria + separ. de fases NS | 154.97
LV432486 | LV432486 | 3 placas de canto + separ. de fases NSX | 158.41
LV432487 | LV432487 | 4 placas de canto + separ. de fases NSX | 192.8
LV432490 | LV432490 | EspaCador 3P 52,5mm + separ. de fases | 60.87
LV432491 | LV432491 | EspaCador 4P 52,5mm + separ. de fases | 82.42
LV432492 | LV432492 | EspaCador 3P 70mm + separ. de fases N | 114.57
LV432493 | LV432493 | EspaCador 4P 70mm + separ. de fases N | 149.96
LV432498 | LV432498 | Base comando rotativo prolongado NSX400 | 289.86
LV432500 | LV432500 | 3 terminais CU 240mm² + separ. de fases | 71.63
LV432501 | LV432501 | 4 terminais CU 240mm² + separ. de fases | 95.41
LV432502 | LV432502 | 3 terminais CU 300mm² + separ. de fases | 82.68
LV432503 | LV432503 | 4 terminais CU 300mm² + separ. de fases | 109.8
LV432504 | LV432504 | 3 terminais AL 240mm² + separ. fases | 103.39
LV432505 | LV432505 | 4 terminais CU 300mm² + separ. de fases | 138.25
LV432506 | LV432506 | 3 terminais AL 300mm² + separ. fases | 241.68
LV432507 | LV432507 | 4 terminais AL 300mm2 + sep. Fase | 255.78
LV432513 | LV432513 | 12 Parafusos com limite de aperto NSX40 | 46.14
LV432516 | LV432516 | Base extraível 3P (NSX400/630) | 545.77
LV432517 | LV432517 | Base extraível 4P (NSX400/630) | 707.29
LV432518 | LV432518 | 2 espigOes para Base extraivel NSX400-6 | 44.98
LV432519 | LV432519 | 2 espigOes Vigi para Base extraivel NSX | 93.97
LV432520 | LV432520 | Percutor pré-disparo (NSX400/630) | 22.17
LV432521 | LV432521 | 2 obturadores IP40 para Base NSX400-630 | 30.77
LV432523 | LV432523 | 1 bloco mOvel 9 fios para Disjuntor NSX | 36.92
LV432525 | LV432525 | 1 suporte para 3 blocos mOveis NSX400-6 | 50.57
LV432526 | LV432526 | 2 placas longas isoladas para base NSX4 | 535.1
LV432532 | LV432532 | Chassis parte fixa para base 3P-4P NSX4 | 316.36
LV432533 | LV432533 | Chassis parte mOvel para disjuntor 3P-4P | 105.36
LV432534 | LV432534 | Moldura de porta para aparelho extraivel | 59.02
LV432538 | LV432538 | KitCompact extraible sobre zOcalo 3PNSX4 | 781.32
LV432539 | LV432539 | KIT COMPACT EXT 4P | 995.37
LV432540 | LV432540 | KIT VIGICOMPACT EXT 3P | 924.79
LV432541 | LV432541 | KIT VIGICOMPACT EXT 4P | 1186.65
LV432552 | LV432552 | Saco de parafusos para Compact NSX400-6 | 10.49
LV432553 | LV432553 | Prolongadores de punho (NSX400/630) | 21.22
LV432557 | LV432557 | Moldura de porta IP30 todo tipo de coman | 84.4
LV432558 | LV432558 | Moldura de porta IP40 todo tipo de coman | 31.93
LV432559 | LV432559 | Moldura de porta IP30 acesso a unidade d | 46.4
LV432560 | LV432560 | Lote estanquecidade comando manual IP43 | 94.85
LV432566 | LV432566 | Indicador presenCa de tensAo 220-550V CA | 111.68
LV432570 | LV432570 | 6 separadores de fase NSX400-630 INV-IN | 31.31
LV432571 | LV432571 | Espelho NS para substituiCAo NSX400-630 | 73.21
LV432575 | LV432575 | TI neutro externo 400-630A NSX400-630 3 | 484.16
LV432578 | LV432578 | 2 paineis isolantes 3P pas 70 mm NSX4 | 28.66
LV432579 | LV432579 | 2 paineis isolantes 4P pas 70 mm NSX4 | 31.51
LV432584 | LV432584 | Adaptador para Base 3P (NSX400/630) | 58.23
LV432585 | LV432585 | Adaptador para Base 4P (NSX400/630) | 66.23
LV432586 | LV432586 | 3 placas prolongadoras 45° + separ. de f | 208.55
LV432587 | LV432587 | 4 placas prolongadoras 45° + separ. de f | 271.16
LV432591 | LV432591 | 1 tapa bornes curto 3P (NSX400/630) | 38.98
LV432592 | LV432592 | 1 tapa bornes curto 4P NSX400-630 INV-I | 42.61
LV432593 | LV432593 | 1 tapa bornes longo 3P (NSX400/630) | 51.29
LV432594 | LV432594 | 1 tapa bornes longo 4P NSX400-630 INV-I | 57.03
LV432595 | LV432595 | 1 tapa bornes longo 3P para espaCadores | 54.06
LV432596 | LV432596 | 1 tapa bornes longo 4P para espaCadores | 59.97
LV432597 | LV432597 | Comando rotativo directo standard NSX40 | 165.92
LV432598 | LV432598 | Comando rotativo prolongado standard NS | 246.88
LV432599 | LV432599 | Comando rotativo directo vermelho-amarel | 206.29
LV432600 | LV432600 | Comando rotativo prolongado vermelho-ama | 286.4
LV432602 | LV432602 | AccessOrio conversAo CNOMO comando rotat | 100.04
LV432603 | LV432603 | Comando rotativo telescOpico, veio de 50 | 234.27
LV432604 | LV432604 | Dispositivo de encravamento comando rota | 34.57
LV432605 | LV432605 | 1 contacto avanCo a abertura NSX400-630 | 91.93
LV432606 | LV432606 | AccessOrio conversAo CCM comando rotativ | 58.07
LV432614 | LV432614 | Encravamento mecAnico comando directo N | 230.49
LV432619 | LV432619 | ACES.LIGACAO A JUSANTE 3P | 641.75
LV432620 | LV432620 | ACES.LIGACAO A JUSANTE 4P | 766.58
LV432621 | LV432621 | Encravamento mecAnico comando rotativo | 284.85
LV432631 | LV432631 | Encravamento fixo 3 cadeados NSX400-630 | 68.86
LV432639 | LV432639 | Telecomando MT400-630 48-60V CA 50-60Hz | 890.04
LV432640 | LV432640 | Telecomando MT400-630 110-130V CA 50-60H | 873.4
LV432641 | LV432641 | Telecomando MT400-630 220-240V 50-60HZ 2 | 873.4
LV432642 | LV432642 | Telecomando MT400-630 380-415V 50-60HZ | 873.4
LV432643 | LV432643 | Telecomando MT400-630 24-30V CC NSX400- | 934.33
LV432644 | LV432644 | Telecomando MT400-630 48-60V CC NSX400- | 934.33
LV432645 | LV432645 | Telecomando MT400-630 110-130V CC NSX40 | 934.33
LV432646 | LV432646 | Telecomando MT400-630 250V CC NSX400-63 | 934.33
LV432647 | LV432647 | Telecomando MT400-630 440-480V CA 60HZ | 890.04
LV432648 | LV432648 | Contador de manobras MT400-630 NSX400-6 | 193.83
LV432649 | LV432649 | Encravamento telecomando com fechadura | 108.79
LV432652 | LV432652 | Telecomando MT400-630 comunicante 220-24 | 2678.5
LV432653 | LV432653 | Bloco 3P TI 400-5A + saida de tensAo NS | 767.73
LV432654 | LV432654 | Bloco 4P TI 400-5A + saida de tensAo NS | 951.83
LV432655 | LV432655 | Bloco amperimetro 3P 400A NSX400-630 | 1073.78
LV432656 | LV432656 | Bloco amperimetro 4P 400A NSX400-630 IN | 1124.3
LV432657 | LV432657 | Bloco Transformador de Intensidade 400-5 | 812.62
LV432658 | LV432658 | Bloco Transformador de Intensidade 400-5 | 892.89
LV432659 | LV432659 | Bloco 3P vigilAncia de isolamento TNS-TT | 1558.41
LV432660 | LV432660 | Bloco 4P vigilAncia de isolamento TNS-TT | 1666.24
LV432665 | LV432665 | Q.ISOL.IP55 C.ROT.PROL. | 663.71
LV432666 | LV432666 | Q.ISOL.IP55 C.ROT.PR.VIGI | 663.71
LV432676 | LV432676 | NSX400F Micrologic 2.3 400A 3P3D | 2030.4
LV432677 | LV432677 | NSX400F Micrologic 2.3 400A 4P4D | 2512.01
LV432678 | LV432678 | NSX400F Micrologic 5.3 A 400A 3P3D | 2696.27
LV432679 | LV432679 | NSX400F Micrologic 5.3 A 400A 4P4D | 3192.3
LV432682 | LV432682 | NSX400F Micrologic 2.3 250A 3P3D | 2030.4
LV432683 | LV432683 | NSX400F Micrologic 2.3 250A 4P4D | 2512.01
LV432693 | LV432693 | NSX400N Micrologic 2.3 400A 3P3D | 2258.02
LV432694 | LV432694 | NSX400N Micrologic 2.3 400A 4P4D | 2793.1
LV432695 | LV432695 | NSX400H Micrologic 2.3 400A 3P3D | 2624.33
LV432696 | LV432696 | NSX400H Micrologic 2.3 400A 4P4D | 3265.93
LV432699 | LV432699 | NSX400N Micrologic 5.3 A 400A 3P3D | 2930.72
LV432700 | LV432700 | NSX400N Micrologic 5.3 A 400A 4P4D | 3481.84
LV432701 | LV432701 | NSX400H Micrologic 5.3 A 400A 3P3D | 3225.47
LV432702 | LV432702 | NSX400H Micrologic 5.3 A 400A 4P4D | 3853.26
LV432707 | LV432707 | NSX400N Micrologic 2.3 250A 3P3D | 2258.02
LV432708 | LV432708 | NSX400N Micrologic 2.3 250A 4P4D | 2793.1
LV432709 | LV432709 | NSX400H Micrologic 2.3 250A 3P3D | 2624.33
LV432710 | LV432710 | NSX400H Micrologic 2.3 250A 4P4D | 3265.93
LV432731 | LV432731 | NSX400F Vigi MB Micrologic 2.3 400A 3P3D | 5268.38
LV432732 | LV432732 | NSX400F Vigi MB Micrologic 2.3 400A 4P4D | 6233.02
LV432733 | LV432733 | NSX400N Vigi MB Micrologic 2.3 400A 3P3R | 5610.31
LV432734 | LV432734 | NSX400N Vigi MB Micrologic 2.3 400A 4P4R | 6655.29
LV432748 | LV432748 | NSX400F Micrologic 1.3 M 320A 3P3D | 1663.55
LV432749 | LV432749 | NSX400N Micrologic 1.3 M 320A 3P3D | 1878.49
LV432750 | LV432750 | NSX400H Micrologic 1.3 M 320A 3P3D | 2244.8
LV432756 | LV432756 | NSX400NA Micrologic 0.3 NA 3P | 1149.24
LV432757 | LV432757 | NSX400NA Micrologic 0.3 NA 4P | 1687.29
LV432775 | LV432775 | NSX400F Micrologic 2.3 M 320A 3P3D | 2252.18
LV432776 | LV432776 | NSX400N Micrologic 2.3 M 320A 3P3D | 2479.77
LV432777 | LV432777 | NSX400H Micrologic 2.3 M 320A 3P3D | 2846.06
LV432803 | LV432803 | NSX630N 3P SD | 1751.44
LV432804 | LV432804 | NSX630H 3P SD | 2085.67
LV432805 | LV432805 | NSX630L 3P SD | 2571.31
LV432808 | LV432808 | NSX630N 4P SD | 2325.74
LV432809 | LV432809 | NSX630H 4P SD | 2622.47
LV432810 | LV432810 | NSX630L 4P SD | 3345.84
LV432813 | LV432813 | NSX630F 3P SD | 1488.71
LV432814 | LV432814 | NSX 630S 3P SD | 2313.89
LV432815 | LV432815 | NSX630F 4P SD | 2000.13
LV432855 | LV432855 | Bloco amperímetro 3P 630A (NSX630) | 1083.15
LV432856 | LV432856 | Bloco amperimetro 4P 630A NSX630 INV-IN | 1133.84
LV432857 | LV432857 | Bloco Transformador de Intensidade 600-5 | 821.83
LV432858 | LV432858 | Bloco Transformador de Intensidade 600-5 | 903.63
LV432861 | LV432861 | Bloco 3P TI 600-5A + saida de tensAo NS | 798.9
LV432862 | LV432862 | Bloco 4P TI 600-5A + saida de tensAo NS | 988.74
LV432876 | LV432876 | NSX630F Micrologic 2.3 630A 3P3D | 2474.74
LV432877 | LV432877 | NSX630F Micrologic 2.3 630A 4P4D | 3109.86
LV432878 | LV432878 | NSX630F Micrologic 5.3 A 630A 3P3D | 3215.19
LV432879 | LV432879 | NSX630F Micrologic 5.3 A 630A 4P4D | 3776.28
LV432893 | LV432893 | NSX630N Micrologic 2.3 630A 3P3D | 2749.28
LV432894 | LV432894 | NSX630N Micrologic 2.3 630A 4P4D | 3416.37
LV432895 | LV432895 | NSX630H Micrologic 2.3 630A 3P3D | 3098.53
LV432896 | LV432896 | NSX630H Micrologic 2.3 630A 4P4D | 3769.2
LV432899 | LV432899 | NSX630N Micrologic 5.3 A 630A 3P3D | 3503.45
LV432900 | LV432900 | NSX630N Micrologic 5.3 A 630A 4P4D | 4133.55
LV432901 | LV432901 | NSX630H Micrologic 5.3 A 630A 3P3D | 3796.45
LV432902 | LV432902 | NSX630H Micrologic 5.3 A 630A 4P4D | 4459.1
LV432931 | LV432931 | NSX630F Vigi MB Micrologic 2.3 630A 3P3D | 5935.93
LV432932 | LV432932 | NSX630F Vigi MB Micrologic 2.3 630A 4P4D | 6979.88
LV432933 | LV432933 | NSX630N Vigi MB Micrologic 2.3 630A 3P3R | 6348.33
LV432934 | LV432934 | NSX630N Vigi MB Micrologic 2.3 630A 4P4R | 7491.02
LV432948 | LV432948 | NSX630F Micrologic 1.3 M 500A 3P3D | 2145.53
LV432949 | LV432949 | NSX630N Micrologic 1.3 M 500A 3P3D | 2424.83
LV432950 | LV432950 | NSX630H Micrologic 1.3 M 500A 3P3D | 2765.15
LV432956 | LV432956 | NSX630NA Micrologic 0.3 NA 3P | 1716.08
LV432957 | LV432957 | NSX630NA Micrologic 0.3 NA 4P | 2119.8
LV432975 | LV432975 | NSX630F Micrologic 2.3 M 500A 3P3D | 2727.28
LV432976 | LV432976 | NSX630N Micrologic 2.3 M 500A 3P3D | 3001.81
LV432977 | LV432977 | NSX630H Micrologic 2.3 M 500A 3P3D | 3351.08
LV433270 | LV433270 | NSX100R micrologic 2,2 40A 3P3d | 1110.52
LV433272 | LV433272 | NSX100R micrologic 2,2 100A 3P3d | 1162.3
LV433281 | LV433281 | NSX100R MICROLOGIC 6.2 E 40A 3P3R | 1397.67
LV433493 | LV433493 | NSX250HB2 TM250D 4P4D | 2879.43
LV433512 | LV433512 | NSX250R micrologic 2,2 160A 3P3d | 2285.12
LV433526 | LV433526 | NSX250R MICROLOGIC 6.2 E 160A 3P3R | 2352.94
LV433528 | LV433528 | NSX250R MICROLOGIC 6.2 E 250A 3P3R | 2472.53
LV433544 | LV433544 | NSX250HB1 MICROLOGIC 2.2 250A 3P3D | 2206.6
LV433547 | LV433547 | NSX250HB1 MICROLOGIC 2,2 M 3P3d 220A | 2129.21
LV433602 | LV433602 | NSX400R MICROLOGIC 2,3 400A 3P3D | 4025.03
LV433608 | LV433608 | NSX400R MICROLOGIC 6.3 E 400A 3P3R | 4144.82
LV433622 | LV433622 | NSX400HB1 MICROLOGIC 2.3 400A 3P3D | 3097.26
LV433623 | LV433623 | NSX400HB1 MICROLOGIC 2.3 400A 4P4D | 3819.44
LV433720 | LV433720 | NSX630HB1 MICROLOGIC 2.3 630A 3P3D | 3841.21
LV433723 | LV433723 | NSX630HB1 MICROLOGIC 2,3M 500A 3P3D | 3686.79
LV433800 | LV433800 | MicroLogic Vigi 4.2 - 40A 3P3d | 869.22
LV433801 | LV433801 | MicroLogic Vigi 4.2 - 100A 3P3d | 869.22
LV433802 | LV433802 | MicroLogic Vigi 4.2 - 160A 3P3d | 961.44
LV433803 | LV433803 | MicroLogic Vigi 4.2 - 250A 3P3d | 1422.11
LV433805 | LV433805 | MicroLogic Vigi 4.2 - 40A 4P4d | 976.03
LV433806 | LV433806 | MicroLogic Vigi 4.2 - 100A 4P4d | 976.03
LV433807 | LV433807 | MicroLogic Vigi 4.2 - 160A 4P4d | 1107.24
LV433808 | LV433808 | MicroLogic Vigi 4.2 - 250A 4P4d | 1652.21
LV433879 | LV433879 | MicroLogic Vigi 7.2 E - 40A 4P4d | 1676.65
LV433880 | LV433880 | MicroLogic Vigi 7.2 E - 100A 4P4d | 1676.65
LV433881 | LV433881 | MicroLogic Vigi 7.2 E - 160A 4P4d | 1845.22
LV433882 | LV433882 | MicroLogic Vigi 7.2 E - 250A 4P4d | 2342.1
LV433884 | LV433884 | MicroLogic Vigi 4.2 AL - 40A 3P3d | 892.01
LV433885 | LV433885 | MicroLogic Vigi 4.2 AL - 100A 3P3d | 892.01
LV433886 | LV433886 | MicroLogic Vigi 4.2 AL - 160A 3P3d | 984.23
LV433887 | LV433887 | MicroLogic Vigi 4.2 AL - 250A 3P3d | 1353.15
LV433889 | LV433889 | MicroLogic Vigi 4.2 AL - 40A 4P4d | 997.79
LV433890 | LV433890 | MicroLogic Vigi 4.2 AL - 100A 4P4d | 997.79
LV433891 | LV433891 | MicroLogic Vigi 4.2 AL - 160A 4P4d | 1235.59
LV433892 | LV433892 | MicroLogic Vigi 4.2 AL - 250A 4P4d | 1550.85
LV433898 | LV433898 | MicroLogic Vigi 7.2 E AL - 40A 4P4d | 1698.42
LV433899 | LV433899 | MicroLogic Vigi 7.2 E AL - 100A 4P4d | 1698.42
LV433900 | LV433900 | MicroLogic Vigi 7.2 E AL - 160A 4P4d | 1866.99
LV433901 | LV433901 | MicroLogic Vigi 7.2 E AL - 250A 4P4d | 2243.69
LV433930 | LV433930 | MicroLogic Vigi 4.3 - 400A 3P3d | 1909.55
LV433931 | LV433931 | MicroLogic Vigi 4.3 - 570A 3P3d | 2071.24
LV433932 | LV433932 | MicroLogic Vigi 4.3 - 400A 4P4d | 2131.83
LV433933 | LV433933 | MicroLogic Vigi 4.3 - 570A 4P4d | 2313.27
LV433950 | LV433950 | MicroLogic Vigi 7.3 E - 400A 3P3d | 2615.31
LV433951 | LV433951 | MicroLogic Vigi 7.3 E - 570A 3P3d | 2829.33
LV433952 | LV433952 | MicroLogic Vigi 7.3 E - 400A 4P4d | 2825.03
LV433953 | LV433953 | MicroLogic Vigi 7.3 E - 570A 4P4d | 3057.65
LV433960 | LV433960 | MicroLogic Vigi 4.3 AL - 400A 3P3d | 1970.28
LV433961 | LV433961 | MicroLogic Vigi 4.3 AL - 570A 3P3d | 2131.97
LV433962 | LV433962 | MicroLogic Vigi 4.3 AL - 400A 4P4d | 2185.41
LV433963 | LV433963 | MicroLogic Vigi 4.3 AL - 570A 4P4d | 2366.85
LV433965 | LV433965 | MicroLogic Vigi 7.3 E AL - 400A 3P3d | 2672.6
LV433966 | LV433966 | MicroLogic Vigi 7.3 E AL - 570A 3P3d | 2886.62
LV433967 | LV433967 | MicroLogic Vigi 7.3 E AL - 400A 4P4d | 2875.57
LV433968 | LV433968 | MicroLogic Vigi 7.3 E AL - 570A 4P4d | 3108.2
LV434000 | LV434000 | Interface de Com Modbus SL | 205.03
LV434001 | LV434001 | Interface ethernet IFE | 765.42
LV434002 | LV434002 | interface ethernet IFE com Gateway | 1000.83
LV434010 | LV434010 | INTERFACE ETHERNET IFE | 768.75
LV434011 | LV434011 | INTERFACE IFE+GATEWAY | 1005.19
LV434020 | LV434020 | ENERGY SENSOR POWERTAG NSX - 250A 3P | 634.9
LV434021 | LV434021 | ENERGY SENSOR POWERTAG NSX - 250A 3P+N | 793.5
LV434022 | LV434022 | ENERGY SENSOR POWERTAG NSX - 630A 3P | 1270.8
LV434023 | LV434023 | ENERGY SENSOR POWERTAG NSX - 630A 3P+N | 1540.5
LV434063 | LV434063 | Módulo I/O | 803.93
LV434128 | LV434128 | Módulo de visualização FDM128 | 1127.63
LV434195 | LV434195 | CABO ULP = 0,35 M | 52.12
LV434196 | LV434196 | Cabo ULP = 1,3 m | 55.04
LV434197 | LV434197 | Cabo ULP = 3 m | 58.8
LV434200 | LV434200 | NSX Cord L= 0,35 m | 59.93
LV434201 | LV434201 | NSX Cord L= 1,3 m | 63.29
LV434202 | LV434202 | NSX Cord L= 3 m | 72.19
LV434204 | LV434204 | NSX Cord para U>480 VCA L= 0,35m | 426.02
LV434205 | LV434205 | Módulo BSCM Compact NSX | 220.89
LV434206 | LV434206 | Bateria de bolso para Micrologic NSX100 | 202.27
LV434210 | LV434210 | Borne 24 VCC para Micrologic 5/6 | 85.3
LV434211 | LV434211 | Adaptador RJ45 para ligador modbus | 87.67
LV434212 | LV434212 | Acessório ZSI para NS630b-NW com NSX | 396.45
LV434550 | LV434550 | Micrologic 2.3 AB 100A 4P4D (NSX) | 407
LV434557 | LV434557 | Micrologic 2.3 AB 400A 4P4D NSX400/630 | 1015.38
LV434562 | LV434562 | NSX100F MICROLOGIC 2.2 AB 100A 4P4D | 1239.8
LV434574 | LV434574 | NSX 250F micrologic AB vigicompact | 3034.81
LV434849 | LV434849 | Bloco amperímetro Imax 3P 100A (NSX) | 655.32
LV434850 | LV434850 | Bloco amperimetro Imax 3P 160A NSX160-2 | 643.38
LV434851 | LV434851 | Bloco amperimetro Imax 3P 250A NSX250 | 697.03
LV434852 | LV434852 | Bloco amperimetro Imax 3P 400A NSX400-6 | 788.22
LV434853 | LV434853 | Bloco amperimetro Imax 3P 630A NSX400-6 | 823.81
LV438003 | LV438003 | NSX100F DC 3P 36kA SD | 377.53
LV438008 | LV438008 | NSX100F DC 4P 36kA SD | 519.92
LV438028 | LV438028 | TM100 DC 3P3D (NSX DC) | 207.81
LV438103 | LV438103 | NSX160F DC 3P 36kA SD | 511.47
LV438135 | LV438135 | TM160 DC 3P3D (NSX DC) | 304.05
LV438203 | LV438203 | NSX250F DC 3P 36kA SD | 780.82
LV438208 | LV438208 | NSX250F DC 4P 36KA SD | 878.17
LV438245 | LV438245 | TM250 DC 3P3D (NSX DC) | 445.75
LV438246 | LV438246 | TM200 DC 3P3D (NSX DC) | 367.76
LV438255 | LV438255 | TM250 DC 4P4D (NSX DC) | 543.06
LV438328 | LV438328 | dissipador de calor NSXDC | 133.28
LV438563 | LV438563 | NSX100F TM20D (36kA) DC 1P1D | 253.87
LV438700 | LV438700 | NSX160F TM160D (36kA) DC 2P2D | 522.59
LV480400 | LV480400 | INFD40A COM. FRONTAL 3P3F DIN 000 | 413.97
LV480401 | LV480401 | INFD40A COM. FRONTAL 4P3F DIN 000 | 490.84
LV480402 | LV480402 | INFC63A COM. FRONTAL 3P3F NFC14X51 | 410.35
LV480403 | LV480403 | INFC63A COM. FRONTAL 4P3F NFC14X51 | 526.02
LV480404 | LV480404 | INFC63A COM. FRONTAL 4P4F NFC14X51 | 556.15
LV480405 | LV480405 | INFD63A COM. FRONTAL 3P3F DIN 000 | 464.35
LV480406 | LV480406 | INFD63A COM. FRONTAL 4P3F DIN 000 | 475.92
LV480407 | LV480407 | INFD63A COM. FRONTAL 4P4F DIN 000 | 536.12
LV480410 | LV480410 | INFC63A COM. FRONTAL 3P3F NFC22X58 | 412.69
LV480411 | LV480411 | INFC63A COM. FRONTAL 4P3F NFC22X58 | 546.42
LV480412 | LV480412 | INFC63A COM. FRONTAL 4P4F NFC22X58 | 568.97
LV480413 | LV480413 | INFC125A COM. FRONTAL 3P3F NFC22X58 | 525.36
LV480414 | LV480414 | INFC125A COM. FRONTAL 4P3F NFC22X58 | 612.26
LV480415 | LV480415 | INFC125A COM. FRONTAL 4P4F NFC22X58 | 616.06
LV480416 | LV480416 | INFD160A COM. FRONTAL 3P3F DIN 000 | 538.06
LV480417 | LV480417 | INFD160A COM. FRONTAL 4P3F DIN 000 | 580.42
LV480418 | LV480418 | INFD160A COM. FRONTAL 4P4F DIN 000 | 812.79
LV480442 | LV480442 | BORNE 1 CABO 25 A 95MM2 AL/CU | 59.92
LV480443 | LV480443 | BORNE 1 CABO 6 A 95MM2 AL/CU | 52.95
LV480444 | LV480444 | TAPA-BORNES CURTO 160A (1 UNID.) | 20.97
LV480445 | LV480445 | TAPA-BORNES LONGO 160A (1 UNID.) | 25.32
LV480446 | LV480446 | AUX. INDICACAO FUSAO 50A 3P | 80.13
LV480447 | LV480447 | AUX. INDICACAO FUSAO 50A 4P | 81.52
LV480448 | LV480448 | AUX. INDICACAO FUSAO 125A 3P | 98.51
LV480449 | LV480449 | AUX. INDICACAO FUSAO 125A 4P | 104.7
LV480450 | LV480450 | Barra de neutro extraivel 35 mm | 51.17
LV480451 | LV480451 | Barra de neutro extraivel 16 mm | 48.7
LV480455 | LV480455 | INF40 - 160A- KIT MONTAGEM CALHA DIN | 121.42
LV480500 | LV480500 | INFD200A COM. FRONTAL 3P3F DIN 0 E 1 | 1045.75
LV480501 | LV480501 | INFD200A COM. FRONTAL 4P3F DIN 0 E 1 | 1313.85
LV480502 | LV480502 | INFD200A COM. FRONTAL 4P4F DIN 0 E 1 | 1481.74
LV480503 | LV480503 | INFD250A COM. FRONTAL 3P3F DIN 0 E 1 | 1161.98
LV480504 | LV480504 | INFD250A COM. FRONTAL 4P3F DIN 0 E 1 | 1393.44
LV480505 | LV480505 | INFD250A COM. FRONTAL 4P4F DIN 0 E 1 | 1646.36
LV480506 | LV480506 | INFD400A COM. FRONTAL 3P3F DIN 0.1 e 2 | 1865.55
LV480507 | LV480507 | INFD400A COM. FRONTAL 4P3F DIN 0.1 e 2 | 2029.07
LV480508 | LV480508 | INFD400A COM. FRONTAL 4P4F DIN 0.1 e 2 | 2242.31
LV480509 | LV480509 | INFD630A COM. FRONTAL 3P3F DIN 3 | 2554.58
LV480510 | LV480510 | INFD630A COM. FRONTAL 4P3F DIN 3 | 3119.83
LV480511 | LV480511 | INFD630A COM. FRONTAL 4P4F DIN 3 | 3604.77
LV480512 | LV480512 | INFD 800A 3P | 3076.29
LV480513 | LV480513 | INFD800A COM. FRONTAL 4P3F DIN 3 | 3976.86
LV480514 | LV480514 | INFD800A COM. FRONTAL 4P4F DIN 3 | 3635.1
LV480515 | LV480515 | INFB200A COM. FRONTAL 3P BS B1/B2/B3 | 1090.82
LV480516 | LV480516 | INFB200A COM. FRONTAL 4P3F BS B1/B2/B3 | 1310.89
LV480517 | LV480517 | INFB250A COM. FRONTAL 3P3F BS B1/B2/B3 | 1165.44
LV480518 | LV480518 | INFB250A COM. FRONTAL 4P3F BS B1/B2/B3 | 1467.3
LV480519 | LV480519 | INFB400A COM. FRONTAL 3P3F BS B1/2/3/4 | 1888.93
LV480520 | LV480520 | INFB400A COM. FRONTAL 4P3F BS B1/2/3/4 | 2067.09
LV480521 | LV480521 | INFB630A COM. FRONTAL 3P3F BS C1/C2 | 3362.57
LV480522 | LV480522 | INFB630A COM. FRONTAL 4P3F BS C1/C2 | 3844.02
LV480523 | LV480523 | INFB800A COM. FRONTAL 3P3F BS C1/C2/C3 | 3599.61
LV480524 | LV480524 | INFB800A COM. FRONTAL 4P3F BS C1/C2/C3 | 4257.64
LV480530 | LV480530 | COM. ROT. PROL. STD INFB200A | 116.75
LV480531 | LV480531 | COM. ROT. PROL. VERM/AMAR INFB200A | 116.75
LV480532 | LV480532 | COM. ROT. PROL. STD INFB200/250A | 139.63
LV480533 | LV480533 | COM. ROT. PROL. VERM/AMAR INFB200/250A | 139.63
LV480534 | LV480534 | COM. ROT. PROL. STD INFB400A | 171.8
LV480535 | LV480535 | COM. ROT. PROL. VERM/AMAR INFB400A | 171.8
LV480536 | LV480536 | COM. ROT. PROL. STD INFB400A | 166.73
LV480537 | LV480537 | COM. ROT. PROL. VERM/AMAR INFB400A | Descontinuado
LV480538 | LV480538 | COM. ROT. PROL. STD INFB630/800A | 202.45
LV480539 | LV480539 | COM. ROT. PROL. VERM/AMAR INFB630/800A | Descontinuado
LV480540 | LV480540 | COM. ROT. PROL. STD INF400A | 102.7
LV480541 | LV480541 | COM. ROT. PROL. VERM/AMAR INF400A | 102.7
LV480550 | LV480550 | TAPA BORNES FUPACT CURTO 200A 1P | 42.64
LV480551 | LV480551 | TAPA BORNES FUPACT LONGO 200A 1P | 42.64
LV480552 | LV480552 | TAPA BORNES FUPACT CURTO 250A 1P | 42.64
LV480553 | LV480553 | TAPA BORNES FUPACT LONGO 250A 1P | 42.64
LV480554 | LV480554 | TAPA BORNES FUPACT CURTO 400A 1P | 46.74
LV480555 | LV480555 | TAPA BORNES FUPACT LONGO 400A 1P | 34.91
LV480556 | LV480556 | TAPA BORNES FUPACT CURTO 800A 1P | 63.28
LV480557 | LV480557 | TAPA BORNES FUPACT LONGO 800A 1P | 39.03
LV480558 | LV480558 | AUX. INDICACAO FUSAO INF250/800A 3P | 211.61
LV480559 | LV480559 | AUX. INDICACAO FUSAO INF250/800A 4P | 280.77
LV480560 | LV480560 | AUX. CONTROLO FUSAO INF - 100/260V | 300.82
LV480561 | LV480561 | AUX. CONTROLO FUSAO INF - 380/690V | 319.48
LV480562 | LV480562 | LIGACAO DE NEUTRO INF200/250A | 280.7
LV480563 | LV480563 | LIGACAO DE NEUTRO INF400A | 414.64
LV480564 | LV480564 | LIGACAO DE NEUTRO INF630/800A | 529.37
LV480565 | LV480565 | CONTACTO AUXILIAR | 110.84
LV480650 | LV480650 | INFC32A COM. FRONTAL 3P3F NFC10X38 | 331.11
LV480651 | LV480651 | INFC32A COM. FRONTAL 4P3F NFC10X38 | 384.45
LV480652 | LV480652 | INFC32A COM. FRONTAL 4P4F NFC10X38 | 473.97
LV480653 | LV480653 | INFC32A COM. LATERAL 3P3F NFC10X38 | 336.64
LV480654 | LV480654 | INFC32A COM. LATERAL 4P3F NFC10X38 | 435.63
LV480655 | LV480655 | INFC32A COM. LATERAL 4P4F NFC10X38 | 480.06
LV480656 | LV480656 | INFC32A COM. FRONTAL 3P3F NFC14X51 | 332.1
LV480657 | LV480657 | INFC32A COM. FRONTAL 4P3F NFC14X51 | 394.86
LV480658 | LV480658 | INFC32A COM. FRONTAL 4P4F NFC14X51 | 482.51
LV480659 | LV480659 | INFC32A COM. LATERAL 3P3F NFC14X51 | 358.2
LV480660 | LV480660 | INFC32A COM. LATERAL 4P3F NFC14X51 | 436.59
LV480661 | LV480661 | INFC32A COM. LATERAL 4P4F NFC14X51 | 487.64
LV480680 | LV480680 | INFB32A COM. FRONTAL 3P3F BS A1 | 264.99
LV480681 | LV480681 | INFB32A COM. FRONTAL 4P3F BS A1 | 379.93
LV480682 | LV480682 | INFB32A COM. FRONTAL 3P3F BS A2 | 367.69
LV480683 | LV480683 | INFB32A COM. FRONTAL 4P3F BS A2 | 527.16
LV480686 | LV480686 | INFB32A COM. LATERAL 3P3F BS A1 | Descontinuado
LV480687 | LV480687 | INFB32A COM. LATERAL 4P3F BS A1 | Descontinuado
LV480801 | LV480801 | ISFT160 Fixo 3P C. Frontal M8 | 166.74
LV480806 | LV480806 | ISFT400 FUSE-SWITCH FIXED M10 TERMINALS | 493.3
LV480824 | LV480824 | ISFT250 TERMINAL SHIELDS | 27.25
LV481000 | LV481000 | RHUs 110/130VCA encastrar | 823.42
LV481001 | LV481001 | rele diferencial RHUs 220-240V (encastra | 768.69
LV481002 | LV481002 | RHU 110/130VCA DIN | 859.02
LV481003 | LV481003 | relé diferencial RHU 220-240V (DIN) | 842.03
LV481004 | LV481004 | rele de monitorização RMH 220-240V (enca | 731.87
LV510307 | LV510307 | CVS100B (25kA) TM100D 3P3d | 199.5
LV510317 | LV510317 | CVS100B (25kA) TM100D 4P3d | 264.14
LV510327 | LV510327 | CVS100B (25kA) TM100D 4P4d | 287.36
LV510337 | LV510337 | CVS100F (36kA) TM100D 3P3d | 221.56
LV510347 | LV510347 | CVS100F (36kA) TM100D 4P3d | 293.9
LV510357 | LV510357 | CVS100F (36kA) TM100D 4P4d | 317.12
LV516303 | LV516303 | CVS160B (25kA) TM160D 3P3d | 384.77
LV516313 | LV516313 | CVS160B (25kA) TM160D 4P3d | 476.44
LV516323 | LV516323 | CVS160B (25kA) TM160D 4P4d | 541.82
LV516333 | LV516333 | CVS160F (36kA) TM160D 3P3d | 426.11
LV516343 | LV516343 | CVS160F (36kA) TM160D 4P3d | 529.04
LV516353 | LV516353 | CVS160F (36kA) TM160D 4P4d | 594.44
LV525303 | LV525303 | CVS250B (25kA) TM250D 3P3d | 726.56
LV525313 | LV525313 | CVS250B (25kA) TM250D 4P3d | 840.11
LV525323 | LV525323 | CVS250B (25kA) TM250D 4P4d | 894.84
LV525333 | LV525333 | CVS250F (36kA) TM250D 3P3d | 804.47
LV525343 | LV525343 | CVS250F (36kA) TM250D 4P3d | 935.83
LV525353 | LV525353 | CVS250F (36kA) TM250D 4P4d | 990.55
LV525428 | LV525428 | EASYPACT CVS250NA VIGI MH 250A 4P | 457.16
LV533280 | LV533280 | NS800 N 3P FIXO SD MOTOR | 4198.33
LV533281 | LV533281 | NS800 H 3P FIXO SD MOTOR | 4470.55
LV533282 | LV533282 | NS800 L 3P FIXO SD MOTOR | 5583.73
LV533284 | LV533284 | NS800 N 4P FIXO SD MOTOR | 4723.74
LV533285 | LV533285 | NS800 H 4P FIXO SD MOTOR | 4999.32
LV533286 | LV533286 | NS800 L 4P FIXO SD MOTOR | 6592.8
LV533290 | LV533290 | NS1000 N 3P FIXO SD MOTOR | 5099.54
LV533291 | LV533291 | NS1000 H 3P FIXO SD MOTOR | 6370.88
LV533292 | LV533292 | NS1000 L 3P FIXO SD MOTOR | 8263.6
LV533294 | LV533294 | NS1000 N 4P FIXO SD MOTOR | 5666.29
LV533295 | LV533295 | NS1000 H 4P FIXO SD MOTOR | 7033.59
LV533296 | LV533296 | NS1000 L 4P FIXO SD MOTOR | 9285.37
LV533300 | LV533300 | NS1250 N 3P FIXO SD MOTOR | 5662.76
LV533301 | LV533301 | NS1250 H 3P FIXO SD MOTOR | 6188.53
LV533304 | LV533304 | NS1250 N 4P FIXO SD MOTOR | 6133.1
LV533305 | LV533305 | NS1250 H 4P FIXO SD MOTOR | 6665.35
LV533310 | LV533310 | NS1600 N 3P FIXO SD MOTOR | 6301.92
LV533311 | LV533311 | NS1600 H 3P FIXO SD MOTOR | 6960.19
LV533314 | LV533314 | NS1600 N 4P FIXO SD MOTOR | 6667.18
LV533315 | LV533315 | NS1600 H 4P FIXO SD MOTOR | 7329.7
LV533442 | LV533442 | NS800 NA 3P FIXO MOTOR | 3931.8
LV533443 | LV533443 | NS800 NA 4P FIXO MOTOR | 4516.15
LV533444 | LV533444 | NS1000 NA 3P FIXO MOTOR | 4106.26
LV533445 | LV533445 | NS1000 NA 4P FIXO MOTOR | 4664.53
LV533446 | LV533446 | NS1250 NA 3P FIXO MOTOR | 4153.01
LV533447 | LV533447 | NS1250 NA 4P FIXO MOTOR | 4707.2
LV533448 | LV533448 | NS1600 NA 3P FIXO MOTOR | 4345.7
LV533449 | LV533449 | NS1600 NA 4P FIXO MOTOR | 4770.52
LV533687 | LV533687 | TENS.COM 100/130VCA FIX | 919.98
LV533688 | LV533688 | TENS.COM 200/240VCA FIX | 919.98
LV533689 | LV533689 | TENS.COM 380/415VCA FIX | 919.98
LV533690 | LV533690 | TENS.COM 024/030VCC FIX | 919.98
LV533691 | LV533691 | TENS.COM.48/60VCC/VCA FIX | 919.98
LV533692 | LV533692 | TENS.COM 100/130VCC FIX | 919.98
LV533693 | LV533693 | TENS.COM 200/250VCC FIX | 919.98
LV533694 | LV533694 | V COM 100/130VCA FIX COM | 919.98
LV533695 | LV533695 | V.COM 200/240VCA FIX COM | 919.98
LV533696 | LV533696 | V.COM 380/415VCA FIX COM | 919.98
LV533697 | LV533697 | V.COM 024/030VCC FIX COM | 919.98
LV533698 | LV533698 | V.COM.48/60VCC/VCA F COM | 919.98
LV533699 | LV533699 | V.COM 100/130VCC FIX COM | 919.98
LV533700 | LV533700 | V.COM 200/250VCC FIX COM | 919.98
LV533827 | LV533827 | V.COM 100/130VCA EXTSTD | 919.98
LV533828 | LV533828 | V.COM 200/240VCA EXTSTD | 919.98
LV533829 | LV533829 | V.COM 380/415VCA EXTSTD | 919.98
LV533830 | LV533830 | V.COM 024/030VCC EXTSTD | 919.98
LV533831 | LV533831 | V.COM.048/060VCC/VCA EXT | 919.98
LV533832 | LV533832 | V.COM 100/130VCC EXTSTD | 919.98
LV533833 | LV533833 | V.COM 200/250VCC EXTSTD | 919.98
LV533834 | LV533834 | V.COM 100/130VCA EXTCOM | 919.98
LV533835 | LV533835 | V.COM 200/240VCA EXTCOM | 919.98
LV533836 | LV533836 | V.COM 380/415VCA EXTCOM | 919.98
LV533837 | LV533837 | V.COM 024/030VCC EXTCOM | 919.98
LV533838 | LV533838 | V.COM.48/60VCC/VCA EXTCOM | 919.98
LV533839 | LV533839 | V.COM 100/130VCC EXTCOM | 919.98
LV533840 | LV533840 | V.COM 200/250VCC EXTCOM | 919.98
LV540050 | LV540050 | ADAPTADOR SDE | 33.95
LV540403 | LV540403 | CVS400NA + VIGI | Descontinuado
LV540505 | LV540505 | Easypact CVS400F(36kA) ETS 400A 3P3d | 1562.06
LV540506 | LV540506 | EASYPACT CVS400F 400A 4P3d,4d,3d+N/2 | 2020.52
LV540510 | LV540510 | Easypact CVS400N(50kA) ETS 400A 3P3d | 1737.18
LV540511 | LV540511 | EASYPACT CVS400N 400A 4P3d,4d,3d+N/2 | 2246.62
LV563403 | LV563403 | EASYPACT CVS630NA VIGI MB 600A 4P | Descontinuado
LV563505 | LV563505 | Easypact CVS630F(36kA) ETS 630A 3P3d | 1903.92
LV563506 | LV563506 | EASYPACT CVS630F 630A 4P3d,4d,3d+N/2 | 2420.4
LV563510 | LV563510 | Easypact CVS630N(50kA) ETS 630A 3P3d | 2115.14
LV563511 | LV563511 | EASYPACT CVS630N 630A 4P3d,4d,3d+N/2 | 2694.05
LV833013SP | LV833013SP | 6 TERMINAIS CABOS 240MM² | 133.08
LV833014SP | LV833014SP | 8 TERMINAIS CABOS 240MM² | 197.07
LV833015SP | LV833015SP | 6 TERMINAIS CABOS 300MM² | 167.79
LV833016SP | LV833016SP | 8 TERMINAIS CABOS 300MM² | 222.72
LV833033SP | LV833033SP | BOBINA MX XF COM 24/30 VCC 24 VCA | 263.54
LV833034SP | LV833034SP | BOBINA MX XF COM 48/60 VCC 48 VCA | 250.99
LV833035SP | LV833035SP | BOBINA MX XF COM 100/130 VCA/CC | 250.99
LV833036SP | LV833036SP | BOBINA MX XF COM 200/250 VCA/CC | 250.99
LV833037SP | LV833037SP | BOBINA MX XF COM 277 VCA | 263.54
LV833038SP | LV833038SP | BOBINA MX XF COM 380/480 VCA | 271.54
LV833091SP | LV833091SP | SENSOR DE LIMITAÇÃO 630A NSX MTZ1 MTZ2 | 150.1
LV833092SP | LV833092SP | SENSOR DE LIMITAÇÃO 800A NSX MTZ1 MTZ2 | 150.1
LV833093SP | LV833093SP | SENSOR DE LIMITAÇÃO 1000A NSX MTZ1-2 | 150.1
LV833094SP | LV833094SP | SENSOR DE LIMITAÇÃO 1250A NSX MTZ1-2 | 150.1
LV833095SP | LV833095SP | SENSOR DE LIMITAÇÃO 1600A NSX MTZ1-2 | 150.1
LV833098SP | LV833098SP | * | 21.29
LV833099SP | LV833099SP | * | 24.58
LV833118SP | LV833118SP | INTERNAL COM WIRING FOR MX XF MN MTZ1 | 230.85
LV833170SP | LV833170SP | CONT. POSIÇÃO ENCAIXADO/EXTRAÍDO/TESTE | 51.47
LV833171SP | LV833171SP | C.POS.B.NÍVEL ENCAIXADO/EXTRAÍDO/TESTE | 70.87
LV833172SP | LV833172SP | * | 369.35
LV833173SP | LV833173SP | FECHADURA PROFALUX COM 2 CHAVES | 163.06
LV833174SP | LV833174SP | FECH. PROFALUX 2 CHAVES (COD.215470) | 163.06
LV833175SP | LV833175SP | FECH. PROFALUX 2 CHAVES (COD.215471) | 163.06
LV833176SP | LV833176SP | MOTORMECHANISM MCH 100/130 VAC MTZ1 | 1711.07
LV833177SP | LV833177SP | MOTORMECHANISM MCH 200/240 VAC MTZ1 | 1711.07
LV833179SP | LV833179SP | MOTORMECHANISM MCH 277 TO 415 VAC MTZ1 | 1711.07
LV833185SP | LV833185SP | MOTORMECHANISM MCH 024/030 VDC MTZ1 | 1711.07
LV833186SP | LV833186SP | MOTORMECHANISM MCH 048/060 VDC MTZ1 | 1711.07
LV833187SP | LV833187SP | MOTORMECHANISM MCH 100/130 VDC MTZ1 | 1711.07
LV833188SP | LV833188SP | MOTORMECHANISM MCH 200/250 VDC MTZ1 | 1711.07
LV833189SP | LV833189SP | FECHADURA RONIS COM 2 CHAVES | 163.06
LV833190SP | LV833190SP | FECHADURA RONIS 2 CHAVES (COD.EL24135) | 163.06
LV833191SP | LV833191SP | FECHADURA RONIS 2 CHAVES (COD.EL24153) | 163.06
LV833192SP | LV833192SP | FECHADURA RONIS 2 CHAVES (COD.EL24315) | 163.06
LV833200SP | LV833200SP | * | 623.05
LV833201SP | LV833201SP | * | 623.05
LV833203SP | LV833203SP | * | 1237.41
LV833204SP | LV833204SP | 2 ROD-TYPE INTERLOCK PLATES DRAWOUT MTZ1 | 1418.73
LV833207SP | LV833207SP | CONJ 2 ENCRAVAMENTOS CABOS 6M-MTZ2-3 | 348.25
LV833209SP | LV833209SP | 2 cabos de encravamento MTZ1/2/3 | 170.54
LV833210SP | LV833210SP | 2 barras de encravamento | 170.54
LV833573SP | LV833573SP | Toro ret p/prot diferencial 280x115mm-SP | 2507.6
LV833574SP | LV833574SP | Toro ret p/prot diferencial 470x160mm-SP | 4501.38
LV833576SP | LV833576SP | TI ext p/N sobredimen 400/1600-MTZ1/2 | 1473.18
LV833579SP | LV833579SP | TI para proteção de terra-MTZ-spare part | 1876.91
LV833584SP | LV833584SP | * | 339.49
LV833585SP | LV833585SP | * | 432.19
LV833586SP | LV833586SP | * | 339.49
LV833587SP | LV833587SP | * | 432.19
LV833588SP | LV833588SP | * | 646.66
LV833589SP | LV833589SP | * | 864.38
LV833593SP | LV833593SP | BATERIA PARA A MICROLOGIC | 45.62
LV833604 | LV833604 | TAT VERT.SUP. MTZ1 3P FIX | 324.74
LV833605 | LV833605 | TAT VERT.INF. MTZ1 3P FIX | 324.74
LV833606 | LV833606 | TAT H SUP.- MTZ1 3PFIX | 324.74
LV833607 | LV833607 | TAT H INF.- MTZ1 3P FIX | 324.74
LV833614 | LV833614 | TAT V.SUP.- MTZ1 4P FIX | 442.74
LV833615 | LV833615 | TAT V.INF.- MTZ1 4P FIX | 442.74
LV833616 | LV833616 | TAT H SUP.- MTZ1 4PFIX | 442.74
LV833617 | LV833617 | TAT H INF.- MTZ1 4PFIX | 442.74
LV833622SP | LV833622SP | Espaçadores 95mm p/ TAT hor-TAF-3P-MTZ1 | 367.92
LV833623SP | LV833623SP | Espaçadores 95mm p/ TAT hor-TAF-4P-MTZ1 | 502.52
LV833642SP | LV833642SP | Adaptação para TAT vertical 3P- SP | 333.61
LV833643SP | LV833643SP | Adaptação para TAT vertical 4P- SP | 440.56
LV833644SP | LV833644SP | Placas de adaptação p/ cabos-3P-MTZ1-SP | 283.98
LV833645SP | LV833645SP | Placas de adaptação p/ cabos-4P-MTZ1-SP | 385.7
LV833648SP | LV833648SP | * | 242.6
LV833659SP | LV833659SP | BOBINA MX XF 24/30 VCC 24 VCA | 246.85
LV833660SP | LV833660SP | BOBINA MX XF 48/60 VCC 48 VCA | 246.85
LV833661SP | LV833661SP | BOBINA MX XF 100/130 VCA/CC | 246.85
LV833662SP | LV833662SP | BOBINA MX XF 200/250 VCA/CC | 246.85
LV833663SP | LV833663SP | BOBINA MX XF 277 VCA | 246.85
LV833664SP | LV833664SP | BOBINA MX XF 380/480 VCA | 271.54
LV833668SP | LV833668SP | BOBINA MN 24/30 VCC 24 VCA | 246.85
LV833669SP | LV833669SP | BOBINA MN 48/60 VCC 48 VCA | 246.85
LV833670SP | LV833670SP | BOBINA MN 100/130 VCA/CC | 246.85
LV833671SP | LV833671SP | BOBINA MN 200/250 VCA/CC | 246.85
LV833673SP | LV833673SP | BOBINA MN 380/480 VCA | 271.54
LV833680SP | LV833680SP | RETARDADOR P/ MN REG-MNR 48/60 VCA/CC | 327.74
LV833681SP | LV833681SP | RETARDADOR P/MN REG MNR 100/130VCA/CC | 327.74
LV833682SP | LV833682SP | RETARDADOR P/MN REG MNR 200/250VCA/CC | 327.74
LV833683SP | LV833683SP | RETARD P/MN REGULAÇÃO-MNR 380/480 VCA | 327.74
LV833684SP | LV833684SP | RETARDADOR PARA MN MNR 100/130 VCA/CC | 305
LV833685SP | LV833685SP | RETARDADOR PARA MN MNR 200/250 VCA/CC | 305
LV833718SP | LV833718SP | Moldura de porta-fixo-MTZ1-SP | 207.93
LV833722 | LV833722 | CHASSI MTZ1 3P | 2478.71
LV833723 | LV833723 | CHASSI MTZ1 3P | 2819.11
LV833725 | LV833725 | CHASSI MTZ1 4P | 3050.18
LV833726 | LV833726 | CHASSI MTZ1 4P | 3580.76
LV833727 | LV833727 | TAF SUP.- MTZ1 3P EXT | 347.78
LV833728 | LV833728 | TAF INF.- MTZ1 3P EXT | 347.78
LV833729 | LV833729 | TAT VERT.SUP.-MTZ1 3P EXT | 324.74
LV833730 | LV833730 | TAT VERT.INF.-MTZ1 3P EXT | 324.74
LV833731 | LV833731 | TAT H SUP.-MTZ1 3P EXT | 324.74
LV833732 | LV833732 | TAT H INF.-MTZ1 3P EXT | 324.74
LV833733 | LV833733 | TAF SUP.- MTZ1 4P EXT | 473.42
LV833734 | LV833734 | TAF INF.- MTZ1 4P EXT | 473.42
LV833735 | LV833735 | TAT VERT.SUP.-MTZ1 4P EXT | 442.74
LV833736 | LV833736 | TAT VERT.INF.-MTZ1 4P EXT | 442.74
LV833737 | LV833737 | TAT H SUP.-MTZ1 4P EXT | 442.74
LV833738 | LV833738 | TAT H INF.-MTZ1 4P EXT | 442.74
LV833751 | LV833751 | CE - POSIÇÃO "ENCAIXADO" | 98.75
LV833752 | LV833752 | CT-CONT POSIÇÃO "TESTE" | 98.75
LV833753 | LV833753 | CD - POSIÇÃO "EXT" - MTZ | 98.75
LV833754 | LV833754 | CE-BAIXO NÍVEL | 98.75
LV833755 | LV833755 | CT-BAIXO NÍVEL | 98.75
LV833756 | LV833756 | CD-BAIXO NÍVEL | 98.75
LV833763 | LV833763 | TAMPA PROT TERMINAIS1-3P | 157.54
LV833763SP | LV833763SP | * | 153.8
LV833764 | LV833764 | TAMPA PROT TERMINAIS1-4P | 204.46
LV833764SP | LV833764SP | * | 199.58
LV833765SP | LV833765SP | * | 429.62
LV833766SP | LV833766SP | * | 572.49
LV833767SP | LV833767SP | IDENTIFCADOR APARELHO - CHASSIS (VDC) | 64.71
LV833768SP | LV833768SP | 3 sep fases - TAT chassis- MTZ1-3P/4P-SP | 193.45
LV833769SP | LV833769SP | Kit Ronis/Profalux s/fecha p/chassi-MTZ1 | 77.29
LV833771SP | LV833771SP | Kit Adap Castell sem fechadura-MTZ1-SP | 218.75
LV833772SP | LV833772SP | Kit adap kirk s/ fecha p/chassis-MTZ1-SP | 73.05
LV833773 | LV833773 | 1 FECHA PROF 2 CHAVES | 163.06
LV833774 | LV833774 | 2 FECHA PROF 1 CHAVE | 316.41
LV833775 | LV833775 | 2 F PROF 2 CHAVES DIF | 317.94
LV833776 | LV833776 | 1 FECHA RONIS 2 CHAVES | 246.67
LV833777 | LV833777 | 2 FECH RONIS 1 CHAVE | 489.95
LV833778 | LV833778 | 2 FECH RONIS 2 CHAVES DIF | 489.95
LV833779 | LV833779 | ENC OPCIONAL DE POSIÇÃO | 73.6
LV833786 | LV833786 | BLOQUEIO DA PORTA DRT | 215.8
LV833787 | LV833787 | BLOQUEIO DA PORTA ESQ | 215.8
LV833788 | LV833788 | VPOC-ENCAIXE PORTAABERTA | 147.76
LV833788SP | LV833788SP | * | 147.76
LV833792 | LV833792 | MX-24VCA 24/30VCC -EXT | 263.54
LV833793 | LV833793 | MX-48VCA 48/60VCC -EXT | 250.99
LV833794 | LV833794 | MX COM -100/130VCA/CC-EXT | 250.99
LV833795 | LV833795 | MX COM -200/250VCA/CC-EXT | 250.99
LV833796 | LV833796 | MX COM -277VCA-EXT MTZ1 | 263.54
LV833797 | LV833797 | MX COM -380/480VCA-EXT | 271.54
LV833806 | LV833806 | 1 CONT OF-BAIXO NÍVEL-EXT | 79.46
LV833810 | LV833810 | MX-24VCA 24/30VCC-EXT | 246.85
LV833811 | LV833811 | MX-48VCA/CC-EXT | 246.85
LV833812 | LV833812 | MX-100/130VCA/CC-EXT MTZ1 | 246.85
LV833813 | LV833813 | MX-200/250VCA/CC-EXT MTZ1 | 246.85
LV833814 | LV833814 | MX-277 VCA-EXT | 246.85
LV833815 | LV833815 | MX-380/480VCA-EXT | 271.54
LV833819 | LV833819 | MN-24VCA/CC-EXT MTZ1 | 246.85
LV833820 | LV833820 | MN-48VCA/CC-EXT MTZ1 | 246.85
LV833821 | LV833821 | MN-100/130VCA/CC-EXT MTZ1 | 246.85
LV833822 | LV833822 | MN-200/250VCA/CC-EXT MTZ1 | 246.85
LV833824 | LV833824 | MN-380/480VCA-EXT MTZ1 | 271.54
LV833857SP | LV833857SP | Moldura de porta extraível -MTZ1-SP | 218.32
LV833858SP | LV833858SP | Obturador de porta-MTZ1-SP | 435.57
LV833859SP | LV833859SP | Tampa transparente IP54-MTZ1-SP | 689.21
LV833895 | LV833895 | CDM CONTADOR MANOBRAS | 511.91
LV833895SP | LV833895SP | * | 499.71
LV833897 | LV833897 | TAMPA DE BLOQUEIO BOTÃO | 204.47
LV833897SP | LV833897SP | * | 199.6
LV833920SP | LV833920SP | Encravamento porta por cabo-MTZ1-fixo | 1068.91
LV833921SP | LV833921SP | Encravamento porta por cabo-MTZ1-EXT | 1068.91
LV833982SP | LV833982SP | SENSOR DE LIMITAÇÃO 2000A NSX MTZ2 | 150.1
LV833983SP | LV833983SP | SENSOR DE LIMITAÇÃO 2500A NSX MTZ2 | 150.1
LV833984SP | LV833984SP | SENSOR DE LIMITAÇÃO 3200A NSX MTZ2 | 150.1
LV834035SP | LV834035SP | TI N ou prot def à terra-400/2000A-MTZ2 | 1972.25
LV834036SP | LV834036SP | TI N ou prot def terra-1000/4000A-MTZ2/3 | 2273.24
LV836390SP | LV836390SP | SENSOR DE LIMITAÇÃO 3600A MTZ2 | 150.1
LV836391SP | LV836391SP | SENSOR DE LIMITAÇÃO 3600A MTZ3 | 150.1
LV836668SP | LV836668SP | BOBINA MN DIAG 24/30 VCC 24 VCA | 373.32
LV836669SP | LV836669SP | BOBINA MN DIAG 48/60 VCC 48 VCA | 373.32
LV836670SP | LV836670SP | BOBINA MN DIAG 100/130 VCA/CC | 373.32
LV836671SP | LV836671SP | BOBINA MN DIAG 200/250 VCA/CC | 373.32
LV836673SP | LV836673SP | BOBINA MN DIAG 380/480 VCA | 373.32
LV836700 | LV836700 | MN DIAG.-24VCA 24/30VCC | 373.32
LV836701 | LV836701 | MN DIAG.-48VCA 48/60VCC | 373.32
LV836702 | LV836702 | MN DIAG.-100/130VCA/CC | 373.32
LV836703 | LV836703 | MN DIAG.-200/250VCA/CC | 373.32
LV836704 | LV836704 | MN DIAG.-380/480VCA-FIX | 373.32
LV836705 | LV836705 | MN DIAG.-24VCA 24/30VCC | 373.32
LV836706 | LV836706 | MN DIAG.-48VCA 48/60VCC | 373.32
LV836707 | LV836707 | MN DIAG.-100/130VCA/CC | 373.32
LV836708 | LV836708 | MN DIAG.-200/250VCA/CC | 373.32
LV836709 | LV836709 | MN DIAG.-380/480VCA-EXT | 373.32
LV836710 | LV836710 | MN DIAG.-24VCA 24/30VCC | 373.32
LV836711 | LV836711 | MN DIAG.-48VCA 48/60VCC | 373.32
LV836712 | LV836712 | MN DIAG.-100/130VCA/CC | 373.32
LV836713 | LV836713 | MN DIAG.-200/250VCA/CC | 373.32
LV836714 | LV836714 | MN DIAG.-380/480VCA-EXT | 373.32
LV846436 | LV846436 | MTZ1 06H3-630 A-3P FIX | 4825.97
LV846437 | LV846437 | MTZ1 08H3-800A-3P FIX | 5027.05
LV846438 | LV846438 | MTZ1 10H3-1000A-3P FIX | 5535.71
LV846439 | LV846439 | MTZ1 12H3-1250 A-3P FIX | 6163.8
LV846440 | LV846440 | MTZ1 16H3-1600A-3P FIX | 7690.45
LV846443 | LV846443 | MTZ1 06H3-630 A-4P FIX | 5967.68
LV846444 | LV846444 | MTZ1 08H3-800A-4P FIX | 6216.32
LV846445 | LV846445 | MTZ1 10H3-1000A-4P FIX | 6990.03
LV846446 | LV846446 | MTZ1 12H3-1250 A-4P FIX | 7780.91
LV846447 | LV846447 | MTZ1 16H3-1600A-4P FIX | 10584.52
LV846450 | LV846450 | MTZ1 06H3 -630 A -3P EXT | 4333.6
LV846451 | LV846451 | MTZ1 08H3 -800A -3P EXT | 4773.96
LV846452 | LV846452 | MTZ1 10H3-1000A-3P EXT | 5324.78
LV846453 | LV846453 | MTZ1 12H3-1250 A-3P EXT | 5974.5
LV846454 | LV846454 | MTZ1 16H3-1600A-3P EXT | 7836.54
LV846457 | LV846457 | MTZ1 06H3 -630 A -4P EXT | 5492.1
LV846458 | LV846458 | MTZ1 08H3 -800A -4P EXT | 5813.27
LV846459 | LV846459 | MTZ1 10H3-1000A-4P EXT | 6852.7
LV846460 | LV846460 | MTZ1 12H3-1250 A-4P EXT | 7571.65
LV846461 | LV846461 | MTZ1 16H3-1600A-4P EXT | 9931.46
LV847053SP | LV847053SP | SENSOR DE LIMITAÇÃO 400A NSX MTZ1 MTZ2 | 150.1
LV847069SP | LV847069SP | 3P FRONT CONNECTION KIT - FIXED MTZ1 NSX | 339.49
LV847070SP | LV847070SP | 4P FRONT CONNECTION KIT - FIXED MTZ1 NSX | 432.19
LV847074SP | LV847074SP | 3 FIOS AUX P/ OF-DISJUNTORES FIXOS | 23.74
LV847075SP | LV847075SP | 4 FIOS AUX P/ OF-DISJUNTORES FIXOS | 25.82
LV847076SP | LV847076SP | ON/OFF AUXILIARY CONTACT FOR MTZ1 | 79.46
LV847077SP | LV847077SP | ON/OFF LOW-LEVEL AUXILIARY CONTACT MTZ1 | 79.46
LV847080SP | LV847080SP | PF- CONTACTO PRONTO A FECHAR - MTZ | 190.41
LV847081SP | LV847081SP | PF-CONTACTO PRONTO A FECHAR B. NÍVEL | 194.26
LV847086SP | LV847086SP | M2C CONTACTOS PROGRAMÁVEIS E CABLAGEM | 830.81
LV847089SP | LV847089SP | ENTRADA CABLAGEM TENSÃO EXTERNA-MTZ | 1958.61
LV847093SP | LV847093SP | BOBINA DE SEGURANÇA FIXA - MTZ | 41.96
LV847095SP | LV847095SP | 1 ARC CHUTE FOR L1 MTZ1 | 58.51
LV847110 | LV847110 | MTZ1 06H1-630 A-3P FIX | 3852.44
LV847112 | LV847112 | MTZ1 06L1-630 A-3P FIX | 6179.66
LV847113 | LV847113 | MTZ1 06H2-630 A-3P FIX | 4196.5
LV847115 | LV847115 | MTZ1 06H1-630 A-4P FIX | 4754.45
LV847117 | LV847117 | MTZ1 06L1-630 A-4P FIX | 8074.5
LV847119 | LV847119 | MTZ1 06H2-630 A-4P FIX | 5189.29
LV847120 | LV847120 | MTZ1 08H1-800A-3P FIX | 3858.5
LV847122 | LV847122 | MTZ1 08L1-800A-3P FIX | 6189.56
LV847123 | LV847123 | MTZ1 08H2-800A-3P FIX | 4203.21
LV847125 | LV847125 | MTZ1 08H1-800A-4P FIX | 4762.07
LV847127 | LV847127 | MTZ1 08L1-800A-4P FIX | 8087.44
LV847128 | LV847128 | MTZ1 08H2-800A-4P FIX | 5269.28
LV847130 | LV847130 | MTZ1 10H1-1000A-3P FIX | 4245.19
LV847131 | LV847131 | MTZ1 10H2-1000A-3P FIX | 4664.84
LV847132 | LV847132 | MTZ1 10L1-1000A-3P FIX | 6749.94
LV847135 | LV847135 | MTZ1 10H1-1000A-4P FIX | 5350.2
LV847137 | LV847137 | MTZ1 10L1-1000A-4P FIX | 8464.22
LV847138 | LV847138 | MTZ1 10H2-1000A-4P FIX | 5911.89
LV847140 | LV847140 | MTZ1 12H1-1250 A-3P FIX | 4722.59
LV847141 | LV847141 | MTZ1 12H2-1250 A-3P FIX | 5154.25
LV847145 | LV847145 | MTZ1 12H1-1250 A-4P FIX | 5951.39
LV847147 | LV847147 | MTZ1 12H2-1250 A-4P FIX | 6532.13
LV847150 | LV847150 | MTZ1 16H1-1600A-3P FIX | 6109.84
LV847151 | LV847151 | MTZ1 16H2-1600A-3P FIX | 6760.65
LV847155 | LV847155 | MTZ1 16H1-1600A-4P FIX | 7798.15
LV847157 | LV847157 | MTZ1 16H2-1600A-4P FIX | 8849.92
LV847159 | LV847159 | MTZ1 06 HA-630 A-3P FIX | 3107.04
LV847160 | LV847160 | MTZ1 06 HA-630 A-4P FIX | 3974.4
LV847161 | LV847161 | MTZ1 08 HA-800A-3P FIX | 3455.4
LV847162 | LV847162 | MTZ1 08 HA-800A-4P FIX | 4379.12
LV847163 | LV847163 | MTZ1 10 HA-1000A-3P FIX | 3876.78
LV847164 | LV847164 | MTZ1 10 HA-1000A-4P FIX | 4913.16
LV847165 | LV847165 | MTZ1 12 HA-1250 A-3P FIX | 4283.51
LV847166 | LV847166 | MTZ1 12 HA-1250 A-4P FIX | 5428.62
LV847167 | LV847167 | MTZ1 16 HA-1600A-3P FIX | 5618.52
LV847168 | LV847168 | MTZ1 16 HA-1600A-4P FIX | 7133.38
LV847200 | LV847200 | MTZ1 06H1-630 A-3P EXT | 3268.87
LV847202 | LV847202 | MTZ1 06L1-630 A-3P EXT | 5174.34
LV847203 | LV847203 | MTZ1 06H2-630 A-3P EXT | 3883.89
LV847205 | LV847205 | MTZ1 06H1-630 A-4P EXT | 4409.04
LV847207 | LV847207 | MTZ1 06L1-630 A-4P EXT | 7480.23
LV847209 | LV847209 | MTZ1 06H2-630 A-4P EXT | 4852.82
LV847210 | LV847210 | MTZ1 08H1-800A-3P EXT | 4040.39
LV847211 | LV847211 | MTZ1 08H2-800A-3P EXT | 4445.85
LV847212 | LV847212 | MTZ1 08L1-800A-3P EXT | 6501.29
LV847215 | LV847215 | MTZ1 08H1-800A-4P EXT | 5046.97
LV847217 | LV847217 | MTZ1 08L1-800A-4P EXT | 7848.97
LV847218 | LV847218 | MTZ1 08H2-800A-4P EXT | 4860.59
LV847220 | LV847220 | MTZ1 10H1-1000A-3P EXT | 4170.94
LV847221 | LV847221 | MTZ1 10H2-1000A-3P EXT | 4376.05
LV847222 | LV847222 | MTZ1 10L1-1000A-3P EXT | 6565.43
LV847225 | LV847225 | MTZ1 10H1-1000A-4P EXT | 5561.09
LV847227 | LV847227 | MTZ1 10L1-1000A-4P EXT | 8119.18
LV847228 | LV847228 | MTZ1 10H2-1000A-4P EXT | 6131.91
LV847230 | LV847230 | MTZ1 12H1-1250 A-3P EXT | 4523.65
LV847231 | LV847231 | MTZ1 12H2-1250 A-3P EXT | 4978.06
LV847235 | LV847235 | MTZ1 12H1-1250 A-4P EXT | 5761.75
LV847237 | LV847237 | MTZ1 12H2-1250 A-4P EXT | 6354.71
LV847240 | LV847240 | MTZ1 16H1-1600A-3P EXT | 6031.68
LV847241 | LV847241 | MTZ1 16H2-1600A-3P EXT | 6653.42
LV847245 | LV847245 | MTZ1 16H1-1600A-4P EXT | 7796.47
LV847247 | LV847247 | MTZ1 16H2-1600A-4P EXT | 8615.06
LV847248 | LV847248 | MTZ1 06 HA-630 A-3P EXT | 2720.79
LV847249 | LV847249 | MTZ1 06 HA-630 A-4P EXT | 3567.08
LV847250 | LV847250 | MTZ1 08 HA-800A-3P EXT | 2804.95
LV847251 | LV847251 | MTZ1 08 HA-800A-4P EXT | 3677.26
LV847252 | LV847252 | MTZ1 10 HA-1000A-3P EXT | 3242.51
LV847253 | LV847253 | MTZ1 10 HA-1000A-4P EXT | 4466.03
LV847254 | LV847254 | MTZ1 12 HA-1250 A-3P EXT | 3784.82
LV847255 | LV847255 | MTZ1 12 HA-1250 A-4P EXT | 5022.92
LV847256 | LV847256 | MTZ1 16 HA-1600A-3P EXT | 5292.84
LV847257 | LV847257 | MTZ1 16 HA-1600A-4P EXT | 7057.6
LV847280 | LV847280 | MICROLOGIC2.0 X-FIX MTZ | 1876.35
LV847281 | LV847281 | MICROLOGIC2.0 X-EXT MTZ1 | 1876.35
LV847283 | LV847283 | MICROLOGIC5.0 X-FIX MTZ | 2282.37
LV847284 | LV847284 | MICROLOGIC5.0 X-EXT MTZ1 | 2282.37
LV847287 | LV847287 | MICROLOGIC7.0 X-FIX MTZ | 3135.35
LV847288 | LV847288 | MICROLOGIC6.0 X-FIX MTZ | 3484.68
LV847292 | LV847292 | MICROLOGIC6.0 X-EXT MTZ1 | 3484.68
LV847311 | LV847311 | XF COM -24VCA/CC-MTZ FIX | 251
LV847312 | LV847312 | XF COM -48VCA/CC-MTZ FIX | 250.99
LV847313 | LV847313 | XF COM -100/130VCA/CC-FIX | 250.99
LV847314 | LV847314 | XF COM -200/250VCA/CC-FIX | 250.99
LV847315 | LV847315 | XF COM -277VCA-MTZ FIX | 251
LV847316 | LV847316 | XF COM -380/480VCA-FIX | 251
LV847321 | LV847321 | MX COM -24VCA/CC-MTZ FIX | 251
LV847322 | LV847322 | MX COM-48VCA 48/60VCC-FIX | 250.99
LV847323 | LV847323 | MX COM -100/130VCA/CC-FIX | 250.99
LV847324 | LV847324 | MX COM -200/250VCA/CC-FIX | 250.99
LV847325 | LV847325 | MX COM -277VCA-MTZ FIX | 251
LV847326 | LV847326 | MX COM -380/480VCA-FIX | 251
LV847328 | LV847328 | TAF SUP.-MTZ1 3P FIX | 347.78
LV847329 | LV847329 | TAF INF.-MTZ1 3P FIX | 347.78
LV847330 | LV847330 | TAF SUP.-MTZ1 4P FIX | 473.42
LV847331 | LV847331 | TAF INF.-MTZ1 4P FIX | 473.42
LV847335SP | LV847335SP | Ecrã de proteção-3P fixo-p/ TAF-MTZ1 | 45.53
LV847336SP | LV847336SP | Ecrã de proteção-4P fixo-p/ TAF-MTZ1 | 60.78
LV847339 | LV847339 | CONT ON/OFF-BAIXO NÍVEL | 79.46
LV847340 | LV847340 | SDE ADICIONAL-6A/240VAC | 79.46
LV847341 | LV847341 | SDE ADICIONAL-BAIXO NÍVEL | 79.46
LV847342 | LV847342 | PF-5A/240VAC-MTZ1 FIXO | 190.41
LV847343 | LV847343 | PF-BAIXO NÍVEL-MTZ1 FIXO | 194.26
LV847344 | LV847344 | RES-REARME ELÉ-100-130VCA | 330.99
LV847345 | LV847345 | RES-REARME ELÉ-200-240VCA | 330.99
LV847346 | LV847346 | RAR REARMEAUTOMÁTICO | 23.77
LV847350 | LV847350 | XF-24 VCA/CC-FIX | 239.59
LV847351 | LV847351 | XF-48 VCA/CC-FIX | 228.18
LV847352 | LV847352 | XF-100/130VCA/CC-FIX | 228.18
LV847353 | LV847353 | XF-200/250VCA/CC-FIX | 228.18
LV847354 | LV847354 | XF-277 VCA-FIX | 239.59
LV847355 | LV847355 | XF-380/480VCA-FIX | 251
LV847360 | LV847360 | MX-24VCA/CC-FIX | 239.59
LV847361 | LV847361 | MX-48VCA/CC-FIX | 228.18
LV847362 | LV847362 | MX-100/130VCA/CC-MTZ FIXO | 228.18
LV847363 | LV847363 | MX-200/250VCA/CC-MTZ FIXO | 228.18
LV847364 | LV847364 | MX-277 VCA-FIX | 239.59
LV847365 | LV847365 | MX-380/480VCA-FIX | 251
LV847370 | LV847370 | 2ª MX-24VCA/CC-MTZ FIXO | 239.59
LV847371 | LV847371 | 2ª MX-48VCA/CC-MTZ FIXO | 228.18
LV847372 | LV847372 | 2ª MX-100/130VCA/CC-FIX | 228.18
LV847373 | LV847373 | 2ª MX-200/250VCA/CC-FIX | 239.59
LV847374 | LV847374 | 2ª MX-277VCA-MTZ FIXO | 239.59
LV847375 | LV847375 | 2ª MX-380/480VCA-MTZ FIXO | 251
LV847380 | LV847380 | MN-24VCA/CC-MTZ FIXO | 239.59
LV847381 | LV847381 | MN-48/60 V CC, 48 V CA | 228.18
LV847382 | LV847382 | MN-100/130VCA/CC-MTZ FIXO | 228.18
LV847383 | LV847383 | MN-200/250VCA/CC-MTZ FIXO | 228.18
LV847385 | LV847385 | MN-380/480VCA-MTZ FIXO | 251
LV847390 | LV847390 | MCH-24/30 VCC-FIX | 1752.82
LV847391 | LV847391 | MCH-48 VCA1-FIX | 1752.82
LV847392 | LV847392 | MCH-100/130 VCC-FIX | 1752.82
LV847393 | LV847393 | MCH-200/250 VCC-FIX | 1752.82
LV847395 | LV847395 | MCH-100/130 VCA-FIX | 1752.82
LV847396 | LV847396 | MCH-200/240 VCA-FIX | 1752.82
LV847398 | LV847398 | MCH-277/415 VCA-FIX | 1752.82
LV847400 | LV847400 | MCH-440/480 VCA-FIX | 1752.82
LV847403 | LV847403 | 2 CONTS PROG M2C | 157.64
LV847412 | LV847412 | XF COM-24VCA 24/30VCC | 251
LV847413 | LV847413 | XF COM-48VCA 48/60VCC | 250.99
LV847414 | LV847414 | XF COM-100/130VCA/CC | 250.99
LV847415 | LV847415 | XF COM-200/250VCA/CC | 250.99
LV847416 | LV847416 | XF COM -277VCA-MTZ1 EXT | 251
LV847417 | LV847417 | XF COM-380/480VCA | 251
LV847430 | LV847430 | SDE-6A/240VCA-MTZ1-EXT | 79.46
LV847431 | LV847431 | SDE-BAIXO NÍVEL -MTZ1-EXT | 79.46
LV847432 | LV847432 | PF CONT PRONTO FECHAR | 190.41
LV847433 | LV847433 | PF-BAIXO NÍVEL-MTZ1-EXT | 194.26
LV847434 | LV847434 | RES-REARME ELÉ-110-130VCA | 330.99
LV847435 | LV847435 | RES-REARME ELÉ-220-240VCA | 330.99
LV847440 | LV847440 | XF-24 VCA/CC | 239.59
LV847441 | LV847441 | XF-48 VCA/CC | 228.18
LV847442 | LV847442 | XF-100/130VCA/CC | 228.18
LV847443 | LV847443 | XF-200/250VCA/CC | 228.18
LV847444 | LV847444 | XF-277 VCA-MTZ1 EXT | 239.59
LV847445 | LV847445 | XF-380/480VCA-MTZ1 EXT | 251
LV847450 | LV847450 | 2ª MX-24VCA/CC-EXT MTZ1 | 239.59
LV847451 | LV847451 | 2ª MX-48VCA/CC-EXT MTZ1 | 228.18
LV847452 | LV847452 | 2ª MX-100/130VCA/CC | 228.18
LV847453 | LV847453 | 2ª MX-200/250VCA/CC | 228.18
LV847454 | LV847454 | 2ª MX-277VCA-EXT MTZ1 | 239.59
LV847455 | LV847455 | 2ª MX-380/480VCA-EXT MTZ1 | 251
LV847460 | LV847460 | MCH-24/30 VCC-MTZ1-EXT | 1752.82
LV847461 | LV847461 | MCH-48 VCA-MTZ1-EXT | 1752.82
LV847462 | LV847462 | MCH-100/130 VCC-MTZ1-EXT | 1752.82
LV847463 | LV847463 | MCH-200/250 VCC-MTZ1-EXT | 1752.82
LV847465 | LV847465 | MCH-100/130 VCA-MTZ1-EXT | 1752.82
LV847466 | LV847466 | MCH-200/240 VCA-MTZ1-EXT | 1752.82
LV847468 | LV847468 | MCH-277/415 VCA-MTZ1-EXT | 1752.82
LV847470 | LV847470 | MCH-440/480 VCA-MTZ1-EXT | 1752.82
LV847483 | LV847483 | 2 CONTS PROGRAMÁVEIS M2C | 157.64
LV847506 | LV847506 | PTE-TOMADA TENSÃO EXTERNA | 250.58
LV847507 | LV847507 | PTE-TOMADA TENSÃO EXTERNA | 250.58
LV847512 | LV847512 | BPFE PRESS FECHO ELÉ-1 NA | 159.21
LV847514 | LV847514 | ENC POSIÇÃO OFF-CAD+BPFE | 113.63
LV847514SP | LV847514SP | posic cerradu OFF - dispositivo para can | 110.91
LV847515SP | LV847515SP | OFF POSIT PROFAL RONIS BPFE SUPPORT MTZ1 | 71.35
LV847517SP | LV847517SP | OFF POSITION LOCK KIRK BPFE SUPPORT MTZ1 | 71.35
LV847518SP | LV847518SP | OFF POSIT LOCK CASTELL BPFE SUPPORT MTZ1 | 71.35
LV847519 | LV847519 | OFF-1 F PROF 2C+KIT ADAPT | 186.4
LV847520 | LV847520 | OFF-2 F PROF 1C+KIT ADAPT | 295.05
LV847521 | LV847521 | OFF-1 F RONIS2C+KIT ADAPT | 227.73
LV847522 | LV847522 | OFF-2 F RONIS1C+KIT ADAPT | 456.83
LV847820SP | LV847820SP | SENSOR DE LIMITAÇÃO 4000A MTZ2 | 150.1
LV847821SP | LV847821SP | SENSOR DE LIMITAÇÃO 2000A MTZ3 | 150.1
LV847822SP | LV847822SP | SENSOR DE LIMITAÇÃO 2500A MTZ3 | 150.1
LV847823SP | LV847823SP | SENSOR DE LIMITAÇÃO 3200A MTZ3 | 150.1
LV847824SP | LV847824SP | SENSOR DE LIMITAÇÃO 4000A MTZ3 | 150.1
LV847825SP | LV847825SP | SENSOR DE LIMITAÇÃO 5000A MTZ3 | 150.1
LV847826SP | LV847826SP | SENSOR DE LIMITAÇÃO 6300A MTZ3 | 150.1
LV847829 | LV847829 | 2 SUP P/MONTA PLACA POST | 205.73
LV847829SP | LV847829SP | SUPORTES P/MONTAGEM PLACA POSTERIOR | 186.04
LV847849SP | LV847849SP | BLOCO DE TERMINAIS A 3 FIOS P/ CHASSIS | 25.95
LV847850SP | LV847850SP | BLOCO DE TERMINAIS A 6 FIOS P/ CHASSIS | 42.09
LV847869SP | LV847869SP | 1 camara de corte MTZ2 H10-HA10 | 688.56
LV847888SP | LV847888SP | MCH 24/30 VCC MTZ2-3 | 1926.34
LV847889SP | LV847889SP | MCH 48/60VCC 48VCA MTZ2-3 | 1926.34
LV847890SP | LV847890SP | MCH 100/125 VCC MTZ2-3 | 1926.34
LV847891SP | LV847891SP | MCH 200 TO 250 VCC MTZ2-3 | 1926.34
LV847893SP | LV847893SP | MCH 100 TO 130 VCA MTZ2-3 | 1926.34
LV847894SP | LV847894SP | MCH 200 TO 240 VCA MTZ2-3 | 1926.34
LV847895SP | LV847895SP | MCH 277 VCA MTZ2-3 | 1926.34
LV847896SP | LV847896SP | MCH 380/415 VCA MTZ2-3 | 1926.34
LV847897SP | LV847897SP | MCH 400/480 VCA MTZ2-3 | 1926.34
LV847898SP | LV847898SP | 30 TERMINAIS AUX A 3 FIOS P/ CHASSIS | 330.27
LV847899SP | LV847899SP | 10 TERMINAIS AUX A 6 FIOS P/ CHASSIS | 175.6
LV847900SP | LV847900SP | 10 JUMPERS - MTZ | 38.33
LV847904SP | LV847904SP | COM INTERNA CABLAGEM P/ MX, XF, MN | 1183.48
LV847905SP | LV847905SP | COMUNICAÇÃO CABLADA OF/SDE/PF-MTZ2-3 | 170.41
LV847914SP | LV847914SP | BLOQUEIO DE PORTA (VPECD OU VPECG) | 215.8
LV847915SP | LV847915SP | CONTACTO SDE | 72.29
LV847916SP | LV847916SP | CONTACTO SDE DE BAIXO NÍVEL | 72.29
LV847926SP | LV847926SP | cabo de encravamento MTZ2/3 fixo/ext | 617.03
LV847930SP | LV847930SP | 2 barras de encravamento MTZ2/3 | 617.03
LV847932SP | LV847932SP | TAF INFERIORES P/ 3P-MTZ2 08/16 FIXO | 347.78
LV847933SP | LV847933SP | TAF INFERIORES P/ 4P-MTZ2 08/16 FIXO | 473.42
LV847935SP | LV847935SP | 1 CAMERA DE CORTE - MTZ2 N1 H1 H2 | 211.56
LV847936SP | LV847936SP | 1 CAMERA DE CORTE-MTZ3 H1 H2-MTZ2 H3 | 436.29
LV847937SP | LV847937SP | 1 CAMERA DE CORTE - MTZ2 L1 | 640.69
LV847939SP | LV847939SP | TAMPA FRONTAL MTZ2-3 3P/4P | 335.7
LV847940SP | LV847940SP | MANÍPULO DE CARREGAR A MOLA MTZ2-3 | 105.11
LV847942SP | LV847942SP | TAF INFERIORES-P/3P-MTZ2 20/32 FIXO | 672.96
LV847943SP | LV847943SP | TAF INFERIORES-P/4P-MTZ2 20/32 FIXO | 907.06
LV847944SP | LV847944SP | MANIVELA PARA EXTRAÇÃO DO APARELHO | 99.72
LV847960SP | LV847960SP | TAF 3P-MTZ2 08/16 EXTRAÍVEL | 347.78
LV847961SP | LV847961SP | TAF 4P-MTZ2 08/16 EXTRAÍVEL | 473.42
LV847962SP | LV847962SP | TAF 3P-MTZ2 20/32 EXTRAÍVEL | 672.96
LV847963SP | LV847963SP | TAF 4P-MTZ2 20/32 EXTRAÍVEL | 907.06
LV847964SP | LV847964SP | TAT 3P - MTZ2 08/20 | 339.39
LV847965SP | LV847965SP | TAT 4P - MTZ2 08/21 | 452.57
LV847966SP | LV847966SP | TAT 3P-MTZ2 20/32-MTZ3 40/50 | 1257.4
LV847967SP | LV847967SP | TAT 4P-MTZ2 20/32-MTZ3 40/50 | 1636.97
LV847968SP | LV847968SP | TAT VERTICAIS 3P -MTZ2 40 MTZ3 63 | 2468.18
LV847969SP | LV847969SP | TAT VERTICAIS 4P -MTZ2 40 MTZ3 63 | 3290.89
LV847970SP | LV847970SP | TAT HORIZONTAIS 3P -MTZ2 40 | 1196.22
LV847971SP | LV847971SP | TAT HORIZONTAIS 4P -MTZ2 40 | 1645.41
LV847990SP | LV847990SP | TAF SUPERIORES 3P-MTZ2 08/16 FIXO | 347.78
LV847991SP | LV847991SP | TAF SUPERIORES 4P-MTZ2 08/16 FIXO | 473.42
LV847992SP | LV847992SP | TAF SUPERIORES 3P-MTZ2 20/32 FIXO | 672.96
LV847993SP | LV847993SP | TAF SUPERIORES 4P-MTZ2 20/32 FIXO | 907.06
LV848000 | LV848000 | MTZ2 08N1-800A-3P FIX | 4913.1
LV848001 | LV848001 | MTZ2 08H1-800A-3P FIX | 4785.68
LV848002 | LV848002 | MTZ2 08H2-800A-3P FIX | 5659.9
LV848004 | LV848004 | MTZ2 08 NA-800A-3P FIX | 3332.24
LV848005 | LV848005 | MTZ2 08 HA-800A-3P FIX | 3775.95
LV848007 | LV848007 | MTZ2 08N1-800A-4P FIX | 5884.59
LV848008 | LV848008 | MTZ2 08H1-800A-4P FIX | 6025.99
LV848009 | LV848009 | MTZ2 08H2-800A-4P FIX | 6784.92
LV848011 | LV848011 | MTZ2 08 NA-800A-4P FIX | 4311.49
LV848012 | LV848012 | MTZ2 08 HA-800A-4P FIX | 4957.32
LV848014 | LV848014 | MTZ2 10N1-1000A-3P FIX | 4749.94
LV848015 | LV848015 | MTZ2 10H1-1000A-3P FIX | 5016.17
LV848016 | LV848016 | MTZ2 10H2-1000A-3P FIX | 5895.02
LV848018 | LV848018 | MTZ2 10 NA-1000A-3P FIX | 3739.23
LV848019 | LV848019 | MTZ2 10 HA-1000A-3P FIX | 4221.43
LV848021 | LV848021 | MTZ2 10N1-1000A-4P FIX | 5954.36
LV848022 | LV848022 | MTZ2 10H1-1000A-4P FIX | 6285.58
LV848023 | LV848023 | MTZ2 10H2-1000A-4P FIX | 7545.94
LV848025 | LV848025 | MTZ2 10 NA-1000A-4P FIX | 4888.9
LV848026 | LV848026 | MTZ2 10 HA-1000A-4P FIX | 5490.77
LV848028 | LV848028 | MTZ2 12N1-1250 A-3P FIX | 5036.58
LV848029 | LV848029 | MTZ2 12H1-1250 A-3P FIX | 5570.29
LV848030 | LV848030 | MTZ2 12H2-1250 A-3P FIX | 6505.5
LV848032 | LV848032 | MTZ2 12 NA-1250 A-3P FIX | 4241.82
LV848033 | LV848033 | MTZ2 12 HA-1250 A-3P FIX | 4775.53
LV848035 | LV848035 | MTZ2 12N1-1250 A-4P FIX | 6316.43
LV848036 | LV848036 | MTZ2 12H1-1250 A-4P FIX | 7130.34
LV848037 | LV848037 | MTZ2 12H2-1250 A-4P FIX | 8299.85
LV848039 | LV848039 | MTZ2 12 NA-1250 A-4P FIX | 5521.67
LV848040 | LV848040 | MTZ2 12 HA-1250 A-4P FIX | 6335.54
LV848042 | LV848042 | MTZ2 16N1-1600A-3P FIX | 6478.29
LV848043 | LV848043 | MTZ2 16H1-1600A-3P FIX | 7504.11
LV848044 | LV848044 | MTZ2 16H2-1600A-3P FIX | 8632.63
LV848046 | LV848046 | MTZ2 16 NA-1600A-3P FIX | 5683.52
LV848047 | LV848047 | MTZ2 16 HA-1600A-3P FIX | 6709.31
LV848049 | LV848049 | MTZ2 16N1-1600A-4P FIX | 8260.45
LV848050 | LV848050 | MTZ2 16H1-1600A-4P FIX | 9542.93
LV848051 | LV848051 | MTZ2 16H2-1600A-4P FIX | 10953.55
LV848053 | LV848053 | MTZ2 16 NA-1600A-4P FIX | 7465.68
LV848054 | LV848054 | MTZ2 16 HA-1600A-4P FIX | 8748.16
LV848056 | LV848056 | MTZ2 20N1-2000A-3P FIX | 8134.85
LV848057 | LV848057 | MTZ2 20H1-2000A-3P FIX | 8702.04
LV848058 | LV848058 | MTZ2 20H2-2000A-3P FIX | 10021.83
LV848061 | LV848061 | MTZ2 20 HA-2000A-3P FIX | 7913.18
LV848063 | LV848063 | MTZ2 20N1-2000A-4P FIX | 10569.3
LV848064 | LV848064 | MTZ2 20H1-2000A-4P FIX | 11196.77
LV848065 | LV848065 | MTZ2 20H2-2000A-4P FIX | 12844.91
LV848068 | LV848068 | MTZ2 20 HA-2000A-4P FIX | 10407.84
LV848070 | LV848070 | MTZ2 25H1-2500A-3P FIX | 11760.38
LV848071 | LV848071 | MTZ2 25H2-2500A-3P FIX | 13448.5
LV848074 | LV848074 | MTZ2 25 HA-2500A-3P FIX | 10971.44
LV848076 | LV848076 | MTZ2 25H1-2500A-4P FIX | 15275.95
LV848077 | LV848077 | MTZ2 25H2-2500A-4P FIX | 17331.13
LV848080 | LV848080 | MTZ2 25 HA-2500A-4P FIX | 14486.99
LV848082 | LV848082 | MTZ2 32H1-3200A-3P FIX | 12876.04
LV848083 | LV848083 | MTZ2 32H2-3200A-3P FIX | 15328.65
LV848085 | LV848085 | MTZ2 32 HA-3200A-3P FIX | 12474.07
LV848087 | LV848087 | MTZ2 32H1-3200A-4P FIX | 16738.85
LV848088 | LV848088 | MTZ2 32H2-3200A-4P FIX | 19927.22
LV848090 | LV848090 | MTZ2 32 HA-3200A-4P FIX | 16216.28
LV848092 | LV848092 | MTZ2 40H1-4000A-3P FIX | 18758.59
LV848093 | LV848093 | MTZ2 40H2-4000A-3P FIX | 21957.25
LV848095 | LV848095 | MTZ2 40 HA-4000A-3P FIX | 18002.33
LV848097 | LV848097 | MTZ2 40H1-4000A-4P FIX | 23977.27
LV848098 | LV848098 | MTZ2 40H2-4000A-4P FIX | 28544.42
LV848100 | LV848100 | MTZ2 40 HA-4000A-4P FIX | 23228.72
LV848106 | LV848106 | MTZ3 40H1-4000A-3P FIX | 29935.71
LV848107 | LV848107 | MTZ3 40H2-4000A-3P FIX | 33793.73
LV848108 | LV848108 | MTZ3 40 HA-4000A-3P FIX | 20297.61
LV848109 | LV848109 | MTZ3 40H1-4000A-4P FIX | 37736.56
LV848110 | LV848110 | MTZ3 40H2-4000A-4P FIX | 42597.68
LV848111 | LV848111 | MTZ3 40 HA-4000A-4P FIX | 25794.74
LV848112 | LV848112 | MTZ3 50H1-5000A-3P FIX | 33682.53
LV848113 | LV848113 | MTZ3 50H2-5000A-3P FIX | 36963.12
LV848114 | LV848114 | MTZ3 50HA-5000A-3P FIX | 32068.1
LV848115 | LV848115 | MTZ3 50H1-5000A-4P FIX | 43787.31
LV848116 | LV848116 | MTZ3 50H2-5000A-4P FIX | 47414.68
LV848117 | LV848117 | MTZ3 50HA-5000A-4P FIX | 40761.31
LV848118 | LV848118 | MTZ3 63H1-6300A-3P FIX | 44733.62
LV848119 | LV848119 | MTZ3 63H2-6300A-3P FIX | 48795.6
LV848120 | LV848120 | MTZ3 63 HA-6300A-3P FIX | 42820.93
LV848121 | LV848121 | MTZ3 63H1-6300A-4P FIX | 58153.72
LV848122 | LV848122 | MTZ3 63H2-6300A-4P FIX | 62971.24
LV848123 | LV848123 | MTZ3 63 HA-6300A-4P FIX | 54306.53
LV848124 | LV848124 | TAF SUP- MTZ2 20 - 3P FIX | 452.87
LV848125 | LV848125 | TAF INF- MTZ2 20 - 3P FIX | 452.87
LV848126 | LV848126 | TAF SUP- MTZ2 20 - 4P FIX | 619.78
LV848127 | LV848127 | TAF INF- MTZ2 20 - 4P FIX | 619.78
LV848128 | LV848128 | TAF SUP-MTZ2 3P FIX | 347.78
LV848129 | LV848129 | TAF SUP-MTZ2 3P FIX | 672.96
LV848130 | LV848130 | TAF INF-MTZ2 3P FIX | 347.78
LV848131 | LV848131 | TAF INF-MTZ2 3P FIX | 672.96
LV848133 | LV848133 | TAT VERT.SUP-MTZ2 3P | 339.39
LV848134 | LV848134 | TAT VERT.SUP-MTZ2 3P | 647.9
LV848135 | LV848135 | TAT VERT.SUP-MTZ2 3P | 1196.22
LV848136 | LV848136 | TAT VERT.SUP-MTZ3 3P | 1257.4
LV848137 | LV848137 | TAT VERT.SUP-MTZ3 3P | 2468.18
LV848138 | LV848138 | TAT VERT.INF-MTZ2 3P | 339.39
LV848139 | LV848139 | TAT VERT.INF-MTZ2 3P | 647.9
LV848140 | LV848140 | TAT VERT.INF-MTZ2 3P | 1196.22
LV848141 | LV848141 | TAT VERT.INF-MTZ3 3P | 1257.4
LV848142 | LV848142 | TAT VERT.INF-MTZ3 3P | 2468.18
LV848143 | LV848143 | TAT HORIZ SUP-MTZ2 3P | 339.39
LV848144 | LV848144 | TAT HORIZ SUP-MTZ2 3P | 647.9
LV848145 | LV848145 | TAT HORIZ SUP-MTZ2 3P | 1196.22
LV848146 | LV848146 | TAT HORIZ SUP-MTZ3 3P | 1257.4
LV848148 | LV848148 | TAT HORIZ INF-MTZ2 3P | 339.39
LV848149 | LV848149 | TAT HORIZ INF-MTZ2 3P | 647.9
LV848150 | LV848150 | TAT HORIZ INF-MTZ2 3P | 1196.22
LV848151 | LV848151 | TAT HORIZ INF-MTZ3 3P | 1257.4
LV848153 | LV848153 | TAF SUP-MTZ2 08-16-4P FIX | 473.42
LV848154 | LV848154 | TAF SUP-MTZ2 25-32-4P FIX | 907.06
LV848155 | LV848155 | TAF INF-MTZ2 08-16-4P FIX | 473.42
LV848156 | LV848156 | TAF INF-MTZ2 25-32-4P FIX | 907.06
LV848158 | LV848158 | TAT VERT.SUP-MTZ2 4P | 452.57
LV848159 | LV848159 | TAT VERT.SUP-MTZ2 4P | 863.86
LV848160 | LV848160 | TAT VERT SUP MTZ2 4P | 1645.41
LV848161 | LV848161 | TAT VERT.SUP-MTZ3 4P | 1686.07
LV848162 | LV848162 | TAT VERT.SUP-MTZ3 4P | 3290.89
LV848163 | LV848163 | TAT VERT.INF-MTZ2 4P | 452.57
LV848164 | LV848164 | TAT VERT.INF-MTZ2 4P | 863.86
LV848165 | LV848165 | TAT VERT.INF-MTZ2 4P | 1645.41
LV848166 | LV848166 | TAT VERT.INF-MTZ3 4P | 1686.07
LV848167 | LV848167 | TAT VERT.INF-MTZ3 4P | 3290.89
LV848168 | LV848168 | TAT HORIZ SUP-MTZ2 4P | 452.57
LV848169 | LV848169 | TAT HORIZ SUP-MTZ2 4P | 863.86
LV848170 | LV848170 | TAT HORIZ SUP-MTZ2 4P | 1645.41
LV848171 | LV848171 | TAT HORIZ SUP-MTZ3 4P | 1686.07
LV848173 | LV848173 | TAT HORIZ INF-MTZ2 4P | 452.57
LV848174 | LV848174 | TAT HORIZ INF-MTZ2 4P | 863.86
LV848175 | LV848175 | TAT HORIZ INF-MTZ2 4P | 1645.41
LV848176 | LV848176 | TAT HORIZ INF-MTZ3 4P | 1686.07
LV848182SP | LV848182SP | TI N/prot def terra-4000/6300A-MTZ2/3-SP | 4611.98
LV848198 | LV848198 | 4 OF-5A/240VAC-MTZ2/3 FIX | 79.46
LV848200 | LV848200 | SDE-6A/240VAC-MTZ2/3 FIXO | 104.22
LV848201 | LV848201 | SDE-BAIXO NÍVEL | 104.22
LV848202 | LV848202 | RES-REARME ELÉ-100-130VCA | 330.99
LV848202SP | LV848202SP | REARME ELÉTRICO RES 100/130 VCA-MTZ2-3 | 330.99
LV848203 | LV848203 | RES-REARME ELÉ-200-240VCA | 330.99
LV848203SP | LV848203SP | REARME ELÉTRICO RES 200/250 VCA-MTZ2-3 | 330.99
LV848206 | LV848206 | MCH-24/30 VCC | 1926.34
LV848207 | LV848207 | MCH-48 VCA2/MTZ3 FIX | 1926.34
LV848208 | LV848208 | MCH-100/130VCC-MTZ2/3 FIX | 1926.34
LV848209 | LV848209 | MCH-200/250VCC-MTZ2/3 FIX | 1926.34
LV848211 | LV848211 | MCH-100/130VCA-MTZ2/3 FIX | 1926.34
LV848212 | LV848212 | MCH-200/240VCA-MTZ2/3 FIX | 1926.34
LV848213 | LV848213 | MCH-250/277VCA-MTZ2/3 FIX | 1926.34
LV848214 | LV848214 | MCH-380/415VCA-MTZ2/3 FIX | 1926.34
LV848215 | LV848215 | MCH-440/480VCA-MTZ2/3 FIX | 1926.34
LV848230 | LV848230 | MTZ2 08N1 -800A -3P EXT | 4885.03
LV848231 | LV848231 | MTZ2 08H1 -800A -3P EXT | 4908.45
LV848232 | LV848232 | MTZ2 08H2 -800A -3P EXT | 5441.34
LV848233 | LV848233 | MTZ2 08L1 -800A -3P EXT | 9417.34
LV848234 | LV848234 | MTZ2 08 NA-800A-3P EXT | 3088.31
LV848235 | LV848235 | MTZ2 08 HA-800A-3P EXT | 3374.59
LV848237 | LV848237 | MTZ2 08N1 -800A -4P EXT | 6059.31
LV848238 | LV848238 | MTZ2 08H1 -800A -4P EXT | 6303.83
LV848239 | LV848239 | MTZ2 08H2 -800A -4P EXT | 6657.69
LV848240 | LV848240 | MTZ2 08L1 -800A -4P EXT | 11857.28
LV848241 | LV848241 | MTZ2 08 NA-800A-4P EXT | 4030.66
LV848242 | LV848242 | MTZ2 08 HA-800A-4P EXT | 4528.26
LV848244 | LV848244 | MTZ2 10N1-1000A-3P EXT | 4882.66
LV848245 | LV848245 | MTZ2 10H1-1000A-3P EXT | 5148.73
LV848246 | LV848246 | MTZ2 10H2-1000A-3P EXT | 5526.27
LV848247 | LV848247 | MTZ2 10L1-1000A-3P EXT | 9638.07
LV848248 | LV848248 | MTZ2 10 NA-1000A-3P EXT | 3356.76
LV848249 | LV848249 | MTZ2 10 HA-1000A-3P EXT | 3884.31
LV848251 | LV848251 | MTZ2 10N1-1000A-4P EXT | 6240.51
LV848252 | LV848252 | MTZ2 10H1-1000A-4P EXT | 6725.74
LV848253 | LV848253 | MTZ2 10H2-1000A-4P EXT | 6675.29
LV848254 | LV848254 | MTZ2 10L1-1000A-4P EXT | 12258.8
LV848255 | LV848255 | MTZ2 10 NA-1000A-4P EXT | 4481.43
LV848256 | LV848256 | MTZ2 10 HA-1000A-4P EXT | 5307.53
LV848258 | LV848258 | MTZ2 12N1-1250 A-3P EXT | 5062.06
LV848259 | LV848259 | MTZ2 12H1-1250 A-3P EXT | 5725.97
LV848260 | LV848260 | MTZ2 12H2-1250 A-3P EXT | 5950.13
LV848261 | LV848261 | MTZ2 12L1-1250 A-3P EXT | 9713.91
LV848262 | LV848262 | MTZ2 12 NA-1250 A-3P EXT | 3794.52
LV848263 | LV848263 | MTZ2 12 HA-1250 A-3P EXT | 4519.25
LV848265 | LV848265 | MTZ2 12N1-1250 A-4P EXT | 6408.56
LV848266 | LV848266 | MTZ2 12H1-1250 A-4P EXT | 7448.36
LV848267 | LV848267 | MTZ2 12H2-1250 A-4P EXT | 7253.88
LV848268 | LV848268 | MTZ2 12L1-1250 A-4P EXT | 11973.1
LV848269 | LV848269 | MTZ2 12 NA-1250 A-4P EXT | 4932.89
LV848270 | LV848270 | MTZ2 12 HA-1250 A-4P EXT | 5903.03
LV848272 | LV848272 | MTZ2 16N1-1600A-3P EXT | 6668.9
LV848273 | LV848273 | MTZ2 16H1-1600A-3P EXT | 7734.15
LV848274 | LV848274 | MTZ2 16H2-1600A-3P EXT | 7888.65
LV848275 | LV848275 | MTZ2 16L1-1600A-3P EXT | 11572.48
LV848276 | LV848276 | MTZ2 16 NA-1600A-3P EXT | 5051.35
LV848277 | LV848277 | MTZ2 16 HA-1600A-3P EXT | 6116.63
LV848279 | LV848279 | MTZ2 16N1-1600A-4P EXT | 8622.1
LV848280 | LV848280 | MTZ2 16H1-1600A-4P EXT | 9953.89
LV848281 | LV848281 | MTZ2 16H2-1600A-4P EXT | 9921.57
LV848282 | LV848282 | MTZ2 16L1-1600A-4P EXT | 13216.07
LV848283 | LV848283 | MTZ2 16 NA-1600A-4P EXT | 6721.39
LV848284 | LV848284 | MTZ2 16 HA-1600A-4P EXT | 8053.17
LV848286 | LV848286 | MTZ2 20N1-2000A-3P EXT | 7871.64
LV848287 | LV848287 | MTZ2 20H1-2000A-3P EXT | 8571.74
LV848288 | LV848288 | MTZ2 20H2-2000A-3P EXT | 9916.58
LV848289 | LV848289 | MTZ2 20H3-2000A-3P EXT | 14848.64
LV848290 | LV848290 | MTZ2 20L1-2000A-3P EXT | 11730.81
LV848291 | LV848291 | MTZ2 20 HA-2000A-3P EXT | 7325.69
LV848293 | LV848293 | MTZ2 20N1-2000A-4P EXT | 10203.11
LV848294 | LV848294 | MTZ2 20H1-2000A-4P EXT | 10625.69
LV848295 | LV848295 | MTZ2 20H2-2000A-4P EXT | 12689.47
LV848296 | LV848296 | MTZ2 20H3-2000A-4P EXT | 18506.89
LV848297 | LV848297 | MTZ2 20L1-2000A-4P EXT | 13862.82
LV848298 | LV848298 | MTZ2 20 HA-2000A-4P EXT | 9633.64
LV848300 | LV848300 | MTZ2 25H1-2500A-3P EXT | 11556.53
LV848301 | LV848301 | MTZ2 25H2-2500A-3P EXT | 13277.14
LV848302 | LV848302 | MTZ2 25H3-2500A-3P EXT | 19991.04
LV848304 | LV848304 | MTZ2 25 HA-2500A-3P EXT | 10310.44
LV848306 | LV848306 | MTZ2 25H1-2500A-4P EXT | 15080.46
LV848307 | LV848307 | MTZ2 25H2-2500A-4P EXT | 17175.4
LV848308 | LV848308 | MTZ2 25H3-2500A-4P EXT | 24114.64
LV848310 | LV848310 | MTZ2 25 HA-2500A-4P EXT | 13704.61
LV848312 | LV848312 | MTZ2 32H1-3200A-3P EXT | 13047.61
LV848313 | LV848313 | MTZ2 32H2-3200A-3P EXT | 14280.05
LV848314 | LV848314 | MTZ2 32H3-3200A-3P EXT | 26634.57
LV848315 | LV848315 | MTZ2 32 HA-3200A-3P EXT | 11959.95
LV848317 | LV848317 | MTZ2 32H1-3200A-4P EXT | 16961.9
LV848318 | LV848318 | MTZ2 32H2-3200A-4P EXT | 20192.76
LV848319 | LV848319 | MTZ2 32H3-3200A-4P EXT | 30734.37
LV848320 | LV848320 | MTZ2 32 HA-3200A-4P EXT | 16432.35
LV848322 | LV848322 | MTZ2 40H1-4000A-3P EXT | 19624.05
LV848323 | LV848323 | MTZ2 40H2-4000A-3P EXT | 22249.82
LV848324 | LV848324 | MTZ2 40H3-4000A-3P EXT | 26247.62
LV848325 | LV848325 | MTZ2 40 HA-4000A-3P EXT | 18411.23
LV848327 | LV848327 | MTZ2 40H1-4000A-4P EXT | 24827.16
LV848328 | LV848328 | MTZ2 40H2-4000A-4P EXT | 28924.78
LV848329 | LV848329 | MTZ2 40H3-4000A-4P EXT | 36931.17
LV848330 | LV848330 | MTZ2 40 HA-4000A-4P EXT | 23538.26
LV848336 | LV848336 | MTZ3 40H1-4000A-3P EXT | 19242.64
LV848337 | LV848337 | MTZ3 40H2-4000A-3P EXT | 28870.57
LV848338 | LV848338 | MTZ3 40 HA-4000A-3P EXT | 22769.23
LV848339 | LV848339 | MTZ3 40H1-4000A-4P EXT | 33692.02
LV848340 | LV848340 | MTZ3 40H2-4000A-4P EXT | 36678.34
LV848341 | LV848341 | MTZ3 40 HA-4000A-4P EXT | 32222.26
LV848342 | LV848342 | MTZ3 50H1-5000A-3P EXT | 34131.35
LV848343 | LV848343 | MTZ3 50H2-5000A-3P EXT | 37963.14
LV848344 | LV848344 | MTZ3 50HA-5000A-3P EXT | 32361.14
LV848345 | LV848345 | MTZ3 50H1-5000A-4P EXT | 44370.75
LV848346 | LV848346 | MTZ3 50H2-5000A-4P EXT | 48181.4
LV848347 | LV848347 | MTZ3 50HA-5000A-4P EXT | 41204.3
LV848348 | LV848348 | MTZ3 63H1-6300A-3P EXT | 45329.71
LV848349 | LV848349 | MTZ3 63H2-6300A-3P EXT | 50028.54
LV848350 | LV848350 | MTZ3 63 HA-6300A-3P EXT | 43325.73
LV848351 | LV848351 | MTZ3 63H1-6300A-4P EXT | 58928.6
LV848352 | LV848352 | MTZ3 63H2-6300A-4P EXT | 63810.32
LV848353 | LV848353 | MTZ3 63 HA-6300A-4P EXT | 55016.43
LV848362 | LV848362 | MICROLOGIC7.0 X-EXT | 3135.35
LV848382 | LV848382 | CONT PROGRAMÁVEIS M2C | 157.64
LV848392 | LV848392 | CHASSI MTZ2 3P | 2465.91
LV848393 | LV848393 | CHASSI MTZ2 3P | 3534.27
LV848394 | LV848394 | CHASSI MTZ2 3P | 3677.02
LV848395 | LV848395 | CHASSI MTZ2 3P | 7065.24
LV848396 | LV848396 | CHASSI MTZ2 3P | 8450.03
LV848397 | LV848397 | CHASSI MTZ3 3P | 10562.57
LV848399 | LV848399 | CHASSI MTZ2 3P | 3745.71
LV848400 | LV848400 | CHASSI MTZ2 3P | 5369.77
LV848404 | LV848404 | CHASSI MTZ2 4P | 3108.48
LV848405 | LV848405 | CHASSI MTZ2 4P | 4680.66
LV848406 | LV848406 | CHASSI MTZ2 4P | 4728.44
LV848407 | LV848407 | CHASSI MTZ2 4P | 8668.71
LV848408 | LV848408 | CHASSI MTZ2 4P | 10068.07
LV848409 | LV848409 | CHASSI MTZ3 4P | 12462.18
LV848411 | LV848411 | CHASSI MTZ2 4P | 4808.85
LV848412 | LV848412 | CHASSI MTZ2 4P | 7214.26
LV848413 | LV848413 | TAF SUP- MTZ2 20 - 3P EXT | 452.87
LV848414 | LV848414 | TAF INF- MTZ2 20 - 3P EXT | 452.87
LV848415 | LV848415 | TAF SUP-MTZ2 08-16-3P EXT | 347.78
LV848416 | LV848416 | TAF SUP-MTZ2 25-32-3P EXT | 672.96
LV848417 | LV848417 | TAF SUP- MTZ2 20 - 4P EXT | 619.78
LV848418 | LV848418 | TAF INF-MTZ2 08-16-3P EXT | 347.78
LV848419 | LV848419 | TAF INF-MTZ2 25-32-3P EXT | 672.96
LV848420 | LV848420 | TAF INF- MTZ2 20 - 4P EXT | 619.78
LV848421SP | LV848421SP | Adap TAF extraível-MTZ2 1600A-3P-fixo | 926.45
LV848422SP | LV848422SP | Adap TAF ext-MTZ2 2000/3200A-3P-fixo | 1230.18
LV848424SP | LV848424SP | Adap TAF extraível-MTZ2 1600A-4P-fixo | 1235.3
LV848425SP | LV848425SP | Adap TAF ext-MTZ2 2000/3200A-4P-fixo | 1640.29
LV848441 | LV848441 | TAF SUP-MTZ2 08-16-4P EXT | 473.42
LV848442 | LV848442 | TAF SUP-MTZ2 25-32-4P EXT | 907.06
LV848444 | LV848444 | TAF INF-MTZ2 08-16-4P EXT | 473.42
LV848445 | LV848445 | TAF INF-MTZ2 25-32-4P EXT | 907.06
LV848449 | LV848449 | XF-24 VCA 24/30 VCC-EXT | 251
LV848450 | LV848450 | XF -48 VCA 48/60 VCC-EXT | 250.99
LV848451 | LV848451 | XF COM -100/130VCA/CC-EXT | 250.99
LV848452 | LV848452 | XF COM -200/250VCA/CC-EXT | 250.99
LV848453 | LV848453 | XF COM -277 VCA-EXT | 251
LV848454 | LV848454 | XF COM -380/480VCA-EXT | 251
LV848458 | LV848458 | MX-24VCA 24/30VCC-EXT | 251
LV848459 | LV848459 | MX-48VCA 48/60VCC-EXT | 250.99
LV848460 | LV848460 | MX COM -100/130VCA/CC-EXT | 250.99
LV848461 | LV848461 | MX COM -200/250VCA/CC-EXT | 250.99
LV848462 | LV848462 | MX COM -277VCA-MTZ2/3 EXT | 251
LV848463 | LV848463 | MX COM-380/480 VCA-EXT | 251
LV848468 | LV848468 | 4 OF-6A/240VCA-MTZ2/3 EXT | 79.46
LV848469 | LV848469 | PF-5A/240VAC-MTZ2/3 EXT | 190.41
LV848470 | LV848470 | PF-BAIXO NÍVEL-MTZ2/3 EXT | 194.26
LV848472 | LV848472 | RES-REARME ELÉ-110-130VCA | 330.99
LV848473 | LV848473 | RES-REARME ELÉ-220-240VCA | 330.99
LV848475 | LV848475 | SDE-6A/240VAC-MTZ2/3 EXT | 104.22
LV848476 | LV848476 | SDE-BAIXO NÍVEL-EXT | 104.22
LV848477 | LV848477 | EF-6A/240VCA-EXT | 91.16
LV848477SP | LV848477SP | CONT COMBINADO ENCAIXADO/FECHADO EF | 91.16
LV848478 | LV848478 | EF-BAIXO NÍVEL-EXT | 91.16
LV848478SP | LV848478SP | CONT. ENCAIXADO/FECHADO BAIXO NÍVEL EF | 91.16
LV848481 | LV848481 | XF-24VCA/CC-EXT | 239.59
LV848482 | LV848482 | XF-48VCA/CC-EXT | 228.18
LV848483 | LV848483 | XF-100/130VCA/CC-EXT | 228.18
LV848484 | LV848484 | XF-200/250VCA/CC-EXT | 228.18
LV848485 | LV848485 | XF-277VCA-EXT | 239.59
LV848486 | LV848486 | XF-380/480VCA-EXT | 251
LV848491 | LV848491 | MX-24VCA/CC-EXT | 239.59
LV848492 | LV848492 | MX-48VCA/CC-EXT | 228.18
LV848493 | LV848493 | MX-100/130VCA/CC-EXT | 228.18
LV848494 | LV848494 | MX-200/250VCA/CC-EXT | 228.18
LV848495 | LV848495 | MX-277VCA-EXT | 239.59
LV848496 | LV848496 | MX-380/480VCA-MTZ2/3 EXT | 251
LV848498 | LV848498 | MICROLOGIC2.0 X | 1876.35
LV848499 | LV848499 | MICROLOGIC5.0 X | 2282.37
LV848500 | LV848500 | MICROLOGIC6.0 X | 3484.68
LV848501 | LV848501 | MN-24VCA/CC-MTZ2/3 EXT | 239.59
LV848502 | LV848502 | MN-48VCA/CC-MTZ2/3 EXT | 228.18
LV848503 | LV848503 | MN-100/130VCA/CC-EXT | 228.18
LV848504 | LV848504 | MN-200/250VCA/CC-EXT | 228.18
LV848506 | LV848506 | MN-380/480VCA-MTZ2/3 EXT | 251
LV848511 | LV848511 | 2ª MX-24VCA/CC-EXT | 239.59
LV848512 | LV848512 | 2ª MX-48VCA/CC-EXT | 228.18
LV848513 | LV848513 | 2ª MX-100/130VCA/CC-EXT | 228.18
LV848514 | LV848514 | 2ª MX-200/250VCA/CC-EXT | 228.18
LV848515 | LV848515 | 2ª MX-277VCA-MTZ2/3 EXT | 239.59
LV848516 | LV848516 | 2ª MX-380/480VCA-EXT | 251
LV848521 | LV848521 | MCH-24/30 VCC-EXT | 1926.34
LV848522 | LV848522 | MCH-48 VCA-EXT | 1926.34
LV848523 | LV848523 | MCH-100/130VCC-EXT | 1926.34
LV848524 | LV848524 | MCH-200/250VCC-EXT | 1926.34
LV848526 | LV848526 | MCH-100/130VCA-EXT | 1926.34
LV848527 | LV848527 | MCH-200/240VCA-EXT | 1926.34
LV848528 | LV848528 | MCH-250/277VCA-EXT | 1926.34
LV848529 | LV848529 | MCH-380/415VCA-EXT | 1926.34
LV848530 | LV848530 | MCH-440/480VCA-EXT | 1926.34
LV848533 | LV848533 | PTE TOMADA TENSÃO EXTERNA | 281.82
LV848534 | LV848534 | BPFE FECHE ELÉTRICO-1NA | 147.07
LV848534SP | LV848534SP | BPFE - BOTÃO DE PRESSÃO PARA FECHAR | 147.07
LV848535 | LV848535 | CDM CONTADOR MANOBRAS-MEC | 497
LV848535SP | LV848535SP | CDM - CONTADOR DE MANOBRAS MECÂNICO | 511.91
LV848536 | LV848536 | TAMPA BLOQUEIO BOTÃO | 177.29
LV848536SP | LV848536SP | INTERDIÇÃO ACESSO AOS BOTÕES PRESSÃO | 204.47
LV848539 | LV848539 | OFF POSIÇÃO ENC-CAD | 71.88
LV848539SP | LV848539SP | ENCRAVAMENTO NA POSIÇÃO OFF | 113.63
LV848541SP | LV848541SP | Kit Ronis/profa+cadea-enc pos off-MTZ2/3 | 83.07
LV848542SP | LV848542SP | Kit Kirk +cadeado-enc posição off-MTZ2/3 | 280.72
LV848543SP | LV848543SP | Kit Castell+cadea-enc posição off-MTZ2/3 | 306.22
LV848545 | LV848545 | OFF-POS ENC-1 F PROF+CAD | 150.56
LV848546 | LV848546 | OFF-2 F PROF IG+ CAD | 291.94
LV848547 | LV848547 | OFF-2 F PROF DIF +CAD | 291.94
LV848549 | LV848549 | OFF-1 FECHA RONIS+CAD | 227.73
LV848550 | LV848550 | OFF-2 F RONIS IG+CAD | 452.42
LV848551 | LV848551 | OFF-2 F RONIS DIF+CAD | 452.42
LV848554 | LV848554 | DAE-DESARME AUTO À EXTRAT | 645.37
LV848556SP | LV848556SP | KIT LIGAÇÃO À TERRA LATERAL-MTZ2-3FIXO | 160.73
LV848557SP | LV848557SP | KIT LIGAÇÃO À TERRA MTZ2-3 EXTRAÍVEL | 160.73
LV848558 | LV848558 | KMT-KIT LIGA À TERRA-FIX | 137.15
LV848559 | LV848559 | KMT-KIT LIGA À TERRA-EXT | 137.15
LV848560SP | LV848560SP | CONTACTOS POSIÇÃO ADICIONAL CE /CD/ CT | 98.75
LV848564SP | LV848564SP | Kit Ronis/Profa s/fecha p/chassis-MTZ2/3 | 21.91
LV848565SP | LV848565SP | Kit kirk s/ fecha p/chassis-MTZ2/3-SP | 280.72
LV848566SP | LV848566SP | Kit Castell s/fecha p/chassis-MTZ2/3-SP | 306.22
LV848568 | LV848568 | 1 F PROF 2C+KIT ADAPT | 150.56
LV848569 | LV848569 | 2 F PROF 1C+KIT ADAPT | 292.21
LV848570 | LV848570 | 2F PROF 2C DIF+KIT | 292.21
LV848572 | LV848572 | 1F RONIS 2C+KIT ADAPT | 227.73
LV848573 | LV848573 | 2F RONIS 1C+KIT ADAPT | 452.42
LV848574 | LV848574 | 2F RONIS 2C DIF+KIT | 452.42
LV848579 | LV848579 | VPEC-DT CHASSI2/MTZ3-EXT | 215.76
LV848580 | LV848580 | VPEC-ESQ CHASSI2/MTZ3 EXT | 215.76
LV848582 | LV848582 | VPOC-ENCAIXE PORTAABERTA | 148.02
LV848585 | LV848585 | IBPO-ENC BOTÃO PRESS OFF | 645.37
LV848591SP | LV848591SP | 2 ENCRAVAMENTO PERSIANAS 800/4000A | 32.74
LV848592 | LV848592 | VIVC-IND POS PERSIANAS | 1052.69
LV848592SP | LV848592SP | INDICADOR POS Y ENCLAV PANTALLAS MTZ2 08 | 1027.62
LV848593 | LV848593 | VIVC-IND POS PERSIANAS 3P | 1757.2
LV848593SP | LV848593SP | INDICADOR POS Y ENCLAV PANTALL MTZ3 40/ | 1715.35
LV848594 | LV848594 | IND DA POS DA PERSIANA-4P | 2180.96
LV848595 | LV848595 | TAMPA PROT TERMINAIS-3P | 209.87
LV848596 | LV848596 | TAMPA PROT TERMINAIS-4P | 263.55
LV848596SP | LV848596SP | TAMPA PROTEÇÃO TERMINAIS (CB) -MTZ2 4P | 204.46
LV848597 | LV848597 | TAMPA PROT TERMINAIS-3P | 339.33
LV848597SP | LV848597SP | TAMPA PROTEÇÃO TERMINAIS (CB) -MTZ3 3P | 157.54
LV848598 | LV848598 | TAMPA PROT TERMINAIS-4P | 426.1
LV848598SP | LV848598SP | TAMPA PROTEÇÃO TERMINAIS (CB) -MTZ3 4P | 204.46
LV848599SP | LV848599SP | separadores de fase TAT- 3/4P-MTZ2/3 | 220.54
LV848600SP | LV848600SP | 3 sep fases -TAT chassis-MTZ2/3-3P/4P-SP | 220.54
LV848601SP | LV848601SP | MOLDURA DE PORTA FIXO MTZ 2/3 | 218.32
LV848603SP | LV848603SP | Moldura de porta extraível -MTZ2/3-SP | 210.24
LV848604SP | LV848604SP | Tampa transparente IP54-MTZ2/3-SP | 746.44
LV848605SP | LV848605SP | Obturador de porta-MTZ2/3-SP | 253.99
LV848608SP | LV848608SP | cabo de encravamento 2N+R MTZ2/3 fixo/ex | 2637.33
LV848609SP | LV848609SP | cabo de encravamento 2S+C MTZ2/3 fixo/ex | 2637.33
LV848610SP | LV848610SP | cabo de encravamento 3S MTZ2/3 fixo/ext | 2637.33
LV848614SP | LV848614SP | Encravamento porta por cabo-MTZ2/3 | 1588.79
LV848721SP | LV848721SP | PERSIANAS ISOL CHASSIS MTZ2 3P 08/40 | 155.9
LV848722SP | LV848722SP | PERSIANAS ISOL CHASSIS MTZ3 3P 40/63 | 222.75
LV848723SP | LV848723SP | PERSIANAS ISOL P/CHASSIS MTZ2 4P 08/40 | 171.33
LV848724SP | LV848724SP | PERSIANAS ISOL P/CHASSIS MTZ3 4P 40/63 | 244.61
LV848823SP | LV848823SP | SENSOR DE LIMITAÇÃO 600A NSX MTZ1 MTZ2 | 150.1
LV848824SP | LV848824SP | SENSOR LIMITAÇÃO 1200A NSX MTZ1 MTZ2 | 150.1
LV848825SP | LV848825SP | SENSOR DE LIMITAÇÃO 3000A NSX MTZ2 | 150.1
LV848826SP | LV848826SP | SENSOR DE LIMITAÇÃO 3000A MTZ3 | 150.1
LV848827SP | LV848827SP | SENSOR DE LIMITAÇÃO 6000A MTZ3 | 150.1
LV848891SP | LV848891SP | MDGF mód sumador-MTZ2/3 FIXO/EXT-SP | 1944.64
LV848892SP | LV848892SP | MÓDULO DE SELETIVIDADE LÓGICA - RIM | 1567.71
LV848904SP | LV848904SP | kit de TI de neutro ou proteção defeito | 2650.26
LV848905SP | LV848905SP | TI de neutro ou proteção de defeito à te | 2159.59
LV850002 | LV850002 | MD"ENERGIA POR FASE" | 180.58
LV850003 | LV850003 | MD"CAPTURAS FORMA ONDA" | 682.92
LV850004 | LV850004 | MD"ASSISTENTE RESTABELECIMENTO ENERGIA" | 214.83
LV850005 | LV850005 | MD"ASSISTENTE FUNCIONAMENTO" | 167.33
LV850053SP | LV850053SP | TAMPA TRANSPARENTE PARA MICROLOGIC X | 42.16
LV850054SP | LV850054SP | VISOR MICROLOGIC X E CARTÃO SEM FIOS | 556.32
LV850055SP | LV850055SP | Powerbank portátil p/Micrologic X-SP | 119.85
LV850056SP | LV850056SP | MÓDULO ISOL-P/ BOBINAS COM MX1/XF | 450.65
LV850060 | LV850060 | VPS-FONTE ALIM.MICROLOGIC | 412.93
LV850060SP | LV850060SP | MÓDULO ALIMENTAÇÃO (VPS) P/ MIC X | 412.93
LV850061 | LV850061 | PORTA ULP - MTZ2/MTZ3 FIX | 161.45
LV850061SP | LV850061SP | PORTA ULP-PARA MASTERPACT MTZ2/3-FXO | 153.77
LV850062SP | LV850062SP | PORTA ULP- MTZ2/3-EXTRAÍVEL | 153.77
LV850063 | LV850063 | PORTA ULP - MTZ1 - FIXO | 153.77
LV850063SP | LV850063SP | ULP PORT FOR MTZ1 FIXED VERSION | 150.1
LV850064 | LV850064 | PORTA ULP PARA MTZ1 EXT | 153.77
LV850064SP | LV850064SP | ULP PORT FOR MTZ1 DRAWOUT VERSION | 150.1
LV850067SP | LV850067SP | cabo USB (miniUSB/USB) p/micrologic X | 82.33
LV851001SP | LV851001SP | EIFE- P/ CHASSIS MTZ2-3 | 1127.77
LV851100 | LV851100 | EIFE ETHERNET INT MTZ1 | 1127.77
LV851100SP | LV851100SP | EIFE Interfaz Ethernet integrado con acc | 150.1
LV851120SP | LV851120SP | EIFE accesorios - MTZ1 | 150.1
LV851200 | LV851200 | EIFE ETHERNET INTEGRADO | 1127.77
LV851200SP | LV851200SP | EIFE-INTERFACE ETHERNET P/CHASSIS MTZ | 1244.56
LV851220SP | LV851220SP | PEÇAS SUBSTITUIÇÃO,EIFE, P/ MTZ2/3 | 116.79
LV864906SP | LV864906SP | 6 PINÇA DE EXTRAÇÃO PARA CHASSIS | 96.41
LV864909SP | LV864909SP | CERRAD. PROFALUX + 1 LLAVE | 157.61
LV864910SP | LV864910SP | PROFALUX DISC. POSITION LOCKING WITH 2 K | 157.61
LV864911SP | LV864911SP | PROFALUX DISC. POSITION LOCKING WITH 2 K | 157.61
LV864912SP | LV864912SP | Cerradura en pos desconectado RONIS 1 | 157.61
LV864913SP | LV864913SP | Cerradura en pos desconectado RONIS 2 | 157.61
LV864914SP | LV864914SP | Cerradura en pos desconectado RONIS 2 | 157.61
LV864917SP | LV864917SP | BPFE pulsador eléctrico de cierre | 150.1
LV864918SP | LV864918SP | Cerradura en pos abierto PROFALUX | 157.61
LV864919SP | LV864919SP | Cerradura en pos abierto PROFALUX | 157.61
LV864920SP | LV864920SP | 1 SERRURE AVEC CLE + KIT ADAPT MASTERPAC | 157.61
LV864921SP | LV864921SP | Cerradura en pos abierto PAR 1SER | 157.61
LV864922SP | LV864922SP | 1 BLOCO ADICIONAL DE 4 CONTACTOS OF | 79.46
LV864928SP | LV864928SP | 1 FECHADURA PROFALUX POSIÇÃO OFF | 163.06
LV864929SP | LV864929SP | 2 FECHADURAS PROFALUX OFF-1CHAVE | 317.94
LV864930SP | LV864930SP | 2 FEC. PROFALUX POS.OFF-2CHAVES DIF. | 317.94
LV864931SP | LV864931SP | 1 FECHADURA RONIS POSIÇÃO OFF | 163.06
LV864932SP | LV864932SP | 2 FECHADURAS RONIS POSIÇÃO OFF-1 CHAVE | 317.94
LV864933SP | LV864933SP | 2 FEC. RONIS POS OFF-2 CHAVES DIF | 317.94
LV864934SP | LV864934SP | 1 FEC. PROFALUX 1 CHAVE +KIT ADAPTAÇÃO | 163.06
LV864935SP | LV864935SP | 2 FEC. PROFALUX 1 CHAVE +KIT ADAPTAÇÃO | 317.94
LV864936SP | LV864936SP | 2 FEC. PROFALUX 2 CHAVES DIF+KIT ADAPT | 317.94
LV864937SP | LV864937SP | 1 FEC. RONIS 1 CHAVE+KIT ADAPTAÇÃO | 163.06
LV864938SP | LV864938SP | 2 FEC. RONIS 1 CHAVE+KIT ADAPTAÇÃO | 317.94
LV864939SP | LV864939SP | 2 FEC. RONIS 2 CHAVES DIF + KIT ADAPT | 317.94
LV864940SP | LV864940SP | ENCRAVAMENTO DO SUPORTE 5 PEÇAS | 28.31
LV864942SP | LV864942SP | TAMPA PROTEÇÃO TERMINAIS (CB)-MTZ2 3P | 38.63
LV865307 | LV865307 | MICROLOGIC7.0 X-EXT MTZ1 | 3135.35
LVCT00050S | LVCT00050S | TI aberto 50A tipo 0 | 77.6
LVCT00101S | LVCT00101S | CT, Voltage Mode, Split Core, X-Small, 1 | 84
LVCT00102S | LVCT00102S | TI para circ. princ. BCPM 100A 30x31mm | 182.4
LVCT00201S | LVCT00201S | CT, Voltage Mode, Split Core, X-Small, 2 | 108.7
LVCT00202S | LVCT00202S | TI para circ. princ. BCPM 200A 30x31mm | 200.5
LVCT00302S | LVCT00302S | TI para circ. princ. BCPM 300A 30x31mm | 200.5
LVCT00403S | LVCT00403S | TI para circ. princ. BCPM 400A 62x73mm | 223.2
LVCT00603S | LVCT00603S | TI para circ. princ. BCPM 600A 62x73mm | 221
LVCT00803S | LVCT00803S | TI para circ. princ. BCPM 800A 62x73mm | 223.2
LVCT00804S | LVCT00804S | TI para cir. princ. BCPM 800A 62x139mm | 241.9
LVCT01004S | LVCT01004S | TI para cir. prin. BCPM 1000A 62x139mm | 265.2
LVCT01204S | LVCT01204S | TI para cir. prin. BCPM 1200A 62x139mm | 265.2
LVCT01604S | LVCT01604S | TI para cir. prin. BCPM 1600A 62x139mm | 265.2
LVCT02004S | LVCT02004S | TI para cir. prin. BCPM 2000A 62x139mm | 265.2
LVCT02404S | LVCT02404S | TI para cir. prin. BCPM 2400A 62x139mm | 283.3
LVR05065A40T | LVR05065A40T | Reatancia 6,5KVAr, 400V, 50Hz, fs=210Hz | 368.03
LVR05125A40T | LVR05125A40T | Reatancia 12,5KVAr, 400V, 50HZ, fs=210Hz | 347.9
LVR05250A40T | LVR05250A40T | Reatancia 25KVAr,400V, 50HZ, fs=210Hz | 399.22
LVR05500A40T | LVR05500A40T | Reatancia 50KVAr,400V, 50HZ, fs=210Hz | 523.78
LVR05500A69T | LVR05500A69T | Reatancia 50KVAr, 690V, 50HZ, fs=210Hz | 725.52
LVR05X00A40T | LVR05X00A40T | Reatancia 100KVAr, 400V, 50HZ, fs=210Hz | 886.9
LVR05X00A69T | LVR05X00A69T | Reatancia 100KVAr, 690V, 50HZ, fs=210Hz | 952.36
LVR07065A40T | LVR07065A40T | Reatancia 6,5KVAr, 400V, 50Hz, fs=190Hz | 329.84
LVR07125A40T | LVR07125A40T | Reatancia 12,5KVAr, 400V, 50Hz, fs=190Hz | 362.83
LVR07250A40T | LVR07250A40T | Reatancia 25KVAr, 400V, 50Hz, fs=190Hz | 374.23
LVR07500A40T | LVR07500A40T | Reatancia 50KVAr, 400V, 50Hz, fs=190Hz | 493.39
LVR07500A69T | LVR07500A69T | R. 50kvar 690V fs=190Hz | 656.19
LVR07X00A40T | LVR07X00A40T | Reatancia 100KVAr, 400V, 50HZ, fs=190Hz | 774.47
LVR07X00A69T | LVR07X00A69T | R. 100kvar 690V fs=190Hz | 1014.01
LVR14065A40T | LVR14065A40T | Reatancia 6,5KVAr, 400V, 50Hz, fs=135Hz | 393.16
LVR14125A40T | LVR14125A40T | Reatancia 12,5KVAr, 400V, 50Hz, fs=135Hz | 334.18
LVR14250A40T | LVR14250A40T | Reatancia 25KVAr, 400V, 50Hz, fs=135Hz | 489.23
LVR14500A40T | LVR14500A40T | Reatancia 50KVAr, 400V, 50Hz, fs=135Hz | 680.07
LVR14X00A40T | LVR14X00A40T | Reatancia 100KVAr, 400V, 50Hz, fs=135Hz | 1114.61
LX0FH008 | LX0FH008 | BOBINA LX0F 220VCC-CA | Sob Consulta
LX1D2B7 | LX1D2B7 | BOBINA 24V | Sob Consulta
LX1D2D7 | LX1D2D7 | BOBINA 48V 50-60HZ | 97.9
LX1D2E7 | LX1D2E7 | BOBINA 48V | Descontinuado
LX1D2F7 | LX1D2F7 | BOBINA 110V | Sob Consulta
LX1D2G7 | LX1D2G7 | BOBINA 120V | 97.9
LX1D2M7 | LX1D2M7 | BOBINA 220V | Sob Consulta
LX1D2P7 | LX1D2P7 | BOBINA 230V | 97.9
LX1D2Q7 | LX1D2Q7 | BOBINA 380V | Sob Consulta
LX1D2R7 | LX1D2R7 | BOBINA 440V 50-60Hz | 97.9
LX1D2U7 | LX1D2U7 | BOBINA | 97.9
LX1D4B7 | LX1D4B7 | BOBINA 24V | 127.2
LX1D4D7 | LX1D4D7 | BOBINA 42V 50-60HZ | 127.2
LX1D4E7 | LX1D4E7 | BOBINE 48V 50-60Hz | Sob Consulta
LX1D4F7 | LX1D4F7 | BOBINA 110V | 140.23
LX1D4M7 | LX1D4M7 | BOBINA 220V | Sob Consulta
LX1D4P7 | LX1D4P7 | BOBINA 230V | 127.2
LX1D4Q7 | LX1D4Q7 | BOBINA 380V | 140.23
LX1D4R7 | LX1D4R7 | BOBINA 440V | 140.23
LX1D4U7 | LX1D4U7 | BOBINA 240VAC | 140.23
LX1D6B7 | LX1D6B7 | BOB D40-95 24VCA | 59.01
LX1D6C5 | LX1D6C5 | BOB D40-95 32VCA | Sob Consulta
LX1D6D5 | LX1D6D5 | BOB D40-95 42VCA | 60.77
LX1D6D7 | LX1D6D7 | BOB D40-95 42VCA | 59.61
LX1D6E5 | LX1D6E5 | BOB D40-95 48VCA | 60.77
LX1D6E6 | LX1D6E6 | BOBINA 48V 60HZ | 60.77
LX1D6E7 | LX1D6E7 | BOB D40-95 48VCA | 58.99
LX1D6F5 | LX1D6F5 | BOB D40-95 110VCA | 60.77
LX1D6F6 | LX1D6F6 | BOBINA 110V 60HZ | 60.77
LX1D6F7 | LX1D6F7 | BOB D40-95 110VCA | 58.99
LX1D6G5 | LX1D6G5 | BOB D40-95 120VCA | 60.77
LX1D6G7 | LX1D6G7 | BOB D40-95 120VCA | 60.77
LX1D6M5 | LX1D6M5 | BOB D40-95 220VCA | 60.77
LX1D6M6 | LX1D6M6 | BOBINA 220V P- LC1D40 A 95 | 60.77
LX1D6M7 | LX1D6M7 | BOB D40-95 220VCA | 60.77
LX1D6N7 | LX1D6N7 | BOB D40/D95 415VCA | 62.1
LX1D6P5 | LX1D6P5 | BOB D40-95 230VCA | 60.77
LX1D6P7 | LX1D6P7 | BOB D40-95 230VCA | 59.01
LX1D6Q5 | LX1D6Q5 | BOB D40-95 380VCA | 60.77
LX1D6Q7 | LX1D6Q7 | BOB D40-95 380VCA | 60.77
LX1D6R7 | LX1D6R7 | BOB D40-95 440VCA | 60.77
LX1D6S5 | LX1D6S5 | BOB D40-95 500VCA | 62.1
LX1D6U5 | LX1D6U5 | BOB D40-95 240VCA | 60.77
LX1D6U7 | LX1D6U7 | BOB D40/D95 230/240VCA | 60.77
LX1D6V5 | LX1D6V5 | BOB D40-95 400VCA | 60.77
LX1D6V7 | LX1D6V7 | BOB D40-95 400VCA | 58.99
LX1D8B5 | LX1D8B5 | BOB D115 24VCA | 83.71
LX1D8B7 | LX1D8B7 | BOB D115-150 24VCA | 113.38
LX1D8D7 | LX1D8D7 | BOB D115/150 42VCA | 109.88
LX1D8E5 | LX1D8E5 | BOB D115 48VCA | 84.26
LX1D8E7 | LX1D8E7 | BOB D115-150 48VCA | 114.15
LX1D8F7 | LX1D8F7 | BOB D115-150 110VCA | 114.15
LX1D8FC7 | LX1D8FC7 | BOB D115/150 127VCA | 110.93
LX1D8FE7 | LX1D8FE7 | BOB D115-150 115VCA | 115.37
LX1D8G7 | LX1D8G7 | BOB D115/150 120VCA | 109.88
LX1D8L7 | LX1D8L7 | BOB D115/150 208VCA | 110.93
LX1D8M5 | LX1D8M5 | BOB D115 220VCA | 84.81
LX1D8M7 | LX1D8M7 | BOB 220VCA D115-D150 | 115.37
LX1D8N7 | LX1D8N7 | BOB D115/150 415VCA | 110.93
LX1D8P5 | LX1D8P5 | BOB D115 230VCA | 83.71
LX1D8P7 | LX1D8P7 | BOB D115-150 230VCA | 113.38
LX1D8Q5 | LX1D8Q5 | BOB D115 380VCA | 84.81
LX1D8Q7 | LX1D8Q7 | BOB D115/150 380VCA | 115.37
LX1D8R7 | LX1D8R7 | BOB D115/150 110V | 115.37
LX1D8S7 | LX1D8S7 | BOB D115/150 500VCA | 110.93
LX1D8T7 | LX1D8T7 | BOB D115/150 480VCA | 110.93
LX1D8U7 | LX1D8U7 | BOB D115-150 240VCA | 115.37
LX1D8V5 | LX1D8V5 | BOB D115 400VCA | 84.26
LX1D8V7 | LX1D8V7 | BOB D115-150 400VCA | 114.15
LX1FF024 | LX1FF024 | BOB F115/150 24VCA | 122.9
LX1FF040 | LX1FF040 | BOB F115/150 48VCA 60HZ | 129.86
LX1FF042 | LX1FF042 | BOB F115/150 42VCA | 96.66
LX1FF048 | LX1FF048 | BOB F115/150 48VCA | 124.35
LX1FF092 | LX1FF092 | BOB F115/150 110VCA 60HZ | 99.89
LX1FH0242 | LX1FH0242 | BOBINA 24V | Sob Consulta
LX1FH0422 | LX1FH0422 | BOB F265/330 42VCA | 132.35
LX1FH0482 | LX1FH0482 | BOB F265-330 48VCA | 131.2
LX1FH1102 | LX1FH1102 | BOB F265-330 110VCA | 131.2
LX1FH1272 | LX1FH1272 | BOB F265-330 127V | 132.35
LX1FH2002 | LX1FH2002 | BOB F265/330 200/208VCA | 133.5
LX1FH2202 | LX1FH2202 | BOB F265-330 220VCA | 128.68
LX1FH2402 | LX1FH2402 | BOB F265-330 240VCA | 132.35
LX1FH2772 | LX1FH2772 | BOB F265/330 277VCA | 133.5
LX1FH3802 | LX1FH3802 | BOB F265-330 380VCA | 131.2
LX1FH4402 | LX1FH4402 | BOB F265/330 440V | 133.5
LX1FH5002 | LX1FH5002 | BOB F265/330 480/500VCA | 133.5
LX1FJ048 | LX1FJ048 | BOB F400 48VCA | 295.58
LX1FJ110 | LX1FJ110 | BOB F400 110VCA | 295.58
LX1FJ127 | LX1FJ127 | BOB F400 127VCA | 297.68
LX1FJ200 | LX1FJ200 | BOBINA CA 200V | Descontinuado
LX1FJ220 | LX1FJ220 | BOB F400 220VCA | 293.06
LX1FJ240 | LX1FJ240 | BOB F400 230VCA | 297.68
LX1FJ280 | LX1FJ280 | BOB F400 265/277VCA | 300.31
LX1FJ380 | LX1FJ380 | BOB F400 380VCA | 295.58
LX1FJ415 | LX1FJ415 | BOB F400 415VCA | 300.31
LX1FJ500 | LX1FJ500 | BOB F400 500VCA | 300.31
LX1FK048 | LX1FK048 | BOB F500 48VCA | Descontinuado
LX1FK065 | LX1FK065 | BOBINA CA 65V | 371.63
LX1FK110 | LX1FK110 | BOB F500 110VCA | 369.32
LX1FK127 | LX1FK127 | BOB F500 127VCA | 371.63
LX1FK200 | LX1FK200 | BOB F500 200VCA | 374.05
LX1FK220 | LX1FK220 | BOB F500 220VCA | 366.8
LX1FK240 | LX1FK240 | BOB F500 230VCA | 371.63
LX1FK280 | LX1FK280 | BOB F500 265/277VCA | 374.05
LX1FK380 | LX1FK380 | BOB F500 380VCA | 369.32
LX1FK415 | LX1FK415 | BOB F500 415VCA | 374.05
LX1FK500 | LX1FK500 | BOB F500 500VCA | 374.05
LX1FL048 | LX1FL048 | BOB F630 48VCA | 395.58
LX1FL110 | LX1FL110 | BOB F630 110VCA | 395.58
LX1FL127 | LX1FL127 | BOB F630 127VCA | 397.69
LX1FL200 | LX1FL200 | BOB F630 200/208VCA | 400.41
LX1FL220 | LX1FL220 | BOB F630 220VCA | 393.16
LX1FL260 | LX1FL260 | BOB F630 265/277VCA | 400.41
LX1FL380 | LX1FL380 | BOB F630 380VCA | 395.58
LX1FL415 | LX1FL415 | BOB F630 415/480VCA | 400.41
LX1FL500 | LX1FL500 | BOB F630 500VCA | 400.41
LX1FX110 | LX1FX110 | BOB F780 110VCA | 773.2
LX1FX127 | LX1FX127 | BOB F780 127VCA | 776.56
LX1FX220 | LX1FX220 | BOB F780 220VCA | 769.63
LX1FX380 | LX1FX380 | BOB F780 380VCA | Descontinuado
LX1FX415 | LX1FX415 | BOB F780 415/480VCA | 780.03
LX1LD024 | LX1LD024 | BOBINA 24V | 110.37
LX1LD220 | LX1LD220 | BOBINA 220V | 110.37
LX2FXW42 | LX2FXW42 | BOBINE FX | Sob Consulta
LX4D2BD | LX4D2BD | BOBINA 24V | 75.31
LX4D2BW | LX4D2BW | BOBINA 24V | 81.14
LX4D2ED | LX4D2ED | BOBINA 48V | 97.99
LX4D2FD | LX4D2FD | BOBINA 110V | 70.89
LX4D2GD | LX4D2GD | BOBINA 125V | 75.31
LX4D2MD | LX4D2MD | BOBINA 220V | 75.31
LX4D2UD | LX4D2UD | BOBINA 250V | 75.31
LX4D4BD | LX4D4BD | BOBINA 24V | 84
LX4D4BW | LX4D4BW | BOBINA 24V | 92.41
LX4D4ED | LX4D4ED | BOBINA 48V | 84.76
LX4D4FD | LX4D4FD | BOBINA 110V CC | 84.76
LX4D4MD | LX4D4MD | BOBINA 220VCC | 90.44
LX4D6BD | LX4D6BD | BOB D40-65 24VCC | Sob Consulta
LX4D6ED | LX4D6ED | BOB D40-65 48VCC | 96.35
LX4D6GD | LX4D6GD | BOB 125VCC D40-65 | 98.09
LX4D6JD | LX4D6JD | BOB 12VCC D40-65 | 96.89
LX4D6MD | LX4D6MD | BOB D40-65 220VCC | 96.89
LX4D7BD | LX4D7BD | BOB D80-95 24VCC | 109.34
LX4D7CD | LX4D7CD | BOB 36VCC D80/95 | 106.42
LX4D7ED | LX4D7ED | BOB D80-95 48VCC | 109.99
LX4D7FD | LX4D7FD | BOB D80-95 110VCC | 109.99
LX4D7GD | LX4D7GD | BOB 125VCC D80/95 | 106.42
LX4D7JD | LX4D7JD | BOB D80-95 12VCC | Descontinuado
LX4D7MD | LX4D7MD | BOB D80-95 220VCC | 110.54
LX4D7ND | LX4D7ND | BOB 60VCC D80/95 | 106.42
LX4D7RD | LX4D7RD | BOB 440VCC D80/95 | 106.42
LX4D7SD | LX4D7SD | BOB 72VCC D80/95 | 106.42
LX4D7UD | LX4D7UD | BOB 250VCC D80/95 | 106.42
LX4D7XD | LX4D7XD | BOB 600VCC D80/95 | 106.42
LX4D80024 | LX4D80024 | BOBINA 24V | 67.62
LX4D8BD | LX4D8BD | BOB D115-150 24VCC | 134.68
LX4D8ED | LX4D8ED | BOB D115-150 48VCC | 136.1
LX4D8FD | LX4D8FD | BOB D115-150 110VCC | 136.1
LX4D8GD | LX4D8GD | BOB D115/150 125VCC | 130.77
LX4D8MD | LX4D8MD | BOB D115-150 220VCC | 137.3
LX4D8ND | LX4D8ND | BOB D115/150 60VCC | 130.77
LX4D8RD | LX4D8RD | BOB D115/150 440VCC | 130.77
LX4D8SD | LX4D8SD | BOB D115-150 72VCC | Descontinuado
LX4D8UD | LX4D8UD | BOB D115/150 250VCC | 130.77
LX4F8FW | LX4F8FW | BOB F800 110/127V | 549.36
LX4F8MW | LX4F8MW | BOB F800 220V | 543.59
LX4F8QW | LX4F8QW | BOB F800 380V | 549.36
LX4FF024 | LX4FF024 | BOB F115-150 24VCC | 151.57
LX4FF048 | LX4FF048 | BOB F115-150 48VCC | Descontinuado
LX4FF060 | LX4FF060 | BOBINA 60V | 153.89
LX4FF110 | LX4FF110 | BOB F115-150 110VCC | 153.89
LX4FF125 | LX4FF125 | BOB F115-150 125VCC | Descontinuado
LX4FF220 | LX4FF220 | BOB F115-150 220VCC | 156.09
LX4FG024 | LX4FG024 | BOB F185-225 24VCC | 168.91
LX4FG048 | LX4FG048 | BOB F185-225 48VCC | 171.32
LX4FG110 | LX4FG110 | BOB F185-225 110VCC | 171.32
LX4FG125 | LX4FG125 | BOB F185-225 125VCC | 175.83
LX4FG220 | LX4FG220 | BOB F185-225 220VCC | 173.52
LX4FH024 | LX4FH024 | BOB F265-330 24VCC | 192.02
LX4FH048 | LX4FH048 | BOB F265-330 48VCC | Descontinuado
LX4FH110 | LX4FH110 | BOB F265-330 110VCC | 194.32
LX4FH125 | LX4FH125 | BOB F265/330 125VCC | Descontinuado
LX4FH220 | LX4FH220 | BOB F265-330 220VCC | 196.74
LX4FJ048 | LX4FJ048 | BOB F400 48VCC | 282.35
LX4FJ110 | LX4FJ110 | BOB F400 110VCC | 282.35
LX4FJ125 | LX4FJ125 | BOB F400 125VCC | Descontinuado
LX4FJ220 | LX4FJ220 | BOB F400 220VCC | 284.55
LX4FJ440 | LX4FJ440 | BOB F400 440VCC | 286.86
LX4FK024 | LX4FK024 | BOB 24V P-F500 | Descontinuado
LX4FK048 | LX4FK048 | BOB 24VCC P- F500 | 350.42
LX4FK110 | LX4FK110 | BOB F500 110VCC | 350.42
LX4FK125 | LX4FK125 | BOB F500 125VCC | 356.19
LX4FK220 | LX4FK220 | BOB F500 220VCC | 353.98
LX4FL048 | LX4FL048 | BOB F630 48VCC | 389.91
LX4FL110 | LX4FL110 | BOB F630 110VCC | 389.91
LX4FL125 | LX4FL125 | BOB F630 125VCC | Descontinuado
LX4FL220 | LX4FL220 | BOB F630 220VCC | 393.27
LX4FX110 | LX4FX110 | BOB F780 110VCC | Descontinuado
LX4FX220 | LX4FX220 | BOB F780 220VCC | 731.92
LX9FF042 | LX9FF042 | BOBINA ESPECIFICA 42V | 188.44
LX9FF048 | LX9FF048 | BOBINA ESPECIFICA 48V | 188.44
LX9FF110 | LX9FF110 | BOB F115-150 110VCA | 188.44
LX9FF127 | LX9FF127 | BOBINA ESPECIFICA 120..127V | Sob Consulta
LX9FF200 | LX9FF200 | BOBINA ESPECIFICA 208V | Sob Consulta
LX9FF220 | LX9FF220 | BOB F115-150 220VCA | 185.08
LX9FF240 | LX9FF240 | BOBINA ESPECIFICA 240V | 188.44
LX9FF380 | LX9FF380 | BOB F115-150 380VCA | 188.44
LX9FF415 | LX9FF415 | BOBINA ESPECIFICA 415...440V AC baixo consumo | Sob Consulta
LX9FF500 | LX9FF500 | BOBINA ESPECIFICA 500V AC baixo consumo | Sob Consulta
LX9FG048 | LX9FG048 | BOB F185/225 48VCA 40/400HZ | 213.97
LX9FG110 | LX9FG110 | BOB F185-225 110VCA | 213.97
LX9FG127 | LX9FG127 | BOBINA ESPECIFICA 120..127V baixo consumo | Sob Consulta
LX9FG200 | LX9FG200 | BOBINA ESPECIFICA 208V baixo consumo | Sob Consulta
LX9FG220 | LX9FG220 | BOB F185-225 220VCA | 208.19
LX9FG240 | LX9FG240 | BOB F185/225 240VCA 40/400HZ | 219.74
LX9FG380 | LX9FG380 | BOB 380V F185-225 | 213.97
LX9FG415 | LX9FG415 | BOB 415V F185-225 | 213.97
LX9FG500 | LX9FG500 | BOBINA ESPECIFICA 500V AC baixo consumo | Sob Consulta
LX9FH1102 | LX9FH1102 | B F265/330 110VCA40/400HZ | 223.22
LX9FH2202 | LX9FH2202 | BOB F265-330 220VCA | 217.54
LX9FH3802 | LX9FH3802 | BOB F265/330 380/400VCA | 223.22
LX9FJ917 | LX9FJ917 | BOB F400 48VCA | 387.29
LX9FJ925 | LX9FJ925 | BOB F400 110VCA 40/400HZ | 387.29
LX9FJ931 | LX9FJ931 | BOB F400 220VCA | 381.61
LX9FJ936 | LX9FJ936 | B F400 380/400VCA40/400HZ | 387.29
LX9FK912 | LX9FK912 | BOBINA | 397.58
LX9FK917 | LX9FK917 | BOB F500 48VCA | 399.05
LX9FK925 | LX9FK925 | BOB F500 110VCA 40/400HZ | 399.05
LX9FK931 | LX9FK931 | BOB F500 220VCA | 393.27
LX9FK936 | LX9FK936 | B F500 380/400VCA40/400HZ | 399.05
LX9FL917 | LX9FL917 | BOB F630 48VCA 40/400HZ | 462.49
LX9FL925 | LX9FL925 | BOB F630 110VCA 40/400HZ | 462.49
LX9FL930 | LX9FL930 | BOBINA 125V | Sob Consulta
LX9FL931 | LX9FL931 | BOB F630 220VCA | 456.82
LXD1B7 | LXD1B7 | BOB D09-38 24VCA | 23.49
LXD1C7 | LXD1C7 | BOB D09-D38 32V | 24.38
LXD1CC7 | LXD1CC7 | BOBINA 36V 50/60HZ | 24.38
LXD1D7 | LXD1D7 | BOB D09-38 42VCA | 24.04
LXD1E7 | LXD1E7 | BOB D09-38 48VCA | 23.71
LXD1F7 | LXD1F7 | BOB D09-38 110VCA | 23.71
LXD1FC7 | LXD1FC7 | BOBINA 127V 50/60HZ | 24.38
LXD1FE7 | LXD1FE7 | BOB D09-38 115V | 24.04
LXD1G7 | LXD1G7 | BOB D09-38 120VCA | 24.04
LXD1J7 | LXD1J7 | BOB D09-38 12VCA | 24.04
LXD1LE7 | LXD1LE7 | BOBINA 208V 50/60HZ | 24.38
LXD1M7 | LXD1M7 | BOB D09-38 220VCA | 24.04
LXD1N7 | LXD1N7 | BOB D09-38 415VCA | 24.38
LXD1P7 | LXD1P7 | BOB D09-38 230VCA | 23.49
LXD1Q7 | LXD1Q7 | BOB D09-38 380VCA | 24.04
LXD1R7 | LXD1R7 | BOB D09-38 440VCA | 24.04
LXD1T7 | LXD1T7 | BOB D09/38 480V | 24.38
LXD1U7 | LXD1U7 | BOB D09-38 240VCA | 24.04
LXD1V7 | LXD1V7 | BOB D09-38 400VCA | 23.71
LXD1Z7 | LXD1Z7 | BOB D09-38 21VCA | 24.38
LXD3B7 | LXD3B7 | BOB D40A-65A 24VCA | 61.55
LXD3D7 | LXD3D7 | BOB D40A-65A 42VCA | 62.75
LXD3E7 | LXD3E7 | BOB D40A-65A 48VCA | 62.1
LXD3F7 | LXD3F7 | BOB D40A-65A 110VCA | 62.1
LXD3FC7 | LXD3FC7 | BOB D40A-65A 127VCA | 63.3
LXD3FE7 | LXD3FE7 | BOB D40A-65A 115VCA | 62.75
LXD3G7 | LXD3G7 | BOB D40A-65A 120VCA | 62.75
LXD3J5 | LXD3J5 | BOB D40A-65A 12VCA | 63.3
LXD3N7 | LXD3N7 | BOBINA 415 VCA 50/60 | 60.29
LXD3P7 | LXD3P7 | BOB D40A-65A 230VCA | 61.55
LXD3R7 | LXD3R7 | BOB D40A-65A 440VCA | 62.75
LXD3S7 | LXD3S7 | BOB D40A-65A 500VCA | 63.3
LXD3U7 | LXD3U7 | BOB D40A-65A 240VCA | 62.75
LXD3V7 | LXD3V7 | BOB D40A-65A 400VCA | 62.1
LXD3Y7 | LXD3Y7 | BOB 690 VCA 50/60 Hz | 60.29
LZ1H2X43BD | LZ1H2X43BD | ARR STD 0,75 KW 400 V 24 V CC TERM MOLA | 177.83
LZ1H2X43FU | LZ1H2X43FU | ARR STD 0,75 KW 400 V 110230 V CC TERM M | 177.83
LZ1H2X4BD | LZ1H2X4BD | ARR STD 0,75 KW 400 V 24 V CC TERM PAR | 179.68
LZ1H2X4FU | LZ1H2X4FU | ARR STD 0,75 KW 400 V 110..230 V AC TERM | 176.16
LZ1H6X53BD | LZ1H6X53BD | ARR STD 3 KW 400 V 24 V CC TERM MOLA | 177.83
LZ1H6X53FU | LZ1H6X53FU | ARR STD 3 KW 400 V 110230 V CC TERM MOLA | 177.83
LZ1H6X5BD | LZ1H6X5BD | ARR STD 3 KW 400 V 24 V CC TERM PAR | 179.68
LZ1H6X5FU | LZ1H6X5FU | ARR STD 3 KW 400 V 110..230 V AC TERM PA | 179.68
LZ2H2X43BD | LZ2H2X43BD | ARR STD INV 0,75 KW 400 V 24 V CC TERM M | 191.7
LZ2H2X43FU | LZ2H2X43FU | ARR STD INV 0,75 KW 400 V 110230 V CC TE | 191.7
LZ2H2X4BD | LZ2H2X4BD | ARR STD INV 0,75 KW 400 V 24 V CC TERM P | 193.4
LZ2H2X4FU | LZ2H2X4FU | ARR STD INV 0,75 KW 400 V 110..230 V AC | 189.6
LZ2H6X53BD | LZ2H6X53BD | ARR STD INV 3 KW 400 V 24 V CC TERM MOLA | 191.7
LZ2H6X53FU | LZ2H6X53FU | ARR STD INV 3 KW 400 V 110230 V CC TERM | 191.7
LZ2H6X5BD | LZ2H6X5BD | ARR STD INV 3 KW 400 V 24 V CC TERM PAR | 193.4
LZ2H6X5FU | LZ2H6X5FU | ARR STD INV 3 KW 400 V 110..230 V AC TER | 189.6
LZ7H2X43BD | LZ7H2X43BD | ARR SEG 0,75 KW 400 V 24 V CC TERM MOLA | 193.48
LZ7H2X43FU | LZ7H2X43FU | ARR SEG 0,75 KW 400 V 110230 V CC TERM M | 193.48
LZ7H2X4BD | LZ7H2X4BD | ARR SEG 0,75 KW 400 V 24 V CC TERM PAR | 195.85
LZ7H2X4FU | LZ7H2X4FU | ARR SEG 0,75 KW 400 V 110..230 V AC TERM | 192.02
LZ7H6X53BD | LZ7H6X53BD | ARR SEG 3 KW 400 V 24 V CC TERM MOLA | 193.48
LZ7H6X53FU | LZ7H6X53FU | ARR SEG 3 KW 400 V 110230 V CC TERM MOLA | 193.48
LZ7H6X5BD | LZ7H6X5BD | ARR SEG 3 KW 400 V 24 V CC TERM PAR | 192.02
LZ7H6X5FU | LZ7H6X5FU | ARR SEG 3 KW 400 V 110..230 V AC TERM PA | 192.02
LZ8H2X43BD | LZ8H2X43BD | ARR SEG INV 0,75 KW 400 V 24 V CC TERM M | 205.98
LZ8H2X43FU | LZ8H2X43FU | ARR SEG INV 0,75 KW 400 V 110230 V CC TE | 205.98
LZ8H2X4BD | LZ8H2X4BD | ARR SEG INV 0,75 KW 400 V 24 V CC TERM P | 205.36
LZ8H2X4FU | LZ8H2X4FU | ARR SEG INV 0,75 KW 400 V 110..230 V AC | 205.36
LZ8H6X53BD | LZ8H6X53BD | ARR SEG INV 3 KW 400 V 24 V CC TERM MOLA | 205.98
LZ8H6X53FU | LZ8H6X53FU | ARR SEG INV 3 KW 400 V 110230 V CC TERM | 205.98
LZ8H6X5BD | LZ8H6X5BD | ARR SEG INV 3 KW 400 V 24 V CC TERM PAR | 205.36
LZ8H6X5FU | LZ8H6X5FU | ARR SEG INV 3 KW 400 V 110..230 V AC TER | 205.36
M3BK-EC | M3BK-EC | Mobile Power Pack, 3000mAh, Black | 17.74
M3BL-EC | M3BL-EC | APC Mobile Power Pack, 3000mAh, Blue | 17.74
M3RD-EC | M3RD-EC | APC Mobile Power Pack, 3000mAh, Red | 17.74
M3SR-EC | M3SR-EC | Mobile Power Pack, 3000mAh, Silver | 17.74
M3TM-EC | M3TM-EC | APC Mobile Power Pack, 3000mAh, Titanium | 17.74
M765RDPS | M765RDPS | Display Remoto ION7650 + Fuente | 3384.7
M8650A4C0H5E1A1A | M8650A4C0H5E1A1A | ION8650A,1.024,50Hz,Eth,RS485 | 12056.8
M8650A4C0H5E1B0A | M8650A4C0H5E1B0A | ION8650A,FT21,50Hz,Eth,RS485 | 13792.9
M8650A4C0H5E1B1A | M8650A4C0H5E1B1A | ION8650A, 128MB, FT21, 50Hz, Eth, 4S/3E | 9746.6
M8650A4C0H6E1B0A | M8650A4C0H6E1B0A | ION8650A,FT21,60Hz,Eth,RS485 | 13792.9
M8650A4C0J5E1A0A | M8650A4C0J5E1A0A | ION8650A,FT21,50Hz,Eth,RS485 mod | 13317.1
M8650B4C0H6E1B0A | M8650B4C0H6E1B0A | Medidor ION8650B Switch Aux Eth KYZ | 9077
M8650B7C0H6E1A0A | M8650B7C0H6E1A0A | ION 8650 | 14527.1
M8650C0C0H5F1A1A | M8650C0C0H5F1A1A | ION8650,32MB,50Hz,Eth-RS485/RS232 port | 8554.5
M8650C0C0K5F1A0A | M8650C0C0K5F1A0A | ION8650,32MB,65-120vac,50Hz,Eth | 5207.7
M9A26924 | M9A26924 | MULTI9 OF 24-415VAC 24-130VDC CONTACT | 43.73
M9F22102 | M9F22102 | C60N UL1077 1P C 2A Box | 30.1
M9F22104 | M9F22104 | C60N UL1077 1P C 4A Box | 27.39
M9F22110 | M9F22110 | C60N UL1077 1P C 10A Box | 25.08
M9F23104 | M9F23104 | C60N UL1077 1P D 4A Box | 36.98
M9F23106 | M9F23106 | C60N UL1077 1P D 6A Box | 24.36
M9F42102 | M9F42102 | C60N UL489 1P C 2A Box | 130.83
M9F42104 | M9F42104 | C60N UL489 1P C 4A Box | 121.31
M9F42106 | M9F42106 | C60N UL489 1P C 6A Box | 106.87
M9F42110 | M9F42110 | C60N UL489 1P C 10A Box | 103.67
M9F42115 | M9F42115 | C60N UL489 1P C 15A Box | 103.67
M9F42202 | M9F42202 | C60N UL489 2P C 2A Box | 196.24
M9F42203 | M9F42203 | MULTI9 C60BP 2P C 3A 10KA 480Y/277V UL48 | 186.42
M9F42204 | M9F42204 | C60N UL489 2P C 4A Box | 164.05
M9F42210 | M9F42210 | C60N UL489 2P C 10A Box | 152.46
M9F42215 | M9F42215 | MULTI9 C60BP 2P C 15A 10KA 480Y/277V UL4 | 152.46
M9F42225 | M9F42225 | ULTI9 C60BP 2P C 25A 10KA 480Y/277V UL4 | 164.03
M9F42230 | M9F42230 | C60N UL489 2P C 30A Box | 137.22
M9F42302 | M9F42302 | C60N UL489 3P C 2A Box | 294.35
M9F42306 | M9F42306 | C60N UL489 3P C 6A Box | 235.48
M9F42310 | M9F42310 | C60N UL489 3P C 10A Box | 228.69
M9F43104 | M9F43104 | C60N UL489 1P D 4A Box | 134.45
M9F43106 | M9F43106 | MULTI9 C60BP 1P D 6A 10KA 277V UL489 MIN | 114.58
M9F52104 | M9F52104 | C60N UL489 1P C 4A Ring | 169.88
M9F53102 | M9F53102 | C60N UL489 1P D 2A Ring | 164.14
M9R81225 | M9R81225 | ID36mm UL 25A 030mA A "S.I." 240V | 157.96
MA230VSUPPLY | MA230VSUPPLY | Heat Meter MA230VSUPPLY | 35.8
MA230VSUPPLY-603 | MA230VSUPPLY-603 | 230 Vac Supply for 603 | 35.8
MA24VSUPPLY | MA24VSUPPLY | Heat Meter MA24VSUPPLY | 36.5
MA24VSUPPLY-603 | MA24VSUPPLY-603 | 24 Vac Supply for 603 | 36.5
MA602-C000 | MA602-C000 | Multical 602 replacement unit | 265.1
MABACBASE | MABACBASE | HM BACnet Base Module | 199.8
MABACBASE-603 | MABACBASE-603 | BACnet Base Module for 603 | 199.8
MABATTDCELL | MABATTDCELL | Heat Meter MABATTDCELL | 36.5
MALON BASE | MALON BASE | Heat Meter MALON BASE | 235.5
MAMBUSBASE | MAMBUSBASE | Heat Meter MAMBUS BASE | 109.6
MAMBUSBASE-603 | MAMBUSBASE-603 | Replacement Mbus Base Module for 603 | 91.3
MAMODBASE | MAMODBASE | HM Modbus RTU Base Module | 173.2
MAMODBASE-603 | MAMODBASE-603 | Modbus Base Module for 603 | 173.2
MAOPTICUSB | MAOPTICUSB | Heat Meter MAOPTICUSB | 273
MB10-24T | MB10-24T | Actuator - 6w valve, 2 Pos.24 V AC, 50/6 | 139.3
MB10-24T-10M | MB10-24T-10M | Actuator - 6w valve, 2 Pos.10M24 V AC, 5 | 171.6
MB1402 | MB1402 | 3 PORT VALVE 1/2p ??MB | 175
MB1452 | MB1452 | 3 PORT VALVE 3/4p MB | 146
MB1502 | MB1502 | 3 PORT VALVE 1p MB | 155.9
MB1552 | MB1552 | 3 PORT VALVE 1-1/4p MB | 200.2
MB1602 | MB1602 | 3 PORT VALVE 1-1/2p MB | 243.4
MB1652 | MB1652 | 3 PORT VALVE 2p MB | 281.7
MB3-24F | MB3-24F | Actuador MB3-24F, 3Nm, 24VAC, 3pts, | 94.3
MB3-24F-T3 | MB3-24F-T3 | Actuador MB3-24F, 3Nm, 24VAC, 3pts, Time | 155.2
MB3-24M | MB3-24M | Actuador MB3-24M, 3Nm, 24VDC, 0-10V, | 126.9
MB3-SC-24F | MB3-SC-24F | Actuador MB3 SRC-24F, 3Nm, 24VAC, 3pts, | 188.9
MB3-SC-24M | MB3-SC-24M | Actuador MB3 SRC-24F, 3Nm, 24VAC, 0-10V, | 195.4
MB3-SO-24F | MB3-SO-24F | Actuador MB3 SRC-24F, 3Nm, 24VAC, 3pts, | 238.4
MB3-SO-24M | MB3-SO-24M | Actuador MB3 SRC-24F, 3Nm, 24VAC, 0-10V, | 127.6
MB6-SC-24T | MB6-SC-24T | Actuador MB3 SRC-24F, 6Nm, 24VAC, On/Off | 143.2
MB6-SO-24T | MB6-SO-24T | Actuador MB3 SRC-24F, 6Nm, 24VAC, On/Off | 143.2
MBF4732 | MBF4732 | V3V CONTROL VALVE 65MM MBF | 493.1
MBF4782 | MBF4782 | V3V CONTROL VALVE 80MM MBF | 645.2
MBF4857 | MBF4857 | V3V CONTROL VALVE 100MM MBF | 656.9
MCC0001 | MCC0001 | **CX04241_ Comet Monitor Plus | Sob Consulta
MCC0003 | MCC0003 | **Comet U-Talk RS232 (sold separ | Sob Consulta
MCC0004 | MCC0004 | **Comet JBUS RS232 | Sob Consulta
MCC0005 | MCC0005 | **CX04211_ Comet JBUS RS485 | Sob Consulta
MCCDAATFLM000 | MCCDAATFLM000 | HM Cool.1.5m3/h.1/2.T.Flow.Lon | 845.6
MCCDAATFMM000 | MCCDAATFMM000 | Heat Meter Cool,1.5m3/h,1/2,Threaded,Flo | 667.2
MCCDAATRLM000 | MCCDAATRLM000 | HM Cool 1.5m3/h 1/2.T Return Lon | 768.7
MCCDAATRMM000 | MCCDAATRMM000 | Heat Meter Cool,1.5m3/h,1/2,Threaded,Ret | 667.2
MCCEAFTFLM000 | MCCEAFTFLM000 | HM Cool.2.5m3/h.3/4.T.Flow.Lon | 834
MCCEAFTFMM000 | MCCEAFTFMM000 | Heat Meter Cool,2.5m3/h,3/4,Threaded,Flo | 734.6
MCCEAFTRLM000 | MCCEAFTRLM000 | HM Cool.2.5m3/h.3/4.T.Return.Lon | 917.4
MCCEAFTRMM000 | MCCEAFTRMM000 | Heat Meter Cool,2.5m3/h,3/4,Threaded,Ret | 734.6
MCCGAGTFLM000 | MCCGAGTFLM000 | HM Cool.3.5m3/h.1.T.Flow.Lon | 1185.8
MCCGAGTRLM000 | MCCGAGTRLM000 | HM Cool.3.5m3/h.1.T.Return.Lon | 1078
MCCGAGTRMM000 | MCCGAGTRMM000 | Heat Meter Cool,3.5m3/h,1,Threaded,Retur | 985.8
MCCHAGTFLM000 | MCCHAGTFLM000 | HM Cool.6m3/h.1.T.Flow.Lon | 1195.9
MCCHAGTFMM000 | MCCHAGTFMM000 | Heat Meter Cool,6m3/h,1,Threaded,Flow,Mb | 1107.2
MCCHAGTRLM000 | MCCHAGTRLM000 | HM Cool.6m3/h.1.T.Return.Lon | 1315.5
MCCHAGTRMM000 | MCCHAGTRMM000 | Heat Meter Cool,6m3/h,1,Threaded,Return, | 1107.2
MCCJAJTFLM000 | MCCJAJTFLM000 | HM Cool.10m3/h.1/2.T.Flow.Lon | 1334.6
MCCJAJTRLM000 | MCCJAJTRLM000 | HM Cool.10m3/h.1/2.T.Return.Lon | 1334.6
MCCJAJTRMM000 | MCCJAJTRMM000 | Heat Meter Cool,10m3/h,1/2,Threaded,Retu | 1249.9
MCCJCDFRBM000 | MCCJCDFRBM000 | Contador Frío Q10 300xDN40 RSTD | 1272.4
MCCKCEFRLM000 | MCCKCEFRLM000 | HM Cool.15m3/h.DN50.F.Return.Lon | 1717.9
MCCLCGFRLM000 | MCCLCGFRLM000 | HM Cool.25m3/h.DN65.F.Return.Lon | 2115.6
MCCMCHFFLM000 | MCCMCHFFLM000 | HM Cool,40m3/h,DN80,F,Flow,Lon | 2679.4
MCCMCHFFMM000 | MCCMCHFFMM000 | Heat Meter Cool,40m3/h,DN80,Flanged,Flow | 2621.6
MCCMCHFRLM000 | MCCMCHFRLM000 | HM Cool.40m3/h.DN80.F.Return.Lon | 2472.3
MCCMCHFRMM000 | MCCMCHFRMM000 | Heat Meter Cool,40m3/h,DN80,Flanged,Retu | 2383.3
MCFACLFFLM000 | MCFACLFFLM000 | HM Cool.60m3/h.DN100.F.Flow.Lon | 3076.8
MCFACLFFMM000 | MCFACLFFMM000 | Heat Meter Cool,60m3/h,DN100,Flanged,Flo | 3043.5
MCFACLFRLM000 | MCFACLFRLM000 | HM Cool.60m3/h.DN100.F.Return.Lon | 3076.8
MCFACLFRMM000 | MCFACLFRMM000 | Heat Meter Cool,60m3/h,DN100,Flanged,Ret | 3043.5
MCFBCLFFLM000 | MCFBCLFFLM000 | HM Cool.100m3/h.DN100.F.Flow.Lon | 3530.8
MCFBCLFFMM000 | MCFBCLFFMM000 | Heat Meter Cool,100m3/h,DN100,Flanged,Fl | 4563.9
MCFBCLFRLM000 | MCFBCLFRLM000 | HM Cool.100m3/h.DN100.F.Return.Lon | 3567.2
MCFBCLFRMM000 | MCFBCLFRMM000 | Heat Meter Cool,100m3/h,DN100,Flanged,Re | 3510.7
MCFDCNFRLM000 | MCFDCNFRLM000 | Heat Meter Cool,250m3/h,DN150,Flanged,Re | 6350.5
MD10SR-24M | MD10SR-24M | Actuador Registo 10Nm, Mola, 2-10V, 24V | 256.1
MD10SR-24T | MD10SR-24T | Actuador Registo 10Nm, Mola, On/Off, 24V | 197.7
MD10SR-24TS | MD10SR-24TS | Actuador Registo 10Nm, Mola, On/Off, 24V | 225.6
MD10SR-T | MD10SR-T | Actuador Registo 10Nm, Mola, On/Off, 24/ | 228.3
MD10SR-TS | MD10SR-TS | Actuador Registo 10Nm, Mola, On/Off, 24 | 263
MD20SR-24M | MD20SR-24M | Actuador Registo 20Nm, Mola, 2-10V, 24V | 285.3
MD20SR-24T | MD20SR-24T | Actuador Registo 20Nm, Mola, On/Off, 24V | 219
MD20SR-24TS | MD20SR-24TS | Actuador Registo 20Nm, Mola, On/Off, 24V | 261.3
MEG5129-0300 | MEG5129-0300 | Side controller Plus, 2-gang | 93.58
MEG5220-0319 | MEG5220-0319 | Rockers for push button Plink White | 11.01
METSE9B2BMA | METSE9B2BMA | Adaptador B2B ION9000 | 731.4
METSE9CTHWK | METSE9CTHWK | Kit Hardware entradas CTs ION9000 | 700
METSE9HWK | METSE9HWK | Kit Hardware ION9000 | 1017.6
METSE9USBK | METSE9USBK | Kit Hardware USB ION9000 | 638.7
METSECAB1 | METSECAB1 | Cabo Ethernet (1 metro) | Sob Consulta
METSECAB10 | METSECAB10 | Cabo Ethernet (10 metros) | Sob Consulta
METSECAB3 | METSECAB3 | Cabo Ethernet (5 metros) | Sob Consulta
METSECT5CC004 | METSECT5CC004 | TI C. DIN 40/5 cables diam 21 | 35.4
METSECT5CC005 | METSECT5CC005 | TI C. DIN 50/5 cables diam 21 | 35.6
METSECT5CC006 | METSECT5CC006 | TI C. DIN 60/5 cables diam 21 | 36.2
METSECT5CC008 | METSECT5CC008 | TI C. DIN 75/5 cables diam 21 | 36.3
METSECT5CC010 | METSECT5CC010 | TI C. DIN 100/5 cables diam 21 | 36.4
METSECT5CC013 | METSECT5CC013 | TI C. DIN 125/5 cables diam 21 | 36.5
METSECT5CC015 | METSECT5CC015 | TI C. DIN 150/5 cables diam 21 | 36.9
METSECT5CC020 | METSECT5CC020 | TI C. DIN 200/5 cables diam 21 | 37.5
METSECT5CC025 | METSECT5CC025 | TI C. DIN 250/5 cables diam 21 | 37.9
METSECT5COVER | METSECT5COVER | CAPOT PLOMBABLE | Descontinuado
METSECT5CYL1 | METSECT5CYL1 | Cilindro hueco 8,5mm aluminio | Descontinuado
METSECT5CYL2 | METSECT5CYL2 | Cilindro hueco 10,5mm aluminio | Descontinuado
METSECT5DA040 | METSECT5DA040 | TI 400/5 doble salida barras 32x65 | 78
METSECT5DA050 | METSECT5DA050 | TI 500/5 doble salida barras 32x65 | 78.7
METSECT5DA060 | METSECT5DA060 | TI 600/5 doble salida barras 32x65 | 78.7
METSECT5DA080 | METSECT5DA080 | TI 800/5 doble salida barras 32x65 | 83.7
METSECT5DA100 | METSECT5DA100 | TI 1000/5 doble salida barras 32x65 | 87
METSECT5DA125 | METSECT5DA125 | CURRENT TRANSFORMER TROPICALISED 1250 5 | 92.7
METSECT5DA150 | METSECT5DA150 | CURRENT TRANSFORMER TROPICALISED 1500 5 | 97.3
METSECT5DB100 | METSECT5DB100 | CURRENT TRANSFORMER TROPICALISED 1000 5 | 151.7
METSECT5DB125 | METSECT5DB125 | CURRENT TRANSFORMER TROPICALISED 1250 5 | 141.3
METSECT5DB150 | METSECT5DB150 | CURRENT TRANSFORMER TROPICALISED 1500 5 | 142.3
METSECT5DB200 | METSECT5DB200 | CURRENT TRANSFORMER TROPICALISED 2000 5 | 145.5
METSECT5DB250 | METSECT5DB250 | CURRENT TRANSFORMER TROPICALISED 2500 5 | 159.7
METSECT5DB300 | METSECT5DB300 | CURRENT TRANSFORMER TROPICALISED 3000 5 | 169.5
METSECT5DC200 | METSECT5DC200 | CURRENT TRANSFORMER TROPICALISED 2000 5 | 169.1
METSECT5DC250 | METSECT5DC250 | CURRENT TRANSFORMER TROPICALISED 2500 5 | 179.4
METSECT5DC300 | METSECT5DC300 | CURRENT TRANSFORMER TROPICALISED 3000 5 | 180.4
METSECT5DC400 | METSECT5DC400 | CURRENT TRANSFORMER TROPICALISED 4000 5 | 199.1
METSECT5DD100 | METSECT5DD100 | CURRENT TRANSFORMER TROPICALISED 1000 5 | 92.4
METSECT5DD125 | METSECT5DD125 | CURRENT TRANSFORMER TROPICALISED 1250 5 | 92.9
METSECT5DD150 | METSECT5DD150 | CURRENT TRANSFORMER TROPICALISED 1500 5 | 93.2
METSECT5DE100 | METSECT5DE100 | CURRENT TRANSFORMER TROPICALISED 1000 5 | 99.2
METSECT5DE125 | METSECT5DE125 | CURRENT TRANSFORMER TROPICALISED 1250 5 | 118.6
METSECT5DE150 | METSECT5DE150 | CURRENT TRANSFORMER TROPICALISED 1500 5 | 118.9
METSECT5DE200 | METSECT5DE200 | CURRENT TRANSFORMER TROPICALISED 2000 5 | 119.1
METSECT5DH125 | METSECT5DH125 | CURRENT TRANSFORMER TROPICALISED 1250 5 | 107.8
METSECT5DH150 | METSECT5DH150 | CURRENT TRANSFORMER TROPICALISED 1500 5 | 128.8
METSECT5DH200 | METSECT5DH200 | CURRENT TRANSFORMER TROPICALISED 2000 5 | 143.9
METSECT5GA010 | METSECT5GA010 | TR. NUCL.AB.,TIP GA, BAR, 100A/5A | 162.7
METSECT5GA015 | METSECT5GA015 | TR. NUCL.AB.,TIP GA, BAR, 150A/5A | 170.6
METSECT5GA020 | METSECT5GA020 | SPLIT CORE CT, TYPE GA, BAR, 200A/5A | 174.8
METSECT5GA025 | METSECT5GA025 | TR. NUCL.AB.,TIP GA, BAR, 250A/5A | 180.8
METSECT5GA030 | METSECT5GA030 | TR. NUCL.AB.,TIP GA, BAR, 300A/5A | 188.6
METSECT5GA040 | METSECT5GA040 | TR. NUCL.AB.,TIP GA, BAR, 400A/5A | 200.3
METSECT5GD025 | METSECT5GD025 | TR. NUCL.AB.,TIP GD, BAR, 250A/5A | 194.4
METSECT5GD030 | METSECT5GD030 | TR. NUCL.AB.,TIP GD, BAR, 300A/5A | 196.7
METSECT5GD040 | METSECT5GD040 | TR. NUCL.AB.,TIP GD, BAR, 400A/5A | 204.1
METSECT5GD050 | METSECT5GD050 | TR. NUCL.AB.,TIP GD, BAR, 500A/5A | 209.6
METSECT5GD060 | METSECT5GD060 | TR. NUCL.AB.,TIP GD, BAR, 600A/5A | 216
METSECT5GD075 | METSECT5GD075 | TR. NUCL.AB.,TIP GD, BAR, 750A/5A | 216.5
METSECT5GD080 | METSECT5GD080 | SPLIT CORE CT, TYPE GD, BAR, 800A/5A | 218.4
METSECT5GD100 | METSECT5GD100 | TR. NUCL.AB.,TIP GD, BAR, 1000A/5A | 226.3
METSECT5GG025 | METSECT5GG025 | TR. NUCL.AB.,TIP GG BAR, 250/5A | 247.4
METSECT5GG030 | METSECT5GG030 | TR. NUCL.AB.,TIP GG BAR, 300/5A | 260.6
METSECT5GG040 | METSECT5GG040 | TR. NUCL.AB.,TIP GG BAR, 400/5A | 268.5
METSECT5GG050 | METSECT5GG050 | TR. NUCL.AB.,TIP GG BAR, 500/5A | 274.2
METSECT5GG060 | METSECT5GG060 | TR. NUCL.AB.,TIP GG BAR, 600/5A | 278.1
METSECT5GG075 | METSECT5GG075 | TR. NUCL.AB.,TIP GG BAR, 750/5A | 286.9
METSECT5GG080 | METSECT5GG080 | TR. NUCL.AB.,TIP GG BAR, 800/5A | 289.9
METSECT5GG100 | METSECT5GG100 | TR. NUCL.AB.,TIP GG BAR, 1000/5A | 294.3
METSECT5GG120 | METSECT5GG120 | TR. NUCL.AB.,TIP GG BAR, 1200/5A | 296.8
METSECT5GG125 | METSECT5GG125 | TR. NUCL.AB.,TIP GG BAR, 1250/5A | 299.7
METSECT5GG150 | METSECT5GG150 | TR. NUCL.AB.,TIP GG BAR, 1500/5A | 308.7
METSECT5GJ100 | METSECT5GJ100 | TR. NUCL.AB.,TIP GJ, BAR, 1000A/5A | 378.7
METSECT5GJ120 | METSECT5GJ120 | TR. NUCL.AB.,TIP GJ, BAR, 1200A/5A | 382.1
METSECT5GJ150 | METSECT5GJ150 | TR. NUCL.AB.,TIP GJ, BAR, 1500A/5A | 390.1
METSECT5GJ160 | METSECT5GJ160 | TR. NUCL.AB.,TIP GJ, BAR, 1600A/5A | 391.4
METSECT5GJ200 | METSECT5GJ200 | SPLIT CORE CT, TYPE GJ, BAR, 2000A/5A | 398.3
METSECT5GJ250 | METSECT5GJ250 | TR. NUCL.AB.,TIP GJ, BAR, 2500A/5A | 401.7
METSECT5GJ300 | METSECT5GJ300 | TR. NUCL.AB.,TIP GJ, BAR, 3000A/5A | 410.7
METSECT5GJ400 | METSECT5GJ400 | TR. NUCL.AB.,TIP GJ, BAR, 4000A/5A | 417.2
METSECT5HA015 | METSECT5HA015 | TR. NUCL.AB.,TIP HA, CABO, 150A/5A | 139.8
METSECT5HA020 | METSECT5HA020 | TR. NUCL.AB.,TIP HA, CABO, 200A/5A | 141.6
METSECT5HA025 | METSECT5HA025 | TR. NUCL.AB.,TIP HA, CABO, 250A/5A | 143.4
METSECT5HD025 | METSECT5HD025 | TR. NUCL.AB.,TIP HD, CABO, 250/5A | 142.7
METSECT5HD030 | METSECT5HD030 | TR. NUCL.AB.,TIP HD, CABO, 300/5A | 144.2
METSECT5HD040 | METSECT5HD040 | TR. NUCL.AB.,TIP HD, CABO, 400/5A | 150.1
METSECT5HD050 | METSECT5HD050 | TR. NUCL.AB.,TIP HD, CABO, 500/5A | 154.7
METSECT5HG010 | METSECT5HG010 | TR. NUCL.AB.,TIP HG, CABO, 100A/5A | 140.3
METSECT5HG013 | METSECT5HG013 | TR. NUCL.AB.,TIP HG, CABO, 120A/5A | 142.9
METSECT5HG015 | METSECT5HG015 | TR. NUCL.AB.,TIP HG, CABO, 150A/5A | 144.7
METSECT5HG020 | METSECT5HG020 | TR. NUCL.AB.,TIP HG, CABO, 200A/5A | 146
METSECT5HG025 | METSECT5HG025 | TR. NUCL.AB.,TIP HG, CABO, 250A/5A | 147.3
METSECT5HG030 | METSECT5HG030 | TR. NUCL.AB.,TIP HG, CABO, 300A/5A | 148.5
METSECT5HG040 | METSECT5HG040 | TR. NUCL.AB.,TIP HG, CABO, 400A/5A | 149.4
METSECT5HG050 | METSECT5HG050 | TR. NUCL.AB.,TIP HG, CABO, 500A/5A | 151.6
METSECT5HG060 | METSECT5HG060 | TR. NUCL.AB.,TIP HG, CABO, 600A/5A | 154
METSECT5HJ030 | METSECT5HJ030 | TR. NUCL.AB.,TIP HJ, CABO, 300A/5A | 157.1
METSECT5HJ040 | METSECT5HJ040 | TR. NUCL.AB.,TIP HJ, CABO, 400A/5A | 159.7
METSECT5HJ050 | METSECT5HJ050 | TR. NUCL.AB.,TIP HJ, CABO, 500A/5A | 162.4
METSECT5HJ060 | METSECT5HJ060 | TR. NUCL.AB.,TIP HJ, CABO, 600A/5A | 164.3
METSECT5HJ075 | METSECT5HJ075 | TR. NUCL.AB.,TIP HJ, CABO, 750A/5A | 168.1
METSECT5HJ080 | METSECT5HJ080 | TR. NUCL.AB.,TIP HJ, CABO, 800A/5A | 170.7
METSECT5HM030 | METSECT5HM030 | TR. NUCL.AB.,TIP HM, CABO, 300A/5A | 176.3
METSECT5HM040 | METSECT5HM040 | TR. NUCL.AB.,TIP HM, CABO, 400A/5A | 180.3
METSECT5HM050 | METSECT5HM050 | TR. NUCL.AB.,TIP HM, CABO, 500A/5A | 182.5
METSECT5HM060 | METSECT5HM060 | TR. NUCL.AB.,TIP HM, CABO, 600A/5A | 185.9
METSECT5HM075 | METSECT5HM075 | TR. NUCL.AB.,TIP HM, CABO, 750A/5A | 189.7
METSECT5HM080 | METSECT5HM080 | TR. NUCL.AB.,TIP HM, CABO, 800A/5A | 195.4
METSECT5HP025 | METSECT5HP025 | TR. NUCL.AB.,TIP HP, CABO, 250A/5A | 177.9
METSECT5HP030 | METSECT5HP030 | TR. NUCL.AB.,TIP HP, CABO, 300A/5A | 179.4
METSECT5HP040 | METSECT5HP040 | TR. NUCL.AB.,TIP HP, CABO, 400A/5A | 181.8
METSECT5HP050 | METSECT5HP050 | TR. NUCL.AB.,TIP HP, CABO, 500A/5A | 183.9
METSECT5HP060 | METSECT5HP060 | TR. NUCL.AB.,TIP HP, CABO, 600A/5A | 185.4
METSECT5HP075 | METSECT5HP075 | TR. NUCL.AB.,TIP HP, CABO, 750A/5A | 186.9
METSECT5HP080 | METSECT5HP080 | TR. NUCL.AB.,TIP HP, CABO, 800A/5A | 189
METSECT5HP100 | METSECT5HP100 | TR. NUCL.AB.,TIP HP, CABO, 1000A/5A | 190.8
METSECT5MA015 | METSECT5MA015 | TI DIN 150/5 cabl 27 barr 10x32 15x25 | 38.6
METSECT5MA020 | METSECT5MA020 | TI DIN 200/5 cabl 27 barr 10x32 15x25 | 38.9
METSECT5MA025 | METSECT5MA025 | TI DIN 250/5 cabl 27 barr 10x32 15x25 | 40.5
METSECT5MA030 | METSECT5MA030 | TI DIN 300/5 cabl 27 barr 10x32 15x25 | 42
METSECT5MA040 | METSECT5MA040 | TI DIN 400/5 cabl 27 barr 10x32 15x25 | 46.6
METSECT5MB025 | METSECT5MB025 | TI DIN 250/5 cabl 26 barr 12x40 15x32 | 41.5
METSECT5MB030 | METSECT5MB030 | TI DIN 300/5 cabl 26 barr 12x40 15x32 | 43.6
METSECT5MB040 | METSECT5MB040 | TI DIN 400/5 cabl 26 barr 12x40 15x32 | 44.4
METSECT5MC025 | METSECT5MC025 | TI DIN 250/5 barr 10x40 20x32 25x25 | 58.2
METSECT5MC030 | METSECT5MC030 | TI DIN 300/5 barr 10x40 20x32 25x25 | 58.8
METSECT5MC040 | METSECT5MC040 | TI DIN 400/5 barr 10x40 20x32 25x25 | 59.9
METSECT5MC050 | METSECT5MC050 | TI DIN 500/5 barr 10x40 20x32 25x25 | 61.7
METSECT5MC060 | METSECT5MC060 | TI DIN 600/5 barr 10x40 20x32 25x25 | 65.2
METSECT5MC080 | METSECT5MC080 | TI DIN 800/5 barr 10x40 20x32 25x25 | 67.6
METSECT5MD050 | METSECT5MD050 | TIDIN 500/5 cabl d 40 barr 12x50 20x40 | 66.2
METSECT5MD060 | METSECT5MD060 | TIDIN 600/5 cabl d 40 barr 12x50 20x40 | 68.4
METSECT5MD080 | METSECT5MD080 | TIDIN 800/5 cabl d 40 barr 12x50 20x40 | 69.5
METSECT5VV500 | METSECT5VV500 | CURRENT TRANSFORMER TROPICALISED 5000 5 | 957.7
METSECT5VV600 | METSECT5VV600 | CURRENT TRANSFORMER TROPICALISED 6000 5 | 957.7
METSECTR25500 | METSECTR25500 | TI Rogowski 50-5000A dia 80mm | 203.9
METSECTR30500 | METSECTR30500 | TI Rogowski 50-5000A dia 96mm | 210.8
METSECTR46500 | METSECTR46500 | TI Rogowski 50-5000A dia 146mm | 225
METSECTR60500 | METSECTR60500 | TI Rogowski 50-5000A dia 191mm | 304.1
METSECTR90500 | METSECTR90500 | TI Rogowski 50-5000A dia 287mm | 339
METSECTV35006 | METSECTV35006 | LVCT RJ45 35mm 60A/0,333V | 148.2
METSECTV35010 | METSECTV35010 | LVCT RJ45 35mm 100A/0,333V | 165.5
METSECTV35013 | METSECTV35013 | LVCT RJ45 35mm 125A/0,333V | 165.5
METSECTV35016 | METSECTV35016 | LVCT RJ45 35mm 160A/0,333V | 165.5
METSECTV35025 | METSECTV35025 | LVCT RJ45 35mm 250A/0,333V | 165.5
METSECTV45025 | METSECTV45025 | LVCT RJ45 45mm 250A/0,333V | 196.2
METSECTV45040 | METSECTV45040 | LVCT RJ45 45mm 400A/0,333V | 196.2
METSECTV45063 | METSECTV45063 | LVCT RJ45 45mm 630A/0,333V | 234.1
METSECTV70080 | METSECTV70080 | LVCT RJ45 70mm 800A/0,333V | 253.8
METSECTV70100 | METSECTV70100 | LVCT RJ45 70mm 1000A/0,333V | 253.8
METSECTV70125 | METSECTV70125 | LVCT RJ45 70mm 1250A/0,333V | 253.8
METSEDM1110 | METSEDM1110 | METSEDM1110 EasyLogic Amps 1-ph CL 0.5 | 55.7
METSEDM1210 | METSEDM1210 | METSEDM1210 EasyLogic Volts 1-ph CL 0.5 | 51
METSEDM1310 | METSEDM1310 | METSEDM1310 EasyLogic Freq 1-ph CL 0.2 | 51
METSEDM3110 | METSEDM3110 | METSEDM3110 EasyLogic Amps 3-ph CL 0.5 | 68.4
METSEDM3210 | METSEDM3210 | METSEDM3210 EasyLogic Volts 3-ph CL 0.5 | 62.6
METSEION7400 | METSEION7400 | Analizador de redes ION7400 | 3731
METSEION7403 | METSEION7403 | ION7400 DIN s/Display | Sob Consulta
METSEION92030 | METSEION92030 | ION9200 sem display, HW kit | 8031.6
METSEION92040 | METSEION92040 | ION9200 con Visor Remoto RD192, B2B, HW | 12450.9
METSEPM2110 | METSEPM2110 | EasyLogic VAF P & E meter THD POP CL 1 | 243.5
METSEPM2120 | METSEPM2120 | EasyLogic VAF P & E RS485 15thHar CL 1 | 248.3
METSEPM2130 | METSEPM2130 | EasyLogic VAF P&E RS485 31stHar CL 0.5S | 362
METSEPM2210 | METSEPM2210 | PM2210 salida pulsos CL 1 | 272.8
METSEPM2210R | METSEPM2210R | PM 2210 RJ45 SDPulso | 264.9
METSEPM2220 | METSEPM2220 | EasyLogic VAF P & E RS485 15thHar CL 1 | 282.4
METSEPM2220R | METSEPM2220R | PM 2220 RJ45 Modbus | 264.9
METSEPM2230 | METSEPM2230 | PM2230 RS485 CL 0,5S | 362.4
METSEPM2KANLGIO22 | METSEPM2KANLGIO22 | 2 AO + 2 AI para PM2000 | 84.4
METSEPM2KDGTLI022 | METSEPM2KDGTLI022 | 2 DO + 2 DI para PM2000 | Sob Consulta
METSEPM2KDGTLIO22 | METSEPM2KDGTLIO22 | 2 DO + 2 DI para PM2000 | 84.4
METSEPM3200 | METSEPM3200 | PM3200 | 454.1
METSEPM3210 | METSEPM3210 | PM3210 SD imp | 468.3
METSEPM3250 | METSEPM3250 | PM3250 alarm Modbus | 485.3
METSEPM3255 | METSEPM3255 | PM3255 2ED/2SD alarm Modbus | 503.4
METSEPM5100 | METSEPM5100 | PM 5100 CL05 sin com | 479.4
METSEPM5110 | METSEPM5110 | PM5110POWERMETER 15TH H THD CL0.5 1DO RS | 561.4
METSEPM5111 | METSEPM5111 | PM5110 15H CL0.5 1DO ModBus MID | 673.6
METSEPM5310 | METSEPM5310 | PM 5310 CL05 RS485 | 790.5
METSEPM5310R | METSEPM5310R | PM 5310 RJ45 com. Modbus RS485 | 798.5
METSEPM5320 | METSEPM5320 | PM5320POWERMETER 31H 4T CL0.5 2-IO ETHER | 891.7
METSEPM5320R | METSEPM5320R | PM 5320 RJ45 com. Modbus TCP, puerto Eth | 900.4
METSEPM5330 | METSEPM5330 | PM 5330 CL05 RS485 | 790.5
METSEPM5331 | METSEPM5331 | PM5331 31H CL0.5 2-IOR ModBus MID | 853.8
METSEPM5340 | METSEPM5340 | Medidor PM5340 Cl 0,5S puerto Ethernet | 1179.5
METSEPM5341 | METSEPM5341 | PM5341 31H CL0.5 2-IOR ETH MID | 1180.7
METSEPM5350 | METSEPM5350 | PM5350 iBusway | 529.6
METSEPM53HK | METSEPM53HK | Conectores PM5300 | 25.6
METSEPM5560 | METSEPM5560 | PM5560POWERMETER63H 8T CL0.2 4I2O RS ETH | 1384
METSEPM5561 | METSEPM5561 | PM5561 63H CL0.2 4I 2O ETH ModBus MID | 1042.2
METSEPM5563 | METSEPM5563 | PM5563POWERMETER63H8T CL0.2 4I2O RSETHND | 1516.9
METSEPM8000SK | METSEPM8000SK | Kit de selagem | Sob Consulta
METSEPM8240 | METSEPM8240 | PM8000 con pantalla integrada | 2742.6
METSEPM8243 | METSEPM8243 | CENTRAL DE MEDIDA PM8243 | Sob Consulta
METSEPM8244 | METSEPM8244 | PM8000 sin pantalla + pantalla remota | 2220.4
METSEPM89M0024 | METSEPM89M0024 | Modulo ES, 2 AO, 4 AI | 582.4
METSEPM89M2600 | METSEPM89M2600 | Carta 2S rel/6E dig. | Sob Consulta
METSEPM89RD96 | METSEPM89RD96 | PM8000 REMOTE DISPLAY WITH 3M CABLE | Sob Consulta
METSEPMAK | METSEPMAK | Kit montagem | Sob Consulta
METSERD192 | METSERD192 | Display táctil de 7 " | 4363.2
METSERD192HWK | METSERD192HWK | Kit Hardware c/Display remoto RD192 | 635.3
MF1450-230F | MF1450-230F | 230V, 1450Nm, DN400-450 float. | 6535
MF200-230F | MF200-230F | 230V, 200Nm, DN200..250 float. | 2413.4
MF20-230F | MF20-230F | MF20-230F T54 00 | 269.7
MF20-24F | MF20-24F | MF20-24F T54 00 | 269.7
MF20-24L | MF20-24L | MF20-230L 1M54 00 | 767.1
MF20-24M | MF20-24M | MF20-24M T54 00 | 383.6
MF2050-230F | MF2050-230F | 230V, 2050Nm, DN500 float. | 7826
MF40-230F | MF40-230F | MF40-230F T54 00 | 439.8
MF40-24F | MF40-24F | MF40-24F T54 00 | 439.8
MF40-24L | MF40-24L | MF40-24L 1M54 00 | 990.7
MF40-24M | MF40-24M | MF40-24M T54 00 | 689.6
MF550-24F | MF550-24F | 24V, 550Nm, DN250..450 float. | 3695.1
MF700-230F | MF700-230F | 230V, 700Nm, DN250..500 float. | 2697.3
MFCHAGTCB0000 | MFCHAGTCB0000 | FM C qp6,3 260xG1#B (R1) | 949.9
MFCKCEFCB0000 | MFCKCEFCB0000 | FM C qp16 270xDN50 | 1508
MFCKCEFWB0000 | MFCKCEFWB0000 | FM W qp16 270xDN50 | 1658.8
MFFECPFCB0000 | MFFECPFCB0000 | Caudalimetro ultrasonico 400m3/h 500xDN | 9047.2
MG350-24F | MG350-24F | MG350 SmartX Floating Act. | 169.7
MG350-24FP | MG350-24FP | MG350 SmartX Float.+Alarm Act. | 172.2
MG350-24M | MG350-24M | MG350 SmartX Modulating Act. | 171.9
MG350-24MP | MG350-24MP | MG350 SmartX Mod.+Alarm Act. | 196.3
MG350C-24F | MG350C-24F | MG350C Floating Act. VG210/310 | 168.6
MG350C-24M | MG350C-24M | MG350C Mod. Act. VG210/310 | 171.9
MG350S-24F | MG350S-24F | MG350S FLOATING 3pts ACT. VZX/MZX | 178.7
MG350S-24M | MG350S-24M | MG350S MOD. 0-10V ACT. VZX/MZX | 210.3
MG600C | MG600C | Short Yoke Forta Actuator, 600 | 187.2
MG600C-S | MG600C-S | Short Yoke Forta Actuator, 600 | 252.5
MG600C-SRD | MG600C-SRD | FORTA MG600 SHORT YOKE SPRING | 336.9
MG600C-SRU | MG600C-SRU | Short Yoke Forta Actuator, 600 | 336.9
MGN15707 | MGN15707 | SEC. FUSIVEL SBI 1P 14X51 500V | 15.85
MGN15708 | MGN15708 | SEC. FUSIVEL SBI 1N NEUTRO 14X51 500V | 33.48
MGN15709 | MGN15709 | SEC. FUSIVEL SBI 1P+N 14X51 500V | 37.49
MGN15710 | MGN15710 | SEC. FUSIVEL SBI 2P 14X51 500V | 37.86
MGN15711 | MGN15711 | SEC. FUSIVEL SBI 3P 14X51 500V | 47.6
MGN15712 | MGN15712 | SEC. FUSIVEL SBI 3P+N 14X51 500V | 64.86
MGN15713 | MGN15713 | SEC. FUSIVEL SBI 1P 22X58 | 22.33
MGN15714 | MGN15714 | SEC. FUSIVEL SBI 1N NEUTRO 22X58 | 42.59
MGN15715 | MGN15715 | SEC. FUSIVEL SBI 1P+N 22X58 | 79.09
MGN15716 | MGN15716 | SEC. FUSIVEL SBI 2P 22X58 | 81.23
MGN15717 | MGN15717 | SEC. FUSIVEL SBI 3P 22X58 | 88.01
MGN15718 | MGN15718 | SEC. FUSIVEL SBI 3P+N 22X58 | 113.74
MGN61306 | MGN61306 | C60N UL 489 480Y/277V 1P 6A C 2-BARREL W | 106.87
MGN61310 | MGN61310 | C60N UL 1P 20A C 480Y/277V | 125.75
MGN61315 | MGN61315 | C60N UL 489 480Y/277V 2P 4A | 107.58
MGU0.570.12 | MGU0.570.12 | KIT PICTOGRAMAS PARA CENARIOS GRF | Descontinuado
MGU0.570.18 | MGU0.570.18 | KIT PICTOGRAMAS PARA CENARIOS BRC | Descontinuado
MGU0.570.25 | MGU0.570.25 | KIT PICTOGRAMAS PARA CENARIOS MRF | Descontinuado
MGU3.478.18 | MGU3.478.18 | MOD. DUP. C- LIG. RJ45 C5E UTP BRANCO | Descontinuado
MGU3.479.18 | MGU3.479.18 | MOD. QUAD. C/LIG. RJ45 C5E UTP BRANCO | Descontinuado
MGU3.482.18 | MGU3.482.18 | MOD DPL C/LIG RJ45 CAT6 UTP UNICA BRC | Descontinuado
MGU3.482.30 | MGU3.482.30 | MOD DPL C/LIG RJ45 CAT6 UTP UNICA ALU | Descontinuado
MGU3.530.12 | MGU3.530.12 | PULSOR MULTI-FUNCAO 1 EL. UNICA GRF | Descontinuado
MGU3.530.18 | MGU3.530.18 | PULSOR MULTI-FUNCAO 1 EL. UNICA BRC | Descontinuado
MGU3.530.25 | MGU3.530.25 | PULSOR MULTI-FUNCAO 1 EL. UNICA MRF | Descontinuado
MGU3.530.30 | MGU3.530.30 | PULSOR MULTI-FUNCAO 1 EL. UNICA ALU | Descontinuado
MGU3.531.12 | MGU3.531.12 | PULSOR MULTI-FUNCAO 2 EL. UNICA GRF | Descontinuado
MGU3.531.18 | MGU3.531.18 | PULSOR MULTI-FUNCAO 2 EL. UNICA BRC | Descontinuado
MGU3.531.25 | MGU3.531.25 | PULSOR MULTI-FUNCAO 2 EL. UNICA MRF | Descontinuado
MGU3.531.30 | MGU3.531.30 | PULSOR MULTI-FUNCAO 2 EL. UNICA ALU | Descontinuado
MGU3.532.12 | MGU3.532.12 | PULSOR MF C/REC. IV 2 EL. UNICA GRF | Descontinuado
MGU3.532.18 | MGU3.532.18 | PULSOR MF C/REC. IV 2 EL. UNICA BRC | Descontinuado
MGU3.532.25 | MGU3.532.25 | PULSOR MF C/REC. IV 2 EL. UNICA MRF | Descontinuado
MGU3.532.30 | MGU3.532.30 | PULSOR MF C/REC. IV 2 EL. UNICA ALU | Descontinuado
MGU3.533.12 | MGU3.533.12 | DETECTOR MOVIMENTO KNX UNICA 180 GRF | Descontinuado
MGU3.533.18 | MGU3.533.18 | DETECTOR MOVIMENTO KNX UNICA 180 BRC | Descontinuado
MGU3.533.25 | MGU3.533.25 | DETECTOR MOVIMENTO KNX UNICA 180 MRF | Descontinuado
MGU3.533.30 | MGU3.533.30 | DETECTOR MOVIMENTO KNX UNICA 180 ALU | Descontinuado
MGU3.534.12 | MGU3.534.12 | TERMOSTATO KNX UNICA C/DISPLAY GRF | Descontinuado
MGU3.534.18 | MGU3.534.18 | TERMOSTATO KNX UNICA C/DISPLAY BRC | Descontinuado
MGU3.534.25 | MGU3.534.25 | TERMOSTATO KNX UNICA C/DISPLAY MRF | Descontinuado
MGU3.534.30 | MGU3.534.30 | TERMOSTATO KNX UNICA C/DISPLAY ALU | Descontinuado
MGU3.572.12 | MGU3.572.12 | REC RF UNICA INT ILUM 10A/2300W GRF | Descontinuado
MGU3.572.18 | MGU3.572.18 | REC RF UNICA INT ILUM 10A/2300W BRC | Descontinuado
MGU3.572.25 | MGU3.572.25 | REC RF UNICA INT ILUM 10A/2300W MRF | Descontinuado
MGU3.572.30 | MGU3.572.30 | REC RF UNICA INT ILUM 10A/2300W ALU | Descontinuado
MGU3.573.12 | MGU3.573.12 | RECEPTOR RF UNICA REG ILUM 20-315W GRF | Descontinuado
MGU3.573.18 | MGU3.573.18 | RECEPTOR RF UNICA REG ILUM 20-315W BRC | Descontinuado
MGU3.573.25 | MGU3.573.25 | RECEPTOR RF UNICA REG ILUM 20-315W MRF | Descontinuado
MGU3.573.30 | MGU3.573.30 | RECEPTOR RF UNICA REG ILUM 20-315W ALU | Descontinuado
MGU3.574.12 | MGU3.574.12 | REC RF UNICA P/ESTORES 3A/690W GRF | Descontinuado
MGU3.574.18 | MGU3.574.18 | REC RF UNICA P/ESTORES 3A/690W BRC | Descontinuado
MGU3.574.25 | MGU3.574.25 | REC RF UNICA P/ESTORES 3A/690W MRF | Descontinuado
MGU3.574.30 | MGU3.574.30 | REC RF UNICA P/ESTORES 3A/690W ALU | Descontinuado
MGU86.071.12 | MGU86.071.12 | EMISSOR RF UNICA TOP GRF | Descontinuado
MGU86.071.18 | MGU86.071.18 | EMISSOR RF UNICA PLUS BRC | Descontinuado
MGU86.071.25 | MGU86.071.25 | EMISSOR RF UNICA PLUS MRF | Descontinuado
MGU86.071.30 | MGU86.071.30 | EMISSOR RF UNICA TOP ALU | Descontinuado
MGU88.071.12 | MGU88.071.12 | EMISSOR RF UNICA CLASS GRF | Descontinuado
MGU88.071.30 | MGU88.071.30 | EMISSOR RF UNICA CLASS ALU | Descontinuado
MGU9.410.18 | MGU9.410.18 | T. RJ45 (infra+) branco estreito | Descontinuado
MGU9.411.18 | MGU9.411.18 | T. RJ45 (infra+) branco | Descontinuado
MGU9.478.18 | MGU9.478.18 | T.DUPLA RJ45 IBM-INFRA BRANCO | Descontinuado
MGU9.478.25 | MGU9.478.25 | T.DUPLA RJ45 IBM-INFRA MARFIM | Descontinuado
MGU9.478.30 | MGU9.478.30 | T.DUPLA RJ45 IBM-INFRA ALUMINIO | Descontinuado
MGU9.479.18 | MGU9.479.18 | T.4 ELEM RJ45 IBM-INFRA + BRANCO | Descontinuado
MGU9.479.25 | MGU9.479.25 | T.4 ELEM RJ45 IBM-INFRA + MARFIM | Descontinuado
MGU9.479.30 | MGU9.479.30 | T.4 ELEM RJ45 IBM-INFRA + ALUMINIO | Descontinuado
MHCDHATRLM000 | MHCDHATRLM000 | HM QP1.5 110XG3/4B (R1/2) R LON | 569.5
MHCGAGTFLM000 | MHCGAGTFLM000 | HM Heat.3.5m3/h.1.T.Flow.Lon | 1078
MHCGAGTFMM000 | MHCGAGTFMM000 | Heat Meter Heating,3.5m3/h,1,Threaded,Fl | 985.8
MHCGAGTRLM000 | MHCGAGTRLM000 | HM Heat.3.5m3/h.1.T.Return.Lon | 1078
MHCGAGTRMM000 | MHCGAGTRMM000 | Heat Meter Heating,3.5m3/h,1,Threaded,Re | 985.8
MHCHAGTFLM000 | MHCHAGTFLM000 | HM Heat.6m3/h.1.T.Flow.Lon | 1195.9
MHCHAGTRBM000 | MHCHAGTRBM000 | Contador Calor Q6 260xG1¼B (R1) RSTD | 1033.2
MHCHAGTRLM000 | MHCHAGTRLM000 | HM Heat.6m3/h.1.T.Return.Lon | 1213.8
MHCHAGTRMM000 | MHCHAGTRMM000 | Heat Meter Heating,6m3/h,1,Threaded,Retu | 1123.8
MHCHCBFRLM000 | MHCHCBFRLM000 | Heat Meter Heating 6m3/h DN25 Threaded R | 1285.5
MHCJAJTFLM000 | MHCJAJTFLM000 | HM Heat.10m3/h.1/2.T.Flow.Lon | 1334.6
MHCJAJTFMM000 | MHCJAJTFMM000 | Heat Meter Heating,10m3/h,1/2,Threaded,F | 1374.9
MHCJAJTRLM000 | MHCJAJTRLM000 | HM Heat.10m3/h.1/2.T.Return.Lon | 1334.6
MHCJAJTRMM000 | MHCJAJTRMM000 | Heat Meter Heating,10m3/h,1/2,Threaded,R | 1249.9
MHCJCDFRLM000 | MHCJCDFRLM000 | Heat Meter Heating,10m3/h,DN40,Flanged,R | 1428.4
MHCKCEFRBM000 | MHCKCEFRBM000 | Heat Meter Heating,15m3/h,DN50,Flanged,R | 1570.6
MHCLCGFRLM000 | MHCLCGFRLM000 | HM Heat.25m3/h.DN65.F.Return.Lon | 2115.6
MHCMCHFFLM000 | MHCMCHFFLM000 | HM Heat.40m3/h.DN80.F.Flow.Lon | 2435.8
MHCMCHFFMM000 | MHCMCHFFMM000 | Heat Meter Heating,40m3/h,DN80,Flanged,F | 2383.3
MHCMCHFRBM000 | MHCMCHFRBM000 | Contador Calor Q40 300xDN80 RSTD | 2309.5
MHCMCHFRLM000 | MHCMCHFRLM000 | HM Heat.40m3/h.DN80.F.Return.Lon | 2435.8
MHCMCHFRMM000 | MHCMCHFRMM000 | Heat Meter Heating,40m3/h,DN80,Flanged,R | 2383.3
MHFACLFFLM000 | MHFACLFFLM000 | HM Heat.60m3/h.DN100.F.Flow.Lon | 3384.5
MHFACLFFMM000 | MHFACLFFMM000 | Heat Meter Heating,60m3/h,DN100,Flanged, | 3043.5
MHFACLFRLM000 | MHFACLFRLM000 | HM Heat.60m3/h.DN100.F.Return.Lon | 3123
MHFACLFRMM000 | MHFACLFRMM000 | Heat Meter Heating,60m3/h,DN100,Flanged, | 3043.5
MHFBCLFFLM000 | MHFBCLFFLM000 | HM Heat.100m3/h.DN100.F.Flow.Lon | 3883.9
MHFBCLFFMM000 | MHFBCLFFMM000 | Heat Meter Heating,100m3/h,DN100,Flanged | 3861.8
MHFBCLFRLM000 | MHFBCLFRLM000 | HM Heat.100m3/h.DN100.F.Return.Lon | 3530.8
MHFBCLFRMM000 | MHFBCLFRMM000 | Heat Meter Heating,100m3/h,DN100,Flanged | 3563.4
MIP12104 | MIP12104 | MINI PRAGMA SAL. OPACA 4M | 18.6
MIP12104T | MIP12104T | MINI PRAGMA SAL. TRANSP. 4M | 20.02
MIP12106 | MIP12106 | MINI PRAGMA SAL. OPACA 6M | 21.42
MIP12106T | MIP12106T | MINI PRAGMA SAL. TRANSP. 6M | 22.72
MIP12108 | MIP12108 | MINI PRAGMA SAL. OPACA 8M | 24.98
MIP12108T | MIP12108T | MINI PRAGMA SAL. TRANSP. 8M | 25.94
MIP12112 | MIP12112 | MINI PRAGMA SAL. OPACA 12M | 32.87
MIP12112T | MIP12112T | MINI PRAGMA SAL. TRANSP. 12M | 35.34
MIP12118 | MIP12118 | MINI PRAGMA SAL. OPACA 18M | 38.95
MIP12118T | MIP12118T | MINI PRAGMA SAL. TRANSP. 18M | 41.49
MIP12212 | MIP12212 | MINI PRAGMA SAL. OPACA 2F 24M | 43.31
MIP12212T | MIP12212T | MINI PRAGMA SAL. TRANSP. 2F 24M | 47.95
MIP12312 | MIP12312 | MINI PRAGMA SAL. OPACA 3F 36M | 70.41
MIP12312T | MIP12312T | MINI PRAGMA SAL. TRANSP. 3F 36M | 76.26
MIP22104 | MIP22104 | MINI PRAGMA ENC. PORTA OPACA 4M | 16.11
MIP22106 | MIP22106 | MINI PRAGMA ENC. PORTA OPACA 6M | 18.83
MIP22108 | MIP22108 | MINI PRAGMA ENC. PORTA OPACA 8M | 22.43
MIP22108T | MIP22108T | MINI PRAGMA ENC. TRANSP. 8M | 25.8
MIP22112 | MIP22112 | MINI PRAGMA ENC. PORTA OPACA 4M | 28.59
MIP22212 | MIP22212 | MINI PRAGMA ENC. OPACO 24M | Sob Consulta
MIP30104 | MIP30104 | MINI PRAGMA F.FRONT. ENC. OPACA 4M | 11.89
MIP30104T | MIP30104T | MINI PRAGMA F.FRONT. ENC. TRANSP. 4M | 12.82
MIP30106 | MIP30106 | MINI PRAGMA F.FRONT. ENC. OPACA 6M | 12.39
MIP30106T | MIP30106T | MINI PRAGMA F.FRONT. ENC. TRANSP. 6M | 15.74
MIP30108 | MIP30108 | MINI PRAGMA F.FRONT. ENC. OPACA 8M | 14.28
MIP30108T | MIP30108T | MINI PRAGMA F.FRONT. ENC. TRANSP. 8M | 18.15
MIP30112 | MIP30112 | MINI PRAGMA F.FRONT. ENC. OPACA 12M | 18.7
MIP30112T | MIP30112T | MINI PRAGMA F.FRONT. ENC. TRANSP. 12M | 21.38
MIP30118 | MIP30118 | MINI PRAGMA F.FRONT. ENC. OPACA 18M | 22.77
MIP30118T | MIP30118T | MINI PRAGMA F.FRONT. ENC. TRANSP. 18M | 27.43
MIP30212 | MIP30212 | MINI PRAGMA F.FRONT. ENC. OPACA 2F 24M | 27.83
MIP30212T | MIP30212T | MINI PRAGMA F.FRONT.ENC.TRANSP. 2F 24M | 30.15
MIP30312 | MIP30312 | MINI PRAGMA F.FRONT. ENC. OPACA 3F 36M | 48.65
MIP30312T | MIP30312T | MINI PRAGMA F.FRONT.ENC.TRANSP. 3F 36M | 56.04
MIP40104T | MIP40104T | MINI PRAGMA F.FRONT. ENC. MARF. 4M | 14.05
MIP40106T | MIP40106T | MINI PRAGMA F.FRONT. ENC. MARF. 6M | 17.09
MIP40108T | MIP40108T | MINI PRAGMA F.FRONT. ENC. MARF. 8M | 20.19
MIP40112T | MIP40112T | MINI PRAGMA F.FRONT. ENC. MARF. 12M | 23.77
MIP40118T | MIP40118T | MINI PRAGMA F.FRONT. ENC. MARF. 18M | 30.54
MIP40212T | MIP40212T | MINI PRAGMA F.FRONT. ENC. MARF. 2F 24M | 33.52
MIP40312T | MIP40312T | MINI PRAGMA F.FRONT. ENC. MARF. 3F 36M | 62.32
MIP50104T | MIP50104T | MINI PRAGMA F.FRONT. ENC. GRAN. 4M | 16.03
MIP50106T | MIP50106T | MINI PRAGMA F.FRONT. ENC. GRAN. 6M | 19.44
MIP50108T | MIP50108T | MINI PRAGMA F.FRONT. ENC. GRAN. 8M | 23.02
MIP50112T | MIP50112T | MINI PRAGMA F.FRONT. ENC. GRAN. 12M | 27.11
MIP50118T | MIP50118T | MINI PRAGMA F.FRONT. ENC. GRAN. 18M | 34.8
MIP50212T | MIP50212T | MINI PRAGMA F.FRONT. ENC. GRAN. 2F 24M | 38.2
MIP50312T | MIP50312T | MINI PRAGMA F.FRONT. ENC. GRAN. 3F 36M | 71.03
MIP60104T | MIP60104T | MINI PRAGMA F.FRONT. ENC. PIST. 4M | 16.03
MIP60106T | MIP60106T | MINI PRAGMA F.FRONT. ENC. PIST. 6M | 19.44
MIP60108T | MIP60108T | MINI PRAGMA F.FRONT. ENC. PIST. 8M | 23.02
MIP60112T | MIP60112T | MINI PRAGMA F.FRONT. ENC. PIST. 12M | 27.11
MIP60118T | MIP60118T | MINI PRAGMA F.FRONT. ENC. PIST. 18M | 34.8
MIP60212T | MIP60212T | MINI PRAGMA F.FRONT. ENC. PIST. 2F 24M | 38.2
MIP60312T | MIP60312T | MINI PRAGMA F.FRONT. ENC. PIST. 3F 36M | 71.03
MIP70104T | MIP70104T | MINI PRAGMA F.FRONT. ENC. CINZ. 4M | 16.03
MIP70106T | MIP70106T | MINI PRAGMA F.FRONT. ENC. CINZ. 6M | 24.53
MIP70108T | MIP70108T | MINI PRAGMA F.FRONT. ENC. CINZ. 8M | 29.06
MIP70112T | MIP70112T | MINI PRAGMA F.FRONT. ENC. CINZ. 12M | 27.11
MIP70118T | MIP70118T | MINI PRAGMA F.FRONT. ENC. CINZ. 18M | 34.8
MIP70212T | MIP70212T | MINI PRAGMA F.FRONT. ENC. CINZ. 2F 24M | 41.4
MIP70312T | MIP70312T | MINI PRAGMA F.FRONT. ENC. CINZ. 3F 36M | 71.03
MIP80212 | MIP80212 | MINI PRAGMA BASE ENC. 2F 24M ES | 15.48
MIP82104 | MIP82104 | MINI PRAGMA BASE ENC. 4M | 8.54
MIP82106 | MIP82106 | MINI PRAGMA BASE ENC. 6M | 8.54
MIP82108 | MIP82108 | MINI PRAGMA BASE ENC. 8M | 9.03
MIP82112 | MIP82112 | MINI PRAGMA BASE ENC. 12M | 12.1
MIP82118 | MIP82118 | MINI PRAGMA BASE ENC. 18M | 18.79
MIP82212 | MIP82212 | MINI PRAGMA BASE ENC. 2F 24M | 19.23
MIP82312 | MIP82312 | MINI PRAGMA BASE ENC. 3F 36M | 30.18
MIP99029 | MIP99029 | PLACAS AMOVIVEIS 4 MODULOS | 3.8
MIP99030 | MIP99030 | PLACAS AMOVIVEIS 6 MODULOS | 4.49
MIP99031 | MIP99031 | PLACAS AMOVIVEIS 8 MODULOS | 5.2
MIP99032 | MIP99032 | PLACAS AMOVIVEIS 12 MODULOS | 6.04
MIP99033 | MIP99033 | PLACAS AMOVIVEIS 18 MODULOS | 8.36
MIP99034 | MIP99034 | KIT DE SELAGEM IP41 VERSAO SALIENTE | 7.17
MIP99035 | MIP99035 | KIT DE SELAGEM IP41 VERSAO ENCASTRAR | 7.1
MIP99036 | MIP99036 | SUPORTE DE BARRAMENTO | 4.99
MIP99037 | MIP99037 | BARRAMENTO DE 4 FUROS | 3.54
MIP99038 | MIP99038 | BARRAMENTO DE 8 FUROS | 5
MIP99039 | MIP99039 | BARRAMENTO DE 16 FUROS | 9.59
MIP99040 | MIP99040 | BARRAMENTO DE 20 FUROS | 11.78
MIP99046 | MIP99046 | FECHADURA MIP | 49.91
MIP99047 | MIP99047 | KIT DE FIX PAREDE GESSO CARTONADO | 10.71
MIP99050 | MIP99050 | LUZ DE PRESENCA | 54.73
MKCDAATRLM000 | MKCDAATRLM000 | Heat Meter Heat/Cool,1,5m3/h,3/4p,Return | 794.1
MKCHCBFFLM000 | MKCHCBFFLM000 | Heat Meter Heat/Cool,6m3/h,DN25,Flanged, | 1393.2
MKCHCBFRMM000 | MKCHCBFRMM000 | Heat Meter Heat/Cool,6m3/h,DN25,Flanged, | 1297.9
MKCJCDFRBM000 | MKCJCDFRBM000 | Cont Frío/Calor Q10 300xDN40 RSTD | 1272.6
MKCJCDFRMM000 | MKCJCDFRMM000 | Heat Meter Heat/Cool,10m3/h,DN40,Flanged | 1366.5
MKCMCHFRLM000 | MKCMCHFRLM000 | Heat Meter Heat/Cool,40m3/h,DN80,Flanged | 2502
MNC6FO50125 | MNC6FO50125 | **PACK MASTER MARFIM | Sob Consulta
MNCGR062TB | MNCGR062TB | CABO 6 FIBRAS MULTIMODO | 122.72
MN-S4-FCS-500-A | MN-S4-FCS-500-A | T SNSR W SP & FAN SPD NO CVR | 138.3
MP120NC-230T | MP120NC-230T | N.Closed Thermal Actuator,230V0 | 22.7
MP120NC-24T | MP120NC-24T | N.Closed Thermal Actuator0 | 22.7
MP130-230F | MP130-230F | Floating actuator, 230 V0 | 89.6
MP130-230T | MP130-230T | Two position actuator, 230 V0 | 110.2
MP130-24F | MP130-24F | Floating actuator, 24 V0 | 88.1
MP130-24F-10M | MP130-24F-10M | Floating actuator, 24 V0 | 115.7
MP130-24M | MP130-24M | 0(2)-10V Modulating actuator0 | 106.7
MP130-24M-10M | MP130-24M-10M | 0(2)-10V Modulating act., 10m 0 | 118.1
MP130-24MP | MP130-24MP | 0(2)-10V Mod. act. + feedback0 | 116.4
MP130-24MP-10M | MP130-24MP-10M | 0(2)-10V Mod. act. + feedback0 | 134.7
MP130-24T | MP130-24T | Two position actuator, 24 V0 | 87.1
MP2000 | MP2000 | Multi-signal actuator, 24V0 | 804
MP2000-SRD | MP2000-SRD | SR Close multi-signal act. 24V0 | 1504.4
MP2000-SRD-230 | MP2000-SRD-230 | SR Close multi-signal act.230V0 | 1567.2
MP2000-SRU | MP2000-SRU | SR Open multi-signal act. 24V0 | 1504.4
MP2000-SRU-230 | MP2000-SRU-230 | SR Open multi-signal act. 230V0 | 1567.2
MP300-SRD | MP300-SRD | SR Close actuator-multi signal0 | 189.1
MP300-SRU | MP300-SRU | SR Open actuator-multi signal0 | 189.1
MP4000 | MP4000 | Multi-signal actuator, 24V0 | 1964
MP500C | MP500C | Forta MP500C actuator 0 | 277.8
MP500C-SRD | MP500C-SRD | Forta MP500C-SR Closed act.0 | 337.3
MP500C-SRU | MP500C-SRU | Forta MP500C-SR Open actuator0 | 337.3
MPC0004 | MPC0004 | Monitor Pac software + RS485/R | Sob Consulta
MPU0054 | MPU0054 | Galaxy PW 60 kVA parallel vers | Sob Consulta
MR95NC-230T | MR95NC-230T | MR95-NCD-230T 1.5M54 00 | 44.9
MR95NC-24T | MR95NC-24T | MR95-NCD-24T 1.5M54 00 | 44.9
MSU0004 | MSU0004 | Sinewave 60A unit without CT's | Sob Consulta
MTN2003-0004 | MTN2003-0004 | MODULO LED SINALIZACAO | 20.96
MTN2109-3435 | MTN2109-3435 | ZenPl f. RasStDo lw SDsg | 7.89
MTN213300 | MTN213300 | TOMADA CORRENTE P-MAQUINA BARBEAR MEC | 96
MTN213419 | MTN213419 | C. P- TOM. MAQUINA BARBEAR SD BRC TP | 18.67
MTN213446 | MTN213446 | C. P- TOM. MAQUINA BARBEAR SD INX MT | 36.55
MTN213514 | MTN213514 | C. P- TOM. MAQUINA BARBEAR SM ANT MT | 23.69
MTN213560 | MTN213560 | C. P- TOM. MAQUINA BARBEAR SM ALU MT | 23.69
MTN213619 | MTN213619 | C. P- TOM. MAQ. BARBEAR SM BRC BRL TP | 16.97
MTN213625 | MTN213625 | C.P-TOM.MAQ.BARBEAR SM BRC ACT BRL TP | 18.55
MTN215825 | MTN215825 | CTR P/T. 2P ALV PRT TP SM BR BRL ACTV | 11.19
MTN2300-0000 | MTN2300-0000 | TOMADA CORRENTE LIGA?AO RAPIDA | 4.32
MTN2300-0302 | MTN2300-0302 | TOM CORR 2P+TTL C/ALV PROT SM LAR | 13.03
MTN2300-0304 | MTN2300-0304 | TOM CORR 2P+TTL C/ALV PROT SM VERD | 13.03
MTN2300-0306 | MTN2300-0306 | TOM CORR 2P+TTL C/ALV PROT SM VERM | 11.85
MTN2300-0319 | MTN2300-0319 | TOM CORR 2P+TTL C/ALV PROT SM BR | 6.98
MTN2300-0325 | MTN2300-0325 | TOM CORR 2P+TTL C/ALV PROT SM BR ACTV | 7.56
MTN2300-0344 | MTN2300-0344 | TOM CORR 2P+TTL C/ALV PROT SM MF | 6.98
MTN2300-0414 | MTN2300-0414 | TOM CORR 2P+TTL C/ALV PROT SM ATC | 8.83
MTN2300-0460 | MTN2300-0460 | TOM CORR 2P+TTL C/ALV PROT SM ALU | 10.37
MTN2300-4019 | MTN2300-4019 | TOM CORRENTE 2P+TTL C/ ALV PROT SD BR | 8.08
MTN2300-4143 | MTN2300-4143 | TOM 2P+T+CENTRO OR V ARTEC | 26.16
MTN2300-6033 | MTN2300-6033 | Schuko completo 16A sahara | 8.61
MTN2300-6034 | MTN2300-6034 | Schuko completo 16A antracita | 8.61
MTN2300-6035 | MTN2300-6035 | Schuko completo 16A artico | 6.16
MTN2300-6036 | MTN2300-6036 | Schuko completo 16A aluminio | 10.33
MTN2300-6050 | MTN2300-6050 | Schuko completo 16A niquel | 37.33
MTN2300-6051 | MTN2300-6051 | Schuko completo 16A champagne | 38.26
MTN2300-6052 | MTN2300-6052 | Schuko completo 16A mocca | 38.26
MTN2300-7214 | MTN2300-7214 | TOM. CORR. 2P+TTL C ALV PROT AQD ANT | 15.53
MTN2300-7219 | MTN2300-7219 | TOM. CORR. 2P+TTL C ALV PROT AQD BRC | 11.74
MTN2300-7260 | MTN2300-7260 | TOM. CORR. 2P+TTL C ALV PROT AQD ALU | 15.53
MTN2301-0319 | MTN2301-0319 | TOMADA CORRENTE 2P+TTL SM BR | 7.96
MTN2301-0325 | MTN2301-0325 | TOMADA CORRENTE 2P+TTL SM BR ACTV | 8.68
MTN2301-0344 | MTN2301-0344 | TOMADA CORRENTE 2P+TTL SM MF | 7.96
MTN2301-0414 | MTN2301-0414 | TOMADA CORRENTE 2P+TTL SM ATC | 9.48
MTN2301-0460 | MTN2301-0460 | TOMADA CORRENTE 2P+TTL SM ALU | 9.63
MTN2301-4019 | MTN2301-4019 | TOMADA CORRENTE 2P+TTL SD BR | 8.47
MTN2301-4044 | MTN2301-4044 | SCH-sock.out.+PiT w SysD | 8.92
MTN2302-0302 | MTN2302-0302 | T C 2P+TTL C/ ALV PRT ETQ SM LAR | 17.76
MTN2302-0304 | MTN2302-0304 | T C 2P+TTL C/ ALV PRT ETQ SM VERD | 17.76
MTN2302-0306 | MTN2302-0306 | T C 2P+TTL C/ ALV PRT ETQ SM VERM | 17.76
MTN2302-0319 | MTN2302-0319 | TOM CORR 2P+TTL C/ ALV PROT ETQ SM BR | 14.23
MTN2302-0325 | MTN2302-0325 | T C 2P+TTL C/ ALV PRT ETQ SM BR ACTV | 14.1
MTN2302-0344 | MTN2302-0344 | T C 2P+TTL C/ ALV PRT ETQ SM MF | 15.2
MTN2302-0414 | MTN2302-0414 | T C 2P+TTL C/ ALV PRT ETQ SM ATC | 15.01
MTN2302-0460 | MTN2302-0460 | T C 2P+TTL C/ ALV PRT ETQ SM ALU | 17.62
MTN2302-4019 | MTN2302-4019 | TOM CORR 2P+TTL ALV PROT P ETIQ SD BR | 13.07
MTN2302-6033 | MTN2302-6033 | C Tom obt etq SHR D-Life | 6.4
MTN2302-6034 | MTN2302-6034 | C Tom obt etq ANT D-Life | 6.4
MTN2302-6035 | MTN2302-6035 | C Tom c/obt etq BR D-Life | 5.34
MTN2302-6036 | MTN2302-6036 | C Tom c/obt etq AL D-Life | 7.03
MTN2302-6050 | MTN2302-6050 | C Tom obt etq M NQ D-Life | 35.18
MTN2303-0302 | MTN2303-0302 | T C 2P+TTL ALV PROT ETQ PL SIN SM LAR | 34.79
MTN2303-0304 | MTN2303-0304 | T C 2P+TTL ALV PROT ETQ PL SIN SM VERD | 34.79
MTN2303-0306 | MTN2303-0306 | T C 2P+TTL ALV PROT ETQ PL SIN SM VERM | 34.79
MTN2303-0319 | MTN2303-0319 | T C 2P+TTL C ALV PROT ETQ PL SIN SM BR | 31
MTN2303-0325 | MTN2303-0325 | T C 2P+TTL ALV PRT ETQ SIN SM BR ACTV | 31.45
MTN2303-0344 | MTN2303-0344 | T C 2P+TTL ALV PROT ETQ PIL SIN SM MF | 29.03
MTN2303-0414 | MTN2303-0414 | T C 2P+TTL ALV PROT ETQ PL SIN SM ATC | 39.25
MTN2303-0460 | MTN2303-0460 | T C 2P+TTL ALV PROT ETQ PL SIN SM ALU | 43.2
MTN2304-0319 | MTN2304-0319 | T C 2P+TTL ALV PRT SAIDA LED SM BR | 83.81
MTN2304-0325 | MTN2304-0325 | T C 2P+TTL ALV PRT SAIDA LED SM BR ACT | 90.53
MTN2304-0344 | MTN2304-0344 | T C 2P+TTL ALV PRT SAIDA LED SM MF | 83.81
MTN2304-0414 | MTN2304-0414 | T C 2P+TTL ALV PRT SAIDA LED SM ATC | 95.03
MTN2304-0460 | MTN2304-0460 | T C 2P+TTL ALV PRT SAIDA LED SM ALU | 95.03
MTN2310-0319 | MTN2310-0319 | TOM CORR 2P+TTL C/TP ALV PROT. SM BR | 13.96
MTN2310-0325 | MTN2310-0325 | T C 2P+TTL C/TP ALV PROT. SM BR ACTV | 16.72
MTN2310-0344 | MTN2310-0344 | TOM CORR 2P+TTL C/TP ALV PROT. SM MF | 13.96
MTN2310-0414 | MTN2310-0414 | TOM CORR 2P+TTL C/TP ALV PROT. SM ATC | 16.15
MTN2310-0460 | MTN2310-0460 | TOM CORR 2P+TTL C/TP ALV PROT. SM ALU | 19.42
MTN2310-4019 | MTN2310-4019 | TOM CORRENTE 2P+TTL TP ALV PROT SD BR | 18.09
MTN2310-6033 | MTN2310-6033 | Tomada c/ tampa e obt Sahara D-Life | 34.33
MTN2310-6034 | MTN2310-6034 | Tomada c/ tampa e obt Antracite D-Life | 35.51
MTN2310-6035 | MTN2310-6035 | Tomada c/ tampa e obt Branca D-Life | 29.86
MTN2310-6036 | MTN2310-6036 | Tomada c/ tampa e obt Alumínio D-Life | 36.39
MTN2310-6050 | MTN2310-6050 | Tomada c/ tampa e obt Metal Níquel D-Lif | 120.5
MTN2310-6051 | MTN2310-6051 | Tomada c/ tampa e obt Metal Champanhe D- | 123.52
MTN2310-6052 | MTN2310-6052 | Tomada c/ tampa e obt Metal Mocca D-Life | 123.52
MTN2310-7214 | MTN2310-7214 | TOM. SCHUKO C TAMPA AQD ANT TP | 19.3
MTN2310-7219 | MTN2310-7219 | TOM. SCHUKO C TAMPA AQD BRC TP | 14.85
MTN2310-7260 | MTN2310-7260 | TOM. SCHUKO C TAMPA AQD ALU MT | 19.3
MTN2312-7214 | MTN2312-7214 | T C 2P+TTL C ALV PROT TP INSC AQD ATC | 22.3
MTN2312-7219 | MTN2312-7219 | T C 2P+TTL C ALV PROT TP INSC AQD BRC | 23.17
MTN2312-7260 | MTN2312-7260 | T C 2P+TTL C ALV PROT TP INSC AQD ALU | 22.3
MTN2314-0319 | MTN2314-0319 | T C 2P+TTL C/TP ALV. PROT. IP44 SM BR | 17.57
MTN2314-0325 | MTN2314-0325 | T C 2P+TTL TP ALV PRT IP44 SM BR ACTV | 18.17
MTN2314-0344 | MTN2314-0344 | T C 2P+TTL TP ALV PRT IP44 SM MF | 17.57
MTN2314-0414 | MTN2314-0414 | T C 2P+TTL TP ALV PRT IP44 SM ATC | 18.55
MTN2314-0460 | MTN2314-0460 | T C 2P+TTL TP ALV PRT IP44 SM ALU | 23.09
MTN2314-4019 | MTN2314-4019 | TOM CORR 2P+TTL TP ALV PROT IP44 SD BR | 19.68
MTN2314-6033 | MTN2314-6033 | SCH-sock.out.+ICP+PiT+HL IP44 sah SDsg | 36.87
MTN2314-6034 | MTN2314-6034 | SCH-sock.out.+ICP+PiT+HL IP44 ant SDsg | 36.87
MTN2314-6035 | MTN2314-6035 | SCH-sock.out.+ICP+PiT+HL IP44 lw SDsg | 30.74
MTN2314-6036 | MTN2314-6036 | SCH-sock.out.+ICP+PiT+HL IP44 stst SDsg | 36.06
MTN2314-6050 | MTN2314-6050 | SCH-sock.out.+ICP+PiT+HL IP44 nim SDsg | 126.38
MTN2314-6051 | MTN2314-6051 | SCH-sock.out.+ICP+PiT+HL IP44 chm SDsg | 129.54
MTN2314-6052 | MTN2314-6052 | SCH-sock.out.+ICP+PiT+HL IP44 mom SDsg | 129.54
MTN2330-0319 | MTN2330-0319 | CENTRO P/TOM 2P+TTL C/ PROT INF SM BR | 3.05
MTN2330-0325 | MTN2330-0325 | CENTRO P/TOM 2P+TTL PRT INF SM BR ACTV | 3.24
MTN2330-0344 | MTN2330-0344 | CENTRO P/TOM 2P+TTL C/ PROT INF SM MF | 5.57
MTN2330-0414 | MTN2330-0414 | CENTRO P/TOM 2P+TTL C/ PROT INF SM ATC | 4.36
MTN2330-0460 | MTN2330-0460 | CENTRO P/TOM 2P+TTL C/ PROT INF SM ALU | 4.58
MTN233019 | MTN233019 | TOM. SCHUKO C- TAMPA AQD BRC TP | 15.7
MTN2330-4019 | MTN2330-4019 | CENTRO P TOMADA 2P+TTL PROT INF SD BR | 3.32
MTN2330-4146 | MTN2330-4146 | CENTRO P TOMADA 2P+TTL PROT INF SD INX | 9.87
MTN2330-6033 | MTN2330-6033 | CENTRO TOM SAHRA DLIFE | 4.39
MTN2330-6034 | MTN2330-6034 | Cen.pla.+ICP f.SCH-sock.out. ant SDsg | 4.85
MTN2330-6035 | MTN2330-6035 | CENTRO TOM OBT BR D-LIFE | 4.23
MTN2330-6036 | MTN2330-6036 | Cen.pla.+ICP f.SCH-sock.out. stst SDsg | 5.58
MTN2330-6050 | MTN2330-6050 | C Tom c/obt M NQ D-Life | 24.15
MTN2331-0319 | MTN2331-0319 | CT P/TOM CORR 2P+TTL S/ ALV PROT BR | 2.71
MTN2331-0325 | MTN2331-0325 | CT P/TOM CORR 2P+TTL S/ ALV PRT BR ACT | 2.95
MTN2331-0344 | MTN2331-0344 | CT P/TOM CORR 2P+TTL S/ ALV PROT MF | 2.71
MTN2331-0414 | MTN2331-0414 | CT P/TOM CORR 2P+TTL S/ ALV PROT ATC | 2.54
MTN2331-0460 | MTN2331-0460 | CT P/TOM CORR 2P+TTL S/ ALV PROT ALU | 4.1
MTN2331-4019 | MTN2331-4019 | CENTRO P TOMADA 2P+TTL S ALV PROT BR | 3.02
MTN2340-0319 | MTN2340-0319 | CT P/TOM 2P+TTL C/TP E PROT. INF SM BR | 11.78
MTN2340-0325 | MTN2340-0325 | CT TOM 2P+TTL C/TP PRT INF SM BR ACTV | 12.06
MTN2340-0344 | MTN2340-0344 | CT TOM 2P+TTL C/TP PRT INF SM MF | 11.03
MTN2340-0414 | MTN2340-0414 | CT TOM 2P+TTL C/TP PRT. INF SM ATC | 12.29
MTN2340-0460 | MTN2340-0460 | CT TOM 2P+TTL C/TP PRT. INF SM ALU | 16.37
MTN2340-4019 | MTN2340-4019 | CENTRO TOM 2P+TTL TP PROT INF SD BR | 11.63
MTN2366-0319 | MTN2366-0319 | Schuko + 2 cargador USB 2,4A eleg Marfil | 79.93
MTN2366-0325 | MTN2366-0325 | Schuko + 2 cargador USB 2,4A eleg Bl.act | 80.99
MTN2366-0414 | MTN2366-0414 | 2P+T+USB MEL ALU | 85.25
MTN2366-0460 | MTN2366-0460 | Schuko + 2 cargador USB 2,4A eleg Alumin | 87.39
MTN236619 | MTN236619 | TOM. SCHUKO C- TAMPA IP44 SM BRC TP | 18.25
MTN236644 | MTN236644 | TOM. SCHUKO C- TAMPA IP44 SM MRF TP | 18.25
MTN2366-6033 | MTN2366-6033 | Schuko + 2 cargador USB 2,4A D-Life Saha | 88.46
MTN2366-6034 | MTN2366-6034 | Schuko + 2 cargador USB 2,4A D-Life Alum | 88.46
MTN2366-6035 | MTN2366-6035 | Schuko + 2 cargador USB 2,4A D-Life Arti | 85.25
MTN2366-6036 | MTN2366-6036 | Schuko + 2 cargador USB 2,4A D-Life Antr | 90.59
MTN2366-6050 | MTN2366-6050 | Schuko + 2 cargador USB 2,4A D-Life Niqu | 101.25
MTN2366-6051 | MTN2366-6051 | Schuko + 2 cargador USB 2,4A D-Life Cham | 101.25
MTN2366-6052 | MTN2366-6052 | Schuko + 2 cargador USB 2,4A D-Life Moca | 101.25
MTN2370-0319 | MTN2370-0319 | TOM 2P+T 45° BR SM | 43.62
MTN2370-0414 | MTN2370-0414 | TOM 2P+T 45°+ICP+PiT TPm ANT SIST M | 31.9
MTN2400-0000 | MTN2400-0000 | TOMADA CORRENTE LIGACAO POR PARAFUSOS | 4.72
MTN2400-4143 | MTN2400-4143 | SCH-sock.out.+ICP+ST atb SysD | 20.8
MTN2400-7060 | MTN2400-7060 | TOM CORR 2P+TTL16A C/AP ANTI-VANDL | 55.93
MTN248902 | MTN248902 | Centro Tomada 2P+TTL Alv Prot SM Laranja | 4.74
MTN248904 | MTN248904 | Centro Tomada 2P+TTL Alv Prot SM Verde | 4.74
MTN248906 | MTN248906 | Centro Tomada 2P+TTL Alv Prot SM Verm | 4.74
MTN270019 | MTN270019 | T. C. PROT SOBRETENS?O SM BR BRL | 149.42
MTN270025 | MTN270025 | T. C. PROT SOBRETENS?O SM BR BRL ACTV | 162.9
MTN275860 | MTN275860 | TOM. SCHUKO C-PROT. SOBRET. SM ALU MT | 152.49
MTN277044 | MTN277044 | C.T.SCHUKO 2P+TTL ALV.PROT. SM MRF TP | 3.29
MTN277160 | MTN277160 | TOM. SCHUKO TERM. PARAF. SM ALU MT | 11
MTN277319 | MTN277319 | CENTRO TOM. SCHUKO 2P+TTL SM BRC TP | 2.69
MTN277344 | MTN277344 | CENTRO TOM. SCHUKO 2P+TTL SM MRF TP | 4.33
MTN285219 | MTN285219 | C.T.SCH.2P+TTF TMP+ALV.PROT.SM BRC TP | 3.99
MTN285244 | MTN285244 | C.T.SCH.2P+TTF TMP+ALV.PROT.SM MRF TP | 3.99
MTN290319 | MTN290319 | CENTRO NORMALIZADO SM BRC BRL TP | 10.85
MTN290325 | MTN290325 | CENTRO NORMALIZADO SM BRC ACT BRL TP | 13.02
MTN290419 | MTN290419 | TOMADA EQUIPOTENCIAL SM BRC BRL | 49.76
MTN290425 | MTN290425 | Pot.equa.sock.out.ins.TPb aw SysM | 78.58
MTN291819 | MTN291819 | CENTRO P- TOM. SIMPLES RJ45 SD BRC TP | 7.43
MTN291844 | MTN291844 | CENTRO P- TOM. SIMPLES RJ45 SD MRF TP | 6.32
MTN292643 | MTN292643 | CENTRO TOM. RITA SD OUR VLH MT | 30.08
MTN292644 | MTN292644 | CENTRO TOM. RITA SD MRF TP | 7.18
MTN292660 | MTN292660 | CENTRO TOM. RITA SD ALU MT | 10.66
MTN294119 | MTN294119 | CENTRO TOM. TV-FM-SAT SD BRC TP | 4.22
MTN294143 | MTN294143 | CENTRO TOM. TV-FM-SAT SD OUR VLH MT | 31.2
MTN294144 | MTN294144 | CENTRO TOM. TV-FM-SAT SD MRF TP | 4.77
MTN294146 | MTN294146 | CENTRO TOM. TV-FM-SAT SD INX MT | 12.07
MTN294160 | MTN294160 | CENTRO TOM. TV-FM-SAT SD ALU MT | 8.82
MTN295514 | MTN295514 | SAIDA DE CABOS SM ANTRACITE | 14.69
MTN295560 | MTN295560 | SAIDA DE CABOS SM ALUMÍNIO | 16.04
MTN296119 | MTN296119 | CENTRO TOM. RITA SM BRC BRL TP | 5.25
MTN296125 | MTN296125 | CENTRO TOM. RITA SM BRC ACT BRL TP | 6.3
MTN296219 | MTN296219 | C. TOM. SIMPLES RJ45 SM BRC BRL TP | 5.38
MTN296225 | MTN296225 | C. TOM. IMPLES RJ45 SM BRC ACT BRL TP | 6.48
MTN296719 | MTN296719 | CENTRO TOM. TV-FM-SAT SM BRC BRL TP | 4.62
MTN296725 | MTN296725 | CENTRO T. TV-FM-SAT SM BRC ACT BRL TP | 5.07
MTN296744 | MTN296744 | CENTRO P TOMADA TV/FM/SAT SM MF | 4.62
MTN296819 | MTN296819 | SAIDA DE CABOS SM BR BRILHANTE | 12.39
MTN296825 | MTN296825 | SAIDA DE CABOS SM BR ACTIVO | 12.93
MTN296844 | MTN296844 | SAIDA DE CABOS SM MF | 12.39
MTN297514 | MTN297514 | CENTRO TOM. TV-FM-SAT SM ANT TP | 7.77
MTN297560 | MTN297560 | CENTRO TOM. TV-FM-SAT SM ALU MT | 9.24
MTN297819 | MTN297819 | CENTRO TOM. TAE SD BRC TD | 7.45
MTN297843 | MTN297843 | CENTRO TOM. TAE SD OUR VLH MT | 29.76
MTN297844 | MTN297844 | CENTRO TOM. TAE SD BRC TP | 6.28
MTN297846 | MTN297846 | CENTRO TOM. TAE SD INX MT | 18.06
MTN297860 | MTN297860 | CENTRO TOM. TAE SD ALU ML | 10.86
MTN297919 | MTN297919 | CENTRO TOM. TAE SM BRC TP | 5.37
MTN298014 | MTN298014 | CENTRO TOM. RITA SM ANT TP | 10.17
MTN298060 | MTN298060 | CENTRO TOM. RITA SM ALU MT | 10.28
MTN298314 | MTN298314 | CENTRO P- TOM. SIMPLES RJ45 SM ANT TP | 10.08
MTN299200 | MTN299200 | TOMADA R-TV-SAT DERIVACAO UNICA | 26.29
MTN299201 | MTN299201 | TOMADA R-TV-SAT SERIE INTERMEDIA | 30.03
MTN299202 | MTN299202 | TOMADA R-TV-SAT SERIE FINAL | 30.03
MTN299203 | MTN299203 | TOMADA TV-FM DERIVACAO UNICA | 20.05
MTN299204 | MTN299204 | TOMADA TV-FM SERIE INTERMEDIA | 21.61
MTN299205 | MTN299205 | TOMADA TV-FM SERIE FINAL | 21.61
MTN299214 | MTN299214 | CENTRO TOMADA R-TV-SAT SM ANT MT | 6.19
MTN299260 | MTN299260 | CENTRO TOMADA R-TV-SAT SM ALU MT | 6.19
MTN299319 | MTN299319 | CENTRO SAIDA CABOS SD BRC TP | 13.2
MTN299460 | MTN299460 | CENTRO TOMADA R-TV-SAT PZR ALU | 57.81
MTN299514 | MTN299514 | CENTRO TOMADA TV-FM SM ANT MT | 6.15
MTN299560 | MTN299560 | CENTRO TOMADA TV-FM SM ALU MT | 6.15
MTN299619 | MTN299619 | CENTRO TOMADA R-TV-SAT SD BRC TP | 8.39
MTN299646 | MTN299646 | CENTRO TOMADA R-TV-SAT SD ANT MT | 17.65
MTN299719 | MTN299719 | CENTRO TOMADA TV-FM SD BRC TP | 8.55
MTN299746 | MTN299746 | CENTRO TOMADA TV-FM SD ANT MT | 26.47
MTN299819 | MTN299819 | CTR P/TOM TV/FM&SAT SM BR BRL | 7.78
MTN299825 | MTN299825 | CTR P/TOM TV/FM&SAT SM BR BRL ACTV | 7.78
MTN299844 | MTN299844 | CENTRO P TOMADA TV/FM & SAT SM MF | 7.54
MTN299919 | MTN299919 | CTR P/TOM TV/FM SM BR BRL | 7.78
MTN299925 | MTN299925 | CTR P/TOM TV/FM SM BR BRL ACTV | 7.98
MTN299944 | MTN299944 | CENTRO P TOMADA TV/FM SM MF | 7.78
MTN3101-0000 | MTN3101-0000 | INTERRUPTOR 10A C/ PILOTO SINALIZACAO | 27.61
MTN3102-0000 | MTN3102-0000 | INVERSOR 10A C/ PILOTO LOCALIZACAO | 26.71
MTN3106-0000 | MTN3106-0000 | COMUTADOR 10A C/ PILOTO SINALIZACAO | 26.69
MTN3111-0000 | MTN3111-0000 | INTERRUPTOR 10A 250V | 4.88
MTN3112-0000 | MTN3112-0000 | INTERRUPTOR BIPOLAR 10 A 250 V | 15.78
MTN311201 | MTN311201 | INTERR. BIP. 20A 250V MEC | 35.12
MTN3115-0000 | MTN3115-0000 | COMUTADOR LUSTRE 10 A 250 V | 10.16
MTN3116-0000 | MTN3116-0000 | COMUTADOR DE ESCADA 10 A 250V | 5.61
MTN3116-7060 | MTN3116-7060 | INTER VA VIENT ANTIV | 43.24
MTN3117-0000 | MTN3117-0000 | INVERSOR 10 A 250 V | 15.6
MTN311900 | MTN311900 | INTERRUPTOR TRIPLO SM | 29.32
MTN3126-0000 | MTN3126-0000 | COMUTADOR DUPLO 10A 250V | 13.96
MTN312625 | MTN312625 | TECLA INT TRIPLO BR A M-ELEGANCE | 13.12
MTN3128-0000 | MTN3128-0000 | COMUTADOR + BOTAO DE PRESSAO | 25.16
MTN3131-0000 | MTN3131-0000 | INTERRUPTOR 10A C/ PILOTO LOCALIZACAO | 19.32
MTN3135-0000 | MTN3135-0000 | COMUTADOR LUSTRE 10A C/PIL LOCALIZACAO | 33.4
MTN3136-0000 | MTN3136-0000 | COMUTADOR 10A C/ PILOTO LOCALIZACAO | 12.03
MTN313660 | MTN313660 | COMUTADOR ANTI-VANDALISMO PZR ALU | 43.25
MTN3150-0000 | MTN3150-0000 | BOTAO DE PRESSAO 10A 250V | 5.38
MTN3151-0000 | MTN3151-0000 | BOTAO DE PRESSAO N.F. | 11.29
MTN3153-0000 | MTN3153-0000 | BOTAO DE PRESSAO DUPLO NA+NF | 37.15
MTN315319 | MTN315319 | CENTRO SISTEMA HOTELCARD SD BRC TP | 52.87
MTN315344 | MTN315344 | CENTRO SISTEMA HOTELCARD SD MRF TP | 57.7
MTN3154-0000 | MTN3154-0000 | BOTAO DE PRESSAO 10A 250V C CONTACTO AUX | 16.75
MTN315414 | MTN315414 | CENTRO SIST. HOTEL CARD SM ANT TD | 51.09
MTN315460 | MTN315460 | CENTRO SIST. HOTEL CARD SM ALU TC | 52.44
MTN3155-0000 | MTN3155-0000 | BOTAO DE PRESSAO DUPLO 10A 250V | 20.21
MTN3156-0000 | MTN3156-0000 | BOTAO DE PRESSAO COMUTADOR 10A 250V | 8.82
MTN315619 | MTN315619 | CENTRO SIST. HOTEL CARD SM BRC BRLTD | 47.64
MTN315625 | MTN315625 | C. SIST.HOTEL CARD SM BRC ACT BRLTD | 51.83
MTN315644 | MTN315644 | CENTRO INTERRUPTOR CARTAO SM MF | 47.64
MTN3160-0000 | MTN3160-0000 | B.P.10A C/ PILOTO LOCALIZACAO | 10.77
MTN316919 | MTN316919 | BOTAO ROT. COMUT. 3 POS. SD BRC TP | 11.98
MTN316943 | MTN316943 | BOTAO ROT. COMUT. 3 POS. SD OUR VLH MT | 37.09
MTN316944 | MTN316944 | BOTAO ROT. COMUT. 3 POS. SD MRF TP | 11.35
MTN316946 | MTN316946 | BOTAO ROT. COMUT. 3 POS. SD INX MT | 27.4
MTN316960 | MTN316960 | BOTAO ROT. COMUT. 3 POS. SD ALU MT | 15.37
MTN317100 | MTN317100 | MECANISMO CTRL VENTILADORES MEC | 30.24
MTN317200 | MTN317200 | INTERR.-BOTAO ROT. ESTORES MEC | 69.83
MTN317400 | MTN317400 | COMUT. 3 POSICOES 16A 250V MEC | 116.51
MTN318114 | MTN318114 | TECLA P- INTERR. C- CHAVE SM ANT TP | 10.42
MTN318160 | MTN318160 | TECLA P- INTERR. C- CHAVE SM ALU MT | 19.12
MTN318260 | MTN318260 | INT ESTORES C/FECH ANTI-VANDALISMO | 189.33
MTN3184-0000 | MTN3184-0000 | Botao de pressao de Cordao | 25.27
MTN318501 | MTN318501 | INTERR.BOTAO PRESSAO ROT. ESTORES MEC | 83.62
MTN318601 | MTN318601 | INTERR. C- CHAVE MEC | 79.65
MTN318860 | MTN318860 | B. P. ESTORES C/FECH ANTI-VANDALISMO | 189.33
MTN318901 | MTN318901 | BOTAO PRESSAO ROT. P- ESTORES MEC | 79.77
MTN319017 | MTN319017 | SINALIZADOR LUMINOSO MEC | 28.18
MTN319018 | MTN319018 | SINALIZADOR LUMINOSO DIF. VRM MEC | 24.15
MTN319219 | MTN319219 | BOTAO ROT. P- ESTORES SD BRC TP | 10.43
MTN319246 | MTN319246 | BOTAO ROT. P- ESTORES SD INX MT | 27.67
MTN319314 | MTN319314 | CENTRO P- INTERR. ESTORES SM ANT TP | 11.9
MTN319360 | MTN319360 | CENTRO P- INTERR. ESTORES SM ALU MT | 20.3
MTN319419 | MTN319419 | BOTAO ROT. P- ESTORES SM BRC BRL TP | 9.81
MTN319425 | MTN319425 | BOTAO ROT. P-ESTORES SM BRC ACT BRL TP | 12.47
MTN319519 | MTN319519 | TECLA P-INTERR. C- CHAVE SM BRC BRL TP | 8.81
MTN319525 | MTN319525 | TCL.P-INTERR.C-CHAVE SM BRC ACT BRL TP | 11.18
MTN319619 | MTN319619 | CENTRO PARA COMUTADOR DE CHAVE SD BR | 11.26
MTN319646 | MTN319646 | CENTRO PARA COMUTADOR DE CHAVE SD INX | 20.79
MTN319719 | MTN319719 | CENTRO P MEC CHAVE P ESTORES SD BR | 12.62
MTN319760 | MTN319760 | CENTRO P MEC CHAVE P ESTORES SD ALU | 22.28
MTN324100 | MTN324100 | INTERRUPTOR 16A MEC | 8.89
MTN3300-0306 | MTN3300-0306 | TECLA SIMPLES SM VERM | 3.07
MTN3300-6033 | MTN3300-6033 | Rocker stst SDsg | 6.16
MTN3300-6034 | MTN3300-6034 | Rocker sah SDsg | 6.16
MTN3300-6035 | MTN3300-6035 | Rocker ant SDsg | 5.13
MTN3300-6036 | MTN3300-6036 | Rocker lw SDsg | 6.54
MTN3300-6050 | MTN3300-6050 | Rocker nim SDsg | 37.33
MTN3300-6051 | MTN3300-6051 | Rocker mark. 0/1 ant SDsg | 38.26
MTN3300-6052 | MTN3300-6052 | Rocker chm SDsg | 38.26
MTN3301-6033 | MTN3301-6033 | Rocker mom SDsg | 8.4
MTN3301-6034 | MTN3301-6034 | Rocker mark. 0/1 sah SDsg | 8.4
MTN3301-6035 | MTN3301-6035 | Rocker mark. 0/1 lw SDsg | 6.46
MTN3301-6036 | MTN3301-6036 | Rocker mark. 0/1 stst SDsg | 8.84
MTN3301-6050 | MTN3301-6050 | Rocker mark. 0/1 nim SDsg | 39.46
MTN3301-6051 | MTN3301-6051 | Rocker mark. 0/1 chm SDsg | 40.45
MTN3301-6052 | MTN3301-6052 | Rocker mark. 0/1 mom SDsg | 40.45
MTN3304-6033 | MTN3304-6033 | Rocker w. seal set IP44 sah SDsg | 11.87
MTN3304-6034 | MTN3304-6034 | Rocker w. seal set IP44 ant SDsg | 11.87
MTN3304-6035 | MTN3304-6035 | Rocker w.con.win.sma.neutr. ant SDsg | 9.5
MTN3304-6036 | MTN3304-6036 | T 1E IP44 Alum D-Life | 20.18
MTN3320-6033 | MTN3320-6033 | Rocker w. seal set IP44 stst SDsg | 9.68
MTN3320-6034 | MTN3320-6034 | Rocker w.con.win.sma.neutr. sah SDsg | 9.68
MTN3320-6035 | MTN3320-6035 | Rocker w.con.win.sma.neutr. lw SDsg | 8.06
MTN3320-6036 | MTN3320-6036 | Rocker w.con.win.sma.neutr. stst SDsg | 10.32
MTN3320-6050 | MTN3320-6050 | Rocker w.con.win.sma.neutr. nim SDsg | 57.6
MTN3320-6051 | MTN3320-6051 | Rocker w.con.win.sma.neutr. chm SDsg | 59.04
MTN3320-6052 | MTN3320-6052 | Rocker w.con.win.sma.neutr. mom SDsg | 59.04
MTN3325-6033 | MTN3325-6033 | Rocker w.con.win.sma.bell sah SDsg | 11.7
MTN3325-6034 | MTN3325-6034 | Rocker w.con.win.sma.bell ant SDsg | 11.7
MTN3325-6035 | MTN3325-6035 | Rocker w.con.win.sma.bell chm SDsg | 10.63
MTN3325-6036 | MTN3325-6036 | Rocker w.con.win.sma.bell lw SDsg | 12.07
MTN3325-6050 | MTN3325-6050 | Rocker w.con.win.sma.bell stst SDsg | 58.65
MTN3325-6051 | MTN3325-6051 | Rocker w.con.win.sma.bell nim SDsg | 60.12
MTN3325-6052 | MTN3325-6052 | Rocker w.con.win.sma.bell mom SDsg | 60.12
MTN3350-6033 | MTN3350-6033 | T c/v p/simb SHR D-Life | 9.68
MTN3350-6034 | MTN3350-6034 | T c/v p/simb ANT D-Life | 9.68
MTN3350-6035 | MTN3350-6035 | T c/v p/simb BR D-Life | 8.06
MTN3350-6036 | MTN3350-6036 | T c/v p/simb Al D-Life | 10.32
MTN3350-6050 | MTN3350-6050 | Rocker w.recta.open.f.sym. nim SDsg | 58.65
MTN3360-6033 | MTN3360-6033 | Rocker w.recta.open.f.sym. mom SDsg | 23.3
MTN3360-6034 | MTN3360-6034 | Rocker w.labell.f. sah SDsg | 23.3
MTN3360-6035 | MTN3360-6035 | Rocker w.labell.f. ant SDsg | 20.26
MTN3360-6036 | MTN3360-6036 | Rocker w.labell.f. stst SDsg | 24.69
MTN3360-6050 | MTN3360-6050 | Rocker w.labell.f. nim SDsg | 93.84
MTN3360-6051 | MTN3360-6051 | Rocker w.labell.f. chm SDsg | 96.18
MTN3360-6052 | MTN3360-6052 | Rocker w.labell.f. mom SDsg | 96.18
MTN3380-0319 | MTN3380-0319 | Teclas Mecanismo de Comando Cord? BR | 8.04
MTN3380-0325 | MTN3380-0325 | Tecla Com Cordao BR BRILH M-ELEGANCE | 8.27
MTN3380-0414 | MTN3380-0414 | Teclas Mecanismo de Comando Cordao ATR | 8.46
MTN3380-0460 | MTN3380-0460 | TECL COMANDO CORD?O BR M-ELEGANCE | 9.98
MTN3400-6033 | MTN3400-6033 | Rocker f. 2circ.sw. sah SDsg | 10.74
MTN3400-6034 | MTN3400-6034 | Rocker f. 2circ.sw. ant SDsg | 10.74
MTN3400-6035 | MTN3400-6035 | Rocker f. 2circ.sw. lw SDsg | 8.59
MTN3400-6036 | MTN3400-6036 | Rocker f. 2circ.sw. stst SDsg | 11.38
MTN3400-6050 | MTN3400-6050 | Rocker f. 2circ.sw. nim SDsg | 73.58
MTN3400-6051 | MTN3400-6051 | Rocker f. 2circ.sw. chm SDsg | 75.42
MTN3400-6052 | MTN3400-6052 | Rocker f. 2circ.sw. mom SDsg | 75.42
MTN3420-0319 | MTN3420-0319 | Tecla dupla com visor branco | 11.17
MTN3420-0325 | MTN3420-0325 | TCL DPL C/VIS BR BRL ACTV | 10.66
MTN3420-0414 | MTN3420-0414 | TECLA DUPLA C/ VISOR ANTR | 10.57
MTN3420-0460 | MTN3420-0460 | TECLA DUPLA C/ VISOR ALM | 12.43
MTN3420-6033 | MTN3420-6033 | Dou.rocker w. cont.win. lw SDsg | 25.05
MTN3420-6034 | MTN3420-6034 | Dou.rocker w. cont.win. sah SDsg | 25.05
MTN3420-6035 | MTN3420-6035 | Dou.rocker w. cont.win. ant SDsg | 16.7
MTN3420-6036 | MTN3420-6036 | Dou.rocker w. cont.win. stst SDsg | 26.42
MTN3420-6050 | MTN3420-6050 | Dou.rocker w. cont.win. nim SDsg | 207.94
MTN3420-6051 | MTN3420-6051 | Dou.rocker w. cont.win. chm SDsg | 213.15
MTN3420-6052 | MTN3420-6052 | Dou.rocker w. cont.win. mom SDsg | 213.15
MTN3429-0319 | MTN3429-0319 | TECLA DUP EMP+CAMP SIN. BR B SM | 16.89
MTN343114 | MTN343114 | TECLA SIMPLES AQD ANT TP | 11.88
MTN343115 | MTN343115 | TECLA SIMPLES AQD CTN TP | 12.25
MTN343119 | MTN343119 | TECLA SIMPLES AQD BRC TP | 8.42
MTN343160 | MTN343160 | TECLA SIMPLES AQD ALU MT | 11.24
MTN343414 | MTN343414 | TECLA ESTORES AQD ANT TP | 16.03
MTN343419 | MTN343419 | TECLA ESTORES AQD BRC TP | 13.23
MTN343444 | MTN343444 | TECLA ESTORES AQD MRF TP | 14.44
MTN343460 | MTN343460 | TECLA ESTORES AQD ALU MT | 16.03
MTN343514 | MTN343514 | TECLA DUPLA AQD ANT TP | 13.86
MTN343515 | MTN343515 | TECLA DUPLA AQD CTN TP | 15.11
MTN343519 | MTN343519 | TECLA DUPLA AQD BRC TP | 11.12
MTN343544 | MTN343544 | TECLA DUPLA AQD MRF TP | 12.11
MTN343560 | MTN343560 | TECLA DUPLA AQD ALU TC | 13.86
MTN343814 | MTN343814 | TECLA C- ALOJ. P- SIMB. AQD ANT TP | 12.33
MTN343819 | MTN343819 | TECLA C- ALOJ. P- SIMB. AQD BRC TP | 9.53
MTN343844 | MTN343844 | TECLA C- ALOJ. P- SIMB. AQD MRF TP | 10.4
MTN343860 | MTN343860 | TECLA C- ALOJ. P- SIMB. AQD ALU MT | 12.33
MTN343914 | MTN343914 | TECLA INFORMACAO AQD ANT TP | 18.17
MTN343915 | MTN343915 | TECLA INFORMACAO AQD CTN TP | 15.39
MTN343919 | MTN343919 | TECLA INFORMACAO AQD BRC TP | 14.58
MTN343944 | MTN343944 | TECLA INFORMACAO AQD MRF TP | 12.37
MTN343960 | MTN343960 | TECLA INFORMACAO AQD ALU MT | 18.17
MTN348214 | MTN348214 | CENTRO P- INTERR. ESTORES AQD ANT TP | 17.49
MTN348219 | MTN348219 | CENTRO P- INTERR. ESTORES AQD BRC TP | 11.32
MTN348244 | MTN348244 | CENTRO P- INTERR. ESTORES AQD MRF TP | 11.42
MTN348260 | MTN348260 | CENTRO P- INTERR. ESTORES AQD ALU TC | 17.49
MTN348314 | MTN348314 | TAMPA CEGA AQD ANT TP | 30.85
MTN348319 | MTN348319 | TAMPA CEGA AQD BRC TP | 24.85
MTN348344 | MTN348344 | TAMPA CEGA AQD MRF TP | 26.31
MTN348360 | MTN348360 | TAMPA CEGA AQD ALU TC | 30.85
MTN352000 | MTN352000 | BEZOURO 230V MEC | 24.52
MTN352001 | MTN352001 | CAMP. ELECTRONICA 5 MELODIAS 230V MEC | 70.58
MTN352014 | MTN352014 | C. CAMP. ELECTRONICA-BEZOURO SM ANT MT | 12.1
MTN352060 | MTN352060 | C. CAMP. ELECTRONICA-BEZOURO SM ALU MT | 13.85
MTN352319 | MTN352319 | C. CAMP. ELECTRONICA-BEZOURO SD BRC TP | 9.35
MTN352419 | MTN352419 | CTR P/BESOURO/CAMP SM BR BRL | 12.22
MTN352425 | MTN352425 | CTR P/BESOURO/CAMP SM BR BRL ACTV | 13.08
MTN352444 | MTN352444 | CENTRO P BESOURO/CAMPAINHA SM MF | 12.22
MTN353000 | MTN353000 | PILOTO BALIZADO CENTRALIZADO | 82.61
MTN353001 | MTN353001 | PILOTO BALIZADO AUT?NOMO 1HR | 103.82
MTN353002 | MTN353002 | PILOTO BALIZADO AUT?NOMO 3HR | 70.96
MTN353014 | MTN353014 | C. PILOTO BALIZAGEM SM ANT MT | 4.93
MTN353019 | MTN353019 | C.PILOTO BALIZAGEM SM BRC TP | 3.12
MTN353060 | MTN353060 | C. PILOTO BALIZAGEM SM ALU MT | 5.39
MTN353119 | MTN353119 | C. PILOTO BALIZAGEM SD BRC TP | 8.79
MTN353146 | MTN353146 | C. PILOTO BALIZAGEM SD INX MT | 23.18
MTN353160 | MTN353160 | C. PILOTO BALIZAGEM SD ALU MT | 17.21
MTN353219 | MTN353219 | ADAPT CENTR P/ PL EMG SM BR BRL | 11.92
MTN353225 | MTN353225 | ADAPT CENTR P/ PL EMG SM BR BRL ACTV | 8.6
MTN353244 | MTN353244 | ADAP CTR P PILOTO EMERG?NCIA SM MF | 11.92
MTN359999 | MTN359999 | CHASSIS METALICO MERTEN | 3.49
MTN3601-0000 | MTN3601-0000 | INTERRUPTOR 16A C/ PILOTO SINALIZACAO | 28.65
MTN3606-0000 | MTN3606-0000 | COMUTADOR 16A C/ PILOTO SINALIZACAO | 34.4
MTN3612-0000 | MTN3612-0000 | INTERRUPTOR BIPOLAR 16 A | 26.18
MTN3615-0000 | MTN3615-0000 | COMUTADOR DE LUSTRE 16A | 21.94
MTN3616-0000 | MTN3616-0000 | COMUTADOR 16 A | 16.46
MTN3617-0000 | MTN3617-0000 | INVERSOR 16 A | 40.87
MTN3626-0000 | MTN3626-0000 | COMUTADOR DUPLO 16A | 34.5
MTN3635-0000 | MTN3635-0000 | COMUTADOR LUSTRE 16A C/PIL LOCALIZACAO | 37.41
MTN3636-0000 | MTN3636-0000 | COMUTADOR 16A C/ PILOTO LOCALIZACAO | 23.16
MTN3714-0000 | MTN3714-0000 | INTERRUPTOR ESTORES C/ CONTACTO ADIC | 23.9
MTN3715-0000 | MTN3715-0000 | INTERRUPTOR DE ESTORES | 17.43
MTN3755-0000 | MTN3755-0000 | BOTAO DE PRESSAO DE ESTORES | 20.29
MTN3760-0000 | MTN3760-0000 | INTERRUPTOR CARTAO LUMINOSO | 22.24
MTN3854-6033 | MTN3854-6033 | Dou.rock. cont.win+mark.DND mom SDsg | 35.57
MTN3854-6034 | MTN3854-6034 | Hotel keycard holder+lab. ant SDsg | 35.57
MTN3854-6035 | MTN3854-6035 | Hotel keycard holder+lab. lw SDsg | 30.92
MTN3854-6036 | MTN3854-6036 | Hotel keycard holder+lab. stst SDsg | 54.34
MTN3854-6050 | MTN3854-6050 | Hotel keycard holder+lab. nim SDsg | 54.34
MTN3854-6051 | MTN3854-6051 | Hotel keycard holder+lab. chm SDsg | 43.72
MTN3854-6052 | MTN3854-6052 | Hotel keycard holder+lab. mom SDsg | 43.72
MTN3855-6033 | MTN3855-6033 | Rocker f. rol.shut.sw.+push-bt.sahSDsg | 11.03
MTN3855-6034 | MTN3855-6034 | Rocker f. rol.shut.sw.+push-bt.nimSDsg | 11.03
MTN3855-6035 | MTN3855-6035 | Rocker f. rol.shut.sw.+push-bt.antSDsg | 9.59
MTN3855-6036 | MTN3855-6036 | Rocker f. rol.shut.sw.+push-bt.lwSDsg | 12.28
MTN3855-6050 | MTN3855-6050 | Rocker f. rol.shut.sw.+push-bt.ststSDsg | 63.98
MTN3855-6051 | MTN3855-6051 | Rocker f. rol.shut.sw.+push-bt.chmSDsg | 65.58
MTN3855-6052 | MTN3855-6052 | Rocker f. rol.shut.sw.+push-bt.momSDsg | 65.58
MTN3875-6033 | MTN3875-6033 | C rot estores SHR D-Life | 17.06
MTN3875-6034 | MTN3875-6034 | C rot estores ANT D-Life | 17.06
MTN3875-6035 | MTN3875-6035 | C rot estores BR D-Life | 12.79
MTN3875-6036 | MTN3875-6036 | C rot estores AL D-Life | 18.25
MTN3875-6050 | MTN3875-6050 | C rot estores M NQ D-Life | 70.38
MTN3900-0000 | MTN3900-0000 | CAPA PROTECTORA VERDE MERTEN | 6.26
MTN3901-0000 | MTN3901-0000 | MODULO RGB LED 100-230V MULTICOR | 14.24
MTN3901-0006 | MTN3901-0006 | MODULO LED 100-230V VERM | 8.57
MTN390199 | MTN390199 | SELO PZR CRM | 3.21
MTN3902-0000 | MTN3902-0000 | MODULO RGB LED 100-230V MULTICOR P SIN | 28.38
MTN391619 | MTN391619 | TAMPA CEGA SM BRC BRL TP | 8.21
MTN391625 | MTN391625 | TAMPA CEGA SM BRC ACT BRL TP | 8.9
MTN391644 | MTN391644 | TAMPA CEGA SM MF | 8.21
MTN391814 | MTN391814 | TAMPA CEGA SM ANT TP | 11.42
MTN391860 | MTN391860 | TAMPA CEGA SM ALU MT | 12.93
MTN391919 | MTN391919 | TAMPA CEGA SD BRC TP | 9.85
MTN391943 | MTN391943 | TAMPA CEGA SD OUR VLH MT | 33.09
MTN392360 | MTN392360 | TAMPA CEGA PZR ALU | 41.91
MTN393803 | MTN393803 | CENTRO BOTAO EMERGENCIA SM AMR TP | 16.85
MTN393819 | MTN393819 | CENTRO C- FURO 22,5 mm SM BRC BRL TP | 16.7
MTN393825 | MTN393825 | C. C-FURO 22,5 mm SM BRC ACT BRL TP | 13.78
MTN393914 | MTN393914 | CENTRO BOTAO EMERGENCIA SM ANT TP | 15.7
MTN393960 | MTN393960 | CENTRO BOTAO EMERGENCIA SM ALU MT | 16.71
MTN3942-0000 | MTN3942-0000 | MOD RGB LED 100-230V MULTICOR P/ LOC | 28.38
MTN395019 | MTN395019 | CONJ. ETIQUETAS SD BRC | 16.3
MTN395100 | MTN395100 | LAMPADA NEON E10 230 V MEC | 3.15
MTN395120 | MTN395120 | LAMPADA NEON E10 230V VRM | 12.18
MTN395121 | MTN395121 | LAMPADA NEON E10 230V AMR | 12.18
MTN395122 | MTN395122 | LAMPADA NEON E10 230V VRD | 13.73
MTN395123 | MTN395123 | LAMPADA NEON E10 230V AZL | 13.73
MTN395124 | MTN395124 | LAMPADA NEON E10 230V BRC | 13.73
MTN395131 | MTN395131 | LAMPADA NEON E10 24V VRM | 11.48
MTN395132 | MTN395132 | LAMPADA NEON E10 24V AMR | 11.48
MTN395134 | MTN395134 | LAMPADA NEON E10 24V AZL | 14.03
MTN395500 | MTN395500 | SIMBOLO RECT. BRC NTR SD AQC ATK | 1.51
MTN395569 | MTN395569 | SIMB.RECT.TRNP.NTR.SD AQC SLF AGR ATK | 2.81
MTN395600 | MTN395600 | SIMBOLO RECT. BRC LUZ SD AQC ATK | 1.51
MTN395669 | MTN395669 | SIMB.RECT.TRNP.LUZ SD AQC SLF AGR ATK | 3.39
MTN395700 | MTN395700 | SIMBOLO RECT. BRC PORTA SD AQC ATK | 1.51
MTN395769 | MTN395769 | SIMB.RECT.TRNP P. SD AQC SLF AGR ATK | 3.39
MTN395800 | MTN395800 | SIMBOLO RECT. BRC CAMPAINHA SD AQC ATK | 1.51
MTN395869 | MTN395869 | S.RECT.TRNP.CAMP. SD AQC SLF AGR ATK | 3.39
MTN395900 | MTN395900 | S.RECT.TRNP.VRM. SD AQC SLF AGR ATK | 2.25
MTN396502 | MTN396502 | SUP. SINALIZACAO C. LAMPADA MEC | 4.56
MTN396576 | MTN396576 | ACESS. SINAL E10 INT. BIP.TRIP. MEC | 2.27
MTN3970-7504 | MTN3970-7504 | CAIXA FIXACAO AV/AQD | 11.94
MTN397619 | MTN397619 | C. P-SINALIZ.LUM.319016 SM BRC BRL TP | 5.63
MTN397625 | MTN397625 | C. P-SIN.LUM.319016 SM BRC ACT BRL TP | 6.1
MTN397644 | MTN397644 | ADAPTADOR P SINALIZADOR LUMINOSO SM MF | 5.63
MTN398046 | MTN398046 | ADAPTADOR P SINALIZADOR LUM SD INX | 14.06
MTN400114 | MTN400114 | ESPELHO SIMPLES AQD ANT TP | 13.5
MTN400115 | MTN400115 | ESPELHO SIMPLES AQD CTN TP | 14.57
MTN400119 | MTN400119 | ESPELHO SIMPLES AQD BRC TP | 10.04
MTN400160 | MTN400160 | ESPELHO SIMPLES AQD ALU TC | 13.5
MTN400214 | MTN400214 | ESPELHO DUPLO AQD ANT TP | 19.08
MTN400215 | MTN400215 | ESPELHO DUPLO AQD CTN TP | 20.58
MTN400219 | MTN400219 | ESPELHO DUPLO AQD BRC TP | 12.83
MTN400244 | MTN400244 | ESPELHO DUPLO AQD MRF TP | 13.47
MTN400260 | MTN400260 | ESPELHO DUPLO AQD ALU TC | 19.08
MTN400314 | MTN400314 | ESPELHO TRIPLO AQD ANT TP | 37.67
MTN400315 | MTN400315 | ESPELHO TRIPLO AQD CTN TP | 40.67
MTN400319 | MTN400319 | ESPELHO TRIPLO AQD BRC TP | 28.9
MTN400344 | MTN400344 | ESPELHO TRIPLO AQD MRF TP | 31.24
MTN400360 | MTN400360 | ESPELHO TRIPLO AQD ALU TC | 37.67
MTN400414 | MTN400414 | ESPELHO QUADRUPLO AQD ANT TP | 60.69
MTN400419 | MTN400419 | ESPELHO QUADRUPLO AQD BRC TP | 44.98
MTN400444 | MTN400444 | ESPELHO QUADRUPLO AQD MRF TP | 48.56
MTN400460 | MTN400460 | ESPELHO QUADRUPLO AQD ALU TC | 60.69
MTN4010-2819 | MTN4010-2819 | ESPELHO 1 ELM-PLAN II BR | 5.27
MTN4010-3019 | MTN4010-3019 | Quadro 1 Elem M-Elegance Branco Brilh | 5.65
MTN4010-3035 | MTN4010-3035 | Quadro 1 Elemento M-Elegance BR A | 6.25
MTN4010-3114 | MTN4010-3114 | Quadro 1 Elemento M-Elegance Antracite | 6.16
MTN4010-3160 | MTN4010-3160 | Quadro 1 Elemento M-Elegance ALUM | 8.61
MTN4010-3260 | MTN4010-3260 | Espelho Elegance 1 El Vidro Diamante | 30.95
MTN4010-6503 | MTN4010-6503 | Cen.pla.f.mom./maint.con.sw. mom SDsg | 57.94
MTN4010-6520 | MTN4010-6520 | Real glass frame 1g obk D-Life | 57.94
MTN4010-6533 | MTN4010-6533 | Fra. 1g sah D-Life | 6.63
MTN4010-6534 | MTN4010-6534 | Fra. 1g ant D-Life | 6.63
MTN4010-6535 | MTN4010-6535 | Fra. 1g lw D-Life | 3.32
MTN4010-6536 | MTN4010-6536 | Fra. 1g stst D-Life | 7.66
MTN4010-6547 | MTN4010-6547 | Stone frame 1g slate polished D-Life | 75.3
MTN4010-6550 | MTN4010-6550 | Real glass frame 2g obk D-Life | 35.18
MTN4010-6551 | MTN4010-6551 | Metal frame 1g nim D-Life | 36.08
MTN4010-6552 | MTN4010-6552 | Metal frame 1g chm D-Life | 36.08
MTN401114 | MTN401114 | ESPELHO SIMPLES FIX. PARAF. AQD ANT TP | 13.82
MTN401115 | MTN401115 | ESPELHO SIMPLES FIX. PARAF. AQD CTN TP | 14.91
MTN401119 | MTN401119 | ESPELHO SIMPLES FIX. PARAF. AQD BRC TP | 10.28
MTN401144 | MTN401144 | ESPELHO SIMPLES FIX. PARAF. AQD MRF TP | 11.15
MTN401160 | MTN401160 | ESPELHO SIMPLES FIX. PARAF. AQD ALU TC | 13.82
MTN401214 | MTN401214 | ESPELHO DUPLO FIX. PARAF. AQD ANT TP | 19.75
MTN401215 | MTN401215 | ESPELHO DUPLO FIX. PARAF. AQD CTN TP | 20.91
MTN401219 | MTN401219 | ESPELHO DUPLO FIX. PARAF. AQD BRC TP | 17.11
MTN401244 | MTN401244 | ESPELHO DUPLO FIX. PARAF. AQD MRF TP | 18.45
MTN401260 | MTN401260 | ESPELHO DUPLO FIX. PARAF. AQD ALU TC | 19.75
MTN401314 | MTN401314 | ESPELHO TRIPLO FIX. PARAF. AQD ANT TP | 37.93
MTN401315 | MTN401315 | ESPELHO TRIPLO FIX. PARAF. AQD CTN TP | 40.99
MTN401319 | MTN401319 | ESPELHO TRIPLO FIX. PARAF. AQD BRC TP | 29.21
MTN401344 | MTN401344 | ESPELHO TRIPLO FIX. PARAF. AQD MRF TP | 31.55
MTN401360 | MTN401360 | ESPELHO TRIPLO FIX. PARAF. AQD ALU TC | 37.93
MTN401414 | MTN401414 | ESP. QUADRUPLO FIX. PARAF. AQD ANT TP | 60.91
MTN401419 | MTN401419 | ESP. QUADRUPLO FIX. PARAF. AQD BRC TP | 45.27
MTN401444 | MTN401444 | ESP. QUADRUPLO FIX. PARAF. AQD MRF TP | 48.88
MTN401460 | MTN401460 | ESP. QUADRUPLO FIX. PARAF. AQD ALU TC | 60.91
MTN4020-2819 | MTN4020-2819 | ESPELHO 2 ELM-PLAN II BR | 7.62
MTN4020-3019 | MTN4020-3019 | Quadro 2 Elem M-Elegance Branco Brilh | 8.74
MTN4020-3035 | MTN4020-3035 | Quadro 2 Elemento M-Elegance BR A | 8.74
MTN4020-3114 | MTN4020-3114 | Quadro 2 Elemento M-Elegance Antracite | 9.92
MTN4020-3160 | MTN4020-3160 | Quadro 3 Elemento M-Elegance ALUM | 13.09
MTN4020-3260 | MTN4020-3260 | Espelho Elegance 2 El Vidro Diamante | 57.56
MTN4020-6503 | MTN4020-6503 | Metal frame 1g mom D-Life | 86.9
MTN4020-6520 | MTN4020-6520 | Real glass frame 2g crw D-Life | 86.9
MTN4020-6533 | MTN4020-6533 | Fra. 2g sah D-Life | 11.94
MTN4020-6534 | MTN4020-6534 | Fra. 2g ant D-Life | 11.94
MTN4020-6535 | MTN4020-6535 | Fra. 2g lw D-Life | 5.97
MTN4020-6536 | MTN4020-6536 | Fra. 2g stst D-Life | 13.8
MTN4020-6547 | MTN4020-6547 | Stone frame 2g slate polished D-Life | 121.65
MTN4020-6550 | MTN4020-6550 | Metal frame 2g nim D-Life | 52.79
MTN4020-6551 | MTN4020-6551 | Real glass frame 3g crw D-Life | 54.11
MTN4020-6552 | MTN4020-6552 | Metal frame 2g chm D-Life | 54.11
MTN4025-3260 | MTN4025-3260 | Esp. Eleg. 2 El S-P Ctr Vidro Diamante | 83.76
MTN4025-6535 | MTN4025-6535 | Rahmen 2f f. RasStDo lw D-Life | 5.21
MTN4030-2819 | MTN4030-2819 | ESPELHO 3 ELM-PLAN II BR | 13.95
MTN4030-3019 | MTN4030-3019 | Quadro 3 Elem M-Elegance Branco Brilh | 13.95
MTN4030-3035 | MTN4030-3035 | Quadro 3 Elemento M-Elegance BR A | 15.34
MTN4030-3114 | MTN4030-3114 | Quadro 3 Elemento M-Elegance Antracite | 16.39
MTN4030-3160 | MTN4030-3160 | Marco elegance 3 elementos Aluminio | 21.51
MTN4030-3260 | MTN4030-3260 | Espelho Elegance 3 El Vidro Diamante | 88.18
MTN4030-6503 | MTN4030-6503 | Metal frame 2g mom D-Life | 130.34
MTN4030-6520 | MTN4030-6520 | Real glass frame 3g obk D-Life | 130.34
MTN4030-6533 | MTN4030-6533 | Fra. 3g sah D-Life | 17.91
MTN4030-6534 | MTN4030-6534 | Fra. 3g ant D-Life | 17.91
MTN4030-6535 | MTN4030-6535 | Fra. 3g lw D-Life | 8.96
MTN4030-6536 | MTN4030-6536 | Fra. 3g stst D-Life | 20.7
MTN4030-6547 | MTN4030-6547 | Stone frame 3g slate polished D-Life | 195.52
MTN4030-6550 | MTN4030-6550 | Metal frame 3g nim D-Life | 73.9
MTN4030-6551 | MTN4030-6551 | Real glass frame 4g crw D-Life | 75.75
MTN4030-6552 | MTN4030-6552 | Metal frame 3g chm D-Life | 75.75
MTN403105 | MTN403105 | Espelho Elegance 1 El Met Titanio | 32.16
MTN403114 | MTN403114 | Espelho Elegance 1 El Met Cinz Rodio | 32.16
MTN403160 | MTN403160 | Espelho Elegance 1 El Met Inox | 32.16
MTN403205 | MTN403205 | Espelho Elegance 2 El Met Titanio | 59.82
MTN403214 | MTN403214 | Espelho Elegance 2 El Met Cinz Rodio | 59.82
MTN403260 | MTN403260 | Espelho Elegance 2 El Met Inox | 59.82
MTN403305 | MTN403305 | Espelho Elegance 3 El Met Titanio | 91.63
MTN403314 | MTN403314 | Espelho Elegance 3 El Met Cinz Rodio | 91.63
MTN403360 | MTN403360 | Espelho Elegance 3 El Met Inox | 91.63
MTN403405 | MTN403405 | Espelho Elegance 4 El Met Titanio | 130.91
MTN403414 | MTN403414 | Espelho Elegance 4 El Met Cinz Rodio | 130.91
MTN403460 | MTN403460 | Espelho Elegance 4 El Met Inox | 130.91
MTN403505 | MTN403505 | Espelho Elegance 5 El Met Titanio | 262.32
MTN403514 | MTN403514 | Espelho Elegance 5 El Met Cinz Rodio | 262.32
MTN403560 | MTN403560 | Espelho Elegance 5 El Met Inox | 215.86
MTN403805 | MTN403805 | Esp. Eleg. 2 El S-P Ctr Met Titanio | 82.49
MTN403814 | MTN403814 | Esp. Eleg. 2 El S-P Ctr Met Cinz Rodio | 82.49
MTN403860 | MTN403860 | Esp. Eleg. 2 El S-P Ctr Met Inox | 82.49
MTN4040-3019 | MTN4040-3019 | Quadro 4 Elem M-Elegance Branco Brilh | 25.75
MTN4040-3035 | MTN4040-3035 | Quadro 4 Elemento M-Elegance BR A | 28.35
MTN4040-3114 | MTN4040-3114 | Quadro 4 Elemento M-Elegance Antracite | 29
MTN4040-3160 | MTN4040-3160 | Quadro 4 Elemento M-Elegance ALUM | 36.44
MTN4040-3260 | MTN4040-3260 | Espelho Elegance 4 El Vidro Diamante | 125.75
MTN4040-6503 | MTN4040-6503 | Metal frame 3g mom D-Life | 195.52
MTN4040-6520 | MTN4040-6520 | Real glass frame 4g obk D-Life | 195.52
MTN4040-6533 | MTN4040-6533 | Fra. 4g sah D-Life | 26.86
MTN4040-6534 | MTN4040-6534 | Fra. 4g ant D-Life | 26.86
MTN4040-6535 | MTN4040-6535 | Fra. 4g lw D-Life | 13.43
MTN4040-6536 | MTN4040-6536 | Fra. 4g stst D-Life | 31.05
MTN4040-6547 | MTN4040-6547 | Stone frame 4g slate polished D-Life | 293.27
MTN4040-6550 | MTN4040-6550 | Metal frame 4g nim D-Life | 140.76
MTN4040-6551 | MTN4040-6551 | Metal frame 4g chm D-Life | 144.28
MTN4040-6552 | MTN4040-6552 | Fra. 5g sah D-Life | Sob Consulta
MTN404102 | MTN404102 | Espelho Elegance 1 El Vidro Laranja | 31.89
MTN404103 | MTN404103 | Espelho Elegance 1 El Vidro Negro | 31.87
MTN404104 | MTN404104 | Espelho Elegance 1 El Vidro Verde Agua | 31.89
MTN404119 | MTN404119 | Espelho Eleg 1 El Vidro BR Brilhante | 31.87
MTN404202 | MTN404202 | Espelho Elegance 2 El Vidro Laranja | 59.28
MTN404203 | MTN404203 | Espelho Elegance 2 El Vidro Negro | 57.56
MTN404204 | MTN404204 | Espelho Elegance 2 El Vidro Verde Agua | 59.28
MTN404219 | MTN404219 | Espelho Eleg 2 El Vidro BR Brilhante | 57.56
MTN404302 | MTN404302 | Espelho Elegance 3 El Vidro Laranja | 90.82
MTN404303 | MTN404303 | Espelho Elegance 3 El Vidro Negro | 88.18
MTN404304 | MTN404304 | Espelho Elegance 3 El Vidro Verde Agua | 90.82
MTN404319 | MTN404319 | Espelho Eleg 3 El Vidro BR Brilhante | 88.18
MTN404402 | MTN404402 | Espelho Elegance 4 El Vidro Laranja | 129.52
MTN404403 | MTN404403 | Espelho Elegance 4 El Vidro Negro | 125.75
MTN404404 | MTN404404 | Espelho Elegance 4 El Vidro Verde Agua | 129.52
MTN404419 | MTN404419 | Espelho Eleg 4 El Vidro BR Brilhante | 125.75
MTN404502 | MTN404502 | Espelho Elegance 5 El Vidro Laranja | 194.16
MTN404503 | MTN404503 | Espelho Elegance 5 El Vidro Negro | 188.5
MTN404504 | MTN404504 | Espelho Elegance 5 El Vidro Verde Agua | 194.16
MTN404519 | MTN404519 | Espelho Eleg 5 El Vidro BR Brilhante | 188.5
MTN404802 | MTN404802 | Esp. Eleg. 2 El S-P Ctr Vidro Laranja | 86.27
MTN404803 | MTN404803 | Esp. Eleg. 2 El S-P Ctr Vidro Negro | 83.76
MTN404804 | MTN404804 | Esp. Eleg. 2 El S-P Ctr Vidro Vrd Agua | 86.27
MTN404819 | MTN404819 | Esp. Eleg. 2 El S-P Ctr Vidro BR Brilh | 83.76
MTN4050-3019 | MTN4050-3019 | Quadro 5 Elem M-Elegance Branco Brilh | 48.75
MTN4050-3035 | MTN4050-3035 | Quadro 5 Elemento M-Elegance BR A | 54.19
MTN4050-3114 | MTN4050-3114 | Quadro 5 Elemento M-Elegance Antracite | 60.5
MTN4050-3160 | MTN4050-3160 | Quadro 5 Elemento M-Elegance ALUM | 60.5
MTN4050-3260 | MTN4050-3260 | Espelho Elegance 5 El Vidro Diamante | 188.5
MTN4050-6503 | MTN4050-6503 | Metal frame 4g mom D-Life | 387.1
MTN4050-6520 | MTN4050-6520 | Real glass frame 5g obk D-Life | 387.1
MTN4050-6533 | MTN4050-6533 | Real glass frame 5g crw D-Life | 40.3
MTN4050-6534 | MTN4050-6534 | Fra. 5g ant D-Life | 40.3
MTN4050-6535 | MTN4050-6535 | Fra. 5g lw D-Life | 20.15
MTN4050-6536 | MTN4050-6536 | Fra. 5g stst D-Life | 46.58
MTN4050-6547 | MTN4050-6547 | Stone frame 5g slate polished D-Life | 510.99
MTN4050-6550 | MTN4050-6550 | Metal frame 5g nim D-Life | 246.32
MTN4050-6551 | MTN4050-6551 | Metal frame 5g chm D-Life | Sob Consulta
MTN4050-6552 | MTN4050-6552 | Metal frame 5g mom D-Life | 252.49
MTN4051-3470 | MTN4051-3470 | Espelho Elegance 1 El Madeira Faia | 33.83
MTN4051-3471 | MTN4051-3471 | Espelho Elegance 1 El Madeira Wengue | 32.85
MTN4051-3472 | MTN4051-3472 | Espelho Elegance 1 El Mad Cerejeira | 32.85
MTN4051-3473 | MTN4051-3473 | Espelho Elegance 1 El Mad Nogueira | 33.83
MTN4052-3470 | MTN4052-3470 | Espelho Elegance 2El Madeira Faia | 59.2
MTN4052-3471 | MTN4052-3471 | Espelho Elegance 2El Madeira Wengue | 57.47
MTN4052-3472 | MTN4052-3472 | Espelho Elegance 2El Mad Cerejeira | 57.47
MTN4052-3473 | MTN4052-3473 | Espelho Elegance 2El Mad Nogueira | 59.2
MTN4053-3471 | MTN4053-3471 | ESP 3EL ELEG MADER WENGUÉ | 74.64
MTN4053-3472 | MTN4053-3472 | ESP 3EL ELEG MADER CEREJ | 74.64
MTN405370 | MTN405370 | Espelho Elegance 3 El Madeira Faia | 76.88
MTN405372 | MTN405372 | Espelho Elegance 3 El Madeira Cerejeira | 76.88
MTN405373 | MTN405373 | Espelho Elegance 3 El Madeira Nogueira | 76.88
MTN4054-3471 | MTN4054-3471 | ESP 4EL ELEG MADER WENGUÉ | 114.88
MTN4054-3472 | MTN4054-3472 | ESP 4EL ELEG MADER CEREJ | 114.88
MTN405470 | MTN405470 | Espelho Elegance 4 El Madeira Faia | 118.34
MTN405471 | MTN405471 | Espelho Elegance 4 El Madeira Wengue | 118.34
MTN405472 | MTN405472 | Espelho Elegance 4 El Madeira Cerejeira | 118.34
MTN405473 | MTN405473 | Espelho Elegance 4 El Madeira Nogueira | 118.34
MTN4055-3471 | MTN4055-3471 | ESP 5EL ELEG MADER WENGUÉ | 152.73
MTN4055-3472 | MTN4055-3472 | ESP 5EL ELEG MADER CEREJ | 152.73
MTN405570 | MTN405570 | Espelho Elegance 5 El Madeira Faia | 157.34
MTN405571 | MTN405571 | Espelho Elegance 5 El Madeira Wengue | 157.34
MTN405572 | MTN405572 | Espelho Elegance 5 El Madeira Cerejeira | 157.34
MTN405573 | MTN405573 | Espelho Elegance 5 El Madeira Nogueira | 157.34
MTN4058-3471 | MTN4058-3471 | ESP 2EL S/PNT MADR WENGUÉ | 67.17
MTN4058-3472 | MTN4058-3472 | ESP 2EL S/PNT MADER CEREJ | 67.17
MTN405870 | MTN405870 | Esp. Eleg. 2 El S-P Ctr Mad. Faia | 69.19
MTN405871 | MTN405871 | Esp. Eleg. 2 El S-P Ctr Mad. Wengue | 69.19
MTN405872 | MTN405872 | Esp. Eleg. 2 El S-P Ctr Mad. Cerejeira | 69.19
MTN405873 | MTN405873 | Esp. Eleg. 2 El S-P Ctr Mad. Nogueira | 69.19
MTN4075-6033 | MTN4075-6033 | Bla.cov. stst SDsg | 12.48
MTN4075-6034 | MTN4075-6034 | Bla.cov. sah SDsg | 12.48
MTN4075-6035 | MTN4075-6035 | Bla.cov. ant SDsg | 9.61
MTN4075-6036 | MTN4075-6036 | Bla.cov. lw SDsg | 13.34
MTN4075-6050 | MTN4075-6050 | Bla.cov. nim SDsg | 43.72
MTN4075-6051 | MTN4075-6051 | Bla.cov. chm SDsg | 44.82
MTN4075-6052 | MTN4075-6052 | Bla.cov. mom SDsg | 44.82
MTN4080-6033 | MTN4080-6033 | C tom altf SHR D-Life | 8.7
MTN4080-6034 | MTN4080-6034 | Adap. SysM in SDsg ant SDsg | 9.03
MTN4080-6035 | MTN4080-6035 | C tom altf BR D-Life | 6.23
MTN4080-6036 | MTN4080-6036 | Adap. SysM in SDsg stst SDsg | 8.21
MTN4080-6050 | MTN4080-6050 | C tom M NQ BR D-Life | 47.94
MTN411519 | MTN411519 | TECLA ESTORES SD BRC TP | 9.82
MTN411543 | MTN411543 | TECLA ESTORES SD OUR VLH MT | 40.5
MTN411569 | MTN411569 | TECLA ESTORES SD CZT ESC TP | 13.74
MTN411843 | MTN411843 | TECLA C- ALOJ. P- SIMB. SD OUR VLH MT | 29.22
MTN411869 | MTN411869 | TECLA C- ALOJ. P- SIMB. SD CZT ESC TP | 9.64
MTN412019 | MTN412019 | TECLA SIMPLES IP44 SD BRC TP | Descontinuado
MTN412046 | MTN412046 | TECLA SIMPLES IP44 SD INX MT | 15.06
MTN412119 | MTN412119 | TECLA SIMPLES SD BRC TP | 5.26
MTN412143 | MTN412143 | TECLA SIMPLES SD OUR VLH MT | 29.3
MTN412169 | MTN412169 | TECLA SIMPLES SD CZT ESC TP | 8.47
MTN4122-0319 | MTN4122-0319 | CENTROS P TOMADAS TV C 2 OUTPUTS SM BR | 6.47
MTN4122-0325 | MTN4122-0325 | CENTROS P TOM TV 2 OUTPUTS SM BR ACTV | 7.02
MTN4122-0344 | MTN4122-0344 | CENTROS P TOM TV 2 OUTPUTS SM MF | 6.47
MTN4122-0414 | MTN4122-0414 | CENTROS P TOM TV 2 OUTPUTS SM ATC | 10.89
MTN4122-0460 | MTN4122-0460 | CENTROS P TOM TV 2 OUTPUTS SM ALU | 12.96
MTN412319 | MTN412319 | TECLA INFORMACAO SD BRC TP | 8.63
MTN412343 | MTN412343 | TECLA INFORMACAO SD OUR VLH MT | 38.35
MTN412346 | MTN412346 | TECLA INFORMACAO SD INX MT | 15.52
MTN412360 | MTN412360 | TECLA INFORMACAO SD ALU MT | 10.44
MTN4123-6033 | MTN4123-6033 | Adap. Unica in SDsg stst SDsg | 10.64
MTN4123-6034 | MTN4123-6034 | Cen.pla f.ant.sock.out. ant SDsg | 10.64
MTN4123-6035 | MTN4123-6035 | Cen.pla f.ant.sock.out. lw SDsg | 8.19
MTN4123-6036 | MTN4123-6036 | Cen.pla f.ant.sock.out. stst SDsg | 17.23
MTN4123-6050 | MTN4123-6050 | Cen.pla f.ant.sock.out. nim SDsg | 38.39
MTN4123-6051 | MTN4123-6051 | Cen.pla f.ant.sock.out. chm SDsg | 10.28
MTN4123-6052 | MTN4123-6052 | Cen.pla f.ant.sock.out. mom SDsg | 10.28
MTN412519 | MTN412519 | TECLA DUPLA SD BRC TP | 8.82
MTN412543 | MTN412543 | TECLA DUPLA SD OUR VLH MT | 38.23
MTN412546 | MTN412546 | TECLA DUPLA SD INX MT | Descontinuado
MTN412560 | MTN412560 | TECLA DUPLA SD ALU MT | 9.6
MTN412569 | MTN412569 | TECLA DUPLA SD CZT ESC TP | 11.37
MTN412719 | MTN412719 | T. C-ABERT.RECT.P-SIMB. IP44 SD BRC TP | 11.36
MTN412746 | MTN412746 | T. C-ABERT.RECT.P-SIMB. IP44 SD INX MT | 18.04
MTN412819 | MTN412819 | TECLA SIMB CAMPAINHA SD BR | 4.86
MTN412919 | MTN412919 | TECLA SIMB LUZ SD BR | 4.6
MTN413519 | MTN413519 | TECLA P MEC DUPLO C/SINAL SD BR | 11.4
MTN416819 | MTN416819 | CTR P/COMUTADOR CORDAO SD BRC TP | 10.11
MTN416846 | MTN416846 | CTR P/COMUTADOR CORDAO SD INX TP | 17.73
MTN416860 | MTN416860 | CTR P/COMUTADOR CORDAO SD ALU TP | 13.07
MTN4215-6033 | MTN4215-6033 | Cen.pl. f. RJ-tele.ins. sah SDsg | 22.91
MTN4215-6034 | MTN4215-6034 | Cen.pl. f. RJ-tele.ins. nim SDsg | 19.92
MTN4215-6035 | MTN4215-6035 | Cen.pl. f. RJ-tele.ins. ant SDsg | 17.31
MTN4215-6036 | MTN4215-6036 | Cen.pl. f. RJ-tele.ins. lw SDsg | 27.95
MTN4215-6050 | MTN4215-6050 | Cen.pl. f. RJ-tele.ins. stst SDsg | 42.85
MTN4215-6051 | MTN4215-6051 | Cen.pl. f. RJ-tele.ins. chm SDsg | 43.92
MTN4215-6052 | MTN4215-6052 | Cen.pl. f. RJ-tele.ins. mom SDsg | 43.92
MTN4250-6033 | MTN4250-6033 | Cen.pla. w. sq. opening+lab. sah SDsg | 12.54
MTN4250-6034 | MTN4250-6034 | Cen.pla. w. sq. opening+lab. ant SDsg | 12.54
MTN4250-6035 | MTN4250-6035 | Cen.pla. w. sq. opening+lab. lw SDsg | 10.9
MTN4250-6036 | MTN4250-6036 | Cen.pla. w. sq. opening+lab. stst SDsg | 12.71
MTN4250-6050 | MTN4250-6050 | Cen.pla. w. sq. opening+lab. nim SDsg | 67.18
MTN4250-6051 | MTN4250-6051 | RCA Cinch sock.out. rd+w ant SDsg | 68.87
MTN4250-6052 | MTN4250-6052 | Cen.pla. w. sq. opening+lab. chm SDsg | 68.87
MTN430814 | MTN430814 | TECLA SIMB CAMP C/VISOR SM ANT MT | 6.23
MTN430860 | MTN430860 | TECLA SIMB CAMP C/VISOR SM ALU MT | 7.17
MTN430914 | MTN430914 | TECLA SIMB LUZ C/VISOR SM ANT MT | 6.23
MTN430960 | MTN430960 | TECLA SIMB LUZ C/VISOR SM ALU MT | 7.17
MTN431014 | MTN431014 | TECLA SIMPLES C/VISOR SM ANT MT | 5.6
MTN431060 | MTN431060 | TECLA SIMPLES C/VISOR SM ALU MT | 6.59
MTN432019 | MTN432019 | TECLA SIMPLES SM IP44 BRC BRL TP | 8.18
MTN432025 | MTN432025 | TECLA SIMPLES IP44 SM BRC ACT BRL TP | 8.91
MTN432044 | MTN432044 | TECLA IP44 SM MF | 8.18
MTN432119 | MTN432119 | TECLA SIMPLES SM BRC BRL TP | 2.9
MTN432125 | MTN432125 | TECLA SIMPLES SM BRC ACT BRL TP | 3.15
MTN432144 | MTN432144 | TECLA SIMPLES SM MF | 2.9
MTN432219 | MTN432219 | T. SIMPLES IND.LIG.-DES. SM BRC BRL TP | 4.37
MTN432225 | MTN432225 | T.SIMP.IND.LIG.-DES. SM BRC ACT BRL TP | 4.51
MTN432244 | MTN432244 | TECLA BIPOLAR SM MF | 4.37
MTN432319 | MTN432319 | TECLA INFORMACAO SM BRC BRL TP | 6.04
MTN432325 | MTN432325 | TECLA INFORMACAO. SM BRC ACT BRL TP | 6.27
MTN432344 | MTN432344 | TECLA PORTA ETIQUETAS SM MF | 6.04
MTN432419 | MTN432419 | TECLA ESTORES SM BRC BRLTP | 7.48
MTN432425 | MTN432425 | TECLA ESTORES SM BRC ACT BRLTP | 8.06
MTN432444 | MTN432444 | TECLA P MECANISMOS ESTORES SM MF | 7.48
MTN432519 | MTN432519 | TECLA DUPLA SM BRC BRL TP | 4.87
MTN432525 | MTN432525 | TECLA DUPLA SM BRC ACT BRL TP | 5.28
MTN432544 | MTN432544 | TECLA DUPLA SM MF | 4.87
MTN432619 | MTN432619 | TECLA DUPLA P- SINALIZ. SM BRC BRL TP | 8.35
MTN432625 | MTN432625 | T.DUPLA P-SINALIZ. SM BRC ACT BRL TP | 9.09
MTN432644 | MTN432644 | TECLA DUPLA P- SINALIZ. SM MRF BRL TP | 8.85
MTN432719 | MTN432719 | T.C-AB.RECT.P-SIMB. IP44 SM BRC BRL TP | 9.5
MTN432725 | MTN432725 | T.C-ALOJ.P-SIMB. SM BRC ACT BRL TP | 9.84
MTN432744 | MTN432744 | TECLAS C/ ABERTURA P INSC IP44 SM MF | 11.06
MTN432819 | MTN432819 | T.C-ABERT.RECT.P-SIMB. SM BRC BRL TP | 4.73
MTN432825 | MTN432825 | T.C-ALOJ.P-SIMB. SM BRC BRL TP | 4.61
MTN432844 | MTN432844 | TECLA P ALOJAMENTO DE S?MBOLOS SM MF | 4.73
MTN433014 | MTN433014 | TECLA SIMPLES IP44 SM ANT TP | 9.02
MTN433060 | MTN433060 | TECLA SIMPLES IP44 SM ALU TC | 10.89
MTN433114 | MTN433114 | TECLA SIMPLES SM ANT TP | 4.2
MTN433119 | MTN433119 | TECLA SIMPLES SM BRC TP | 3.16
MTN433160 | MTN433160 | TECLA SIMPLES SM ALU MT | 5.79
MTN433214 | MTN433214 | T. SIMPLES IND.LIG.-DESLIG. SM ANT TP | 5.71
MTN433260 | MTN433260 | T. SIMPLES IND. LIG.-DESLIG. SM ALU MT | 7.55
MTN433314 | MTN433314 | TECLA INFORMACAO SM ANT TP | 8.18
MTN433360 | MTN433360 | TECLA INFORMACAO SM ALU MT | 8.43
MTN433514 | MTN433514 | TECLA DUPLA SM ANT TP | 6.61
MTN433560 | MTN433560 | TECLA DUPLA SM ALU MT | 7.97
MTN433714 | MTN433714 | TECLA C- ALOJ. P- SIMB. IP44 SM ANT TP | 10.53
MTN433760 | MTN433760 | TECLA C- ALOJ. P- SIMB. IP44 SM ALU TC | 12.09
MTN433814 | MTN433814 | TECLA C- ALOJ. P- SIMB. SM ANT TP | 5.17
MTN433860 | MTN433860 | TECLA C- ALOJ. P- SIMB. SM ALU MT | 6.74
MTN435514 | MTN435514 | TECLA ESTORES SM ANT TP | 9.14
MTN435560 | MTN435560 | TECLA ESTORES SM ALU MT | 10.06
MTN435614 | MTN435614 | TECLA DUPLA P-SINALIZ. SM ANT MT | 10.78
MTN435660 | MTN435660 | TECLA DUPLA P-SINALIZ. SM ALU TC | 11.15
MTN435819 | MTN435819 | TECLA SIMB CAMP C/VISOR SM BRC BRL TP | 5.29
MTN435825 | MTN435825 | TECLA SIMB CAMP C/VISOR SM BRC ACTV TP | 5.72
MTN435844 | MTN435844 | TECLA SIMB CAMP C/VISOR SM MF | 5.29
MTN435919 | MTN435919 | TECLA SIMB LUZ C/VISOR SM BRC BRL TP | 5.29
MTN435925 | MTN435925 | TECLA SIMB LUZ C/VISOR SM BRC ACTV TP | 5.72
MTN435944 | MTN435944 | TECLA SIMB LUZ C/VISOR SM MF | 5.65
MTN436019 | MTN436019 | TECLA SIMPLES C/VISOR SM BRC BRL TP | 4.91
MTN436025 | MTN436025 | TECLA SIMPLES C/VISOR SM BRC ACTV TP | 4.89
MTN436044 | MTN436044 | TECLA SIMPLES C/VISOR SM MF | 4.91
MTN436600 | MTN436600 | COMUTADOR DE CORDAO MEC | 24.88
MTN4366-0100 | MTN4366-0100 | USB Ladest. Eins. 2,1 A | 56.49
MTN4367-0319 | MTN4367-0319 | Espelho tom USB carregador CR SM | 7.1
MTN4367-0325 | MTN4367-0325 | ZenPl USB Ladest TPb aw SysM | 7.1
MTN4367-0414 | MTN4367-0414 | Espelho tom USB carregador SM | 9.14
MTN4367-0460 | MTN4367-0460 | ZenPl USB Ladest TPm alu SysM | 11.88
MTN4367-6033 | MTN4367-6033 | ZenPl USB Ladest TPb sah SDsg | 15.04
MTN4367-6034 | MTN4367-6034 | ZenPl USB Ladest TPb ant SDsg | 15.04
MTN4367-6035 | MTN4367-6035 | ZenPl USB Ladest TPb lw SDsg | 13.08
MTN4367-6036 | MTN4367-6036 | ZenPl USB Ladest TPb stst SDsg | 15.25
MTN4367-6050 | MTN4367-6050 | ZenPl USB Ladest TPb nim SDsg | 80.62
MTN4367-6051 | MTN4367-6051 | ZenPl USB Ladest TPb chm SDsg | 82.64
MTN4367-6052 | MTN4367-6052 | ZenPl USB Ladest TPb mom SDsg | 82.64
MTN437314 | MTN437314 | BOTAO ROT. COMUT. 3 POS. SM ANT MT | 13.11
MTN437360 | MTN437360 | BOTAO ROT. COMUT. 3 POS. SM ALU MT | 14.31
MTN437819 | MTN437819 | TECLA SIMB CAMP C/VISOR SD BRC TP | 8.38
MTN437919 | MTN437919 | TECLA SIMB LUZ C/VISOR SD BRC TP | 8.63
MTN438019 | MTN438019 | TECLA SIMPLES C/VISOR SD BRC TP | 6.6
MTN438544 | MTN438544 | TECLAS P MEC DUPLOS C/ SINAL SM MF | 9.85
MTN438819 | MTN438819 | TECLA SIMB CAMPAINHA SM BR BRL | 4.04
MTN438825 | MTN438825 | TECLA SIMB CAMPAINHA SM BR BRL ACTV | 4.37
MTN438844 | MTN438844 | TECLA SIMBOLO CAMPAINHA SM MF | 4.04
MTN438919 | MTN438919 | TECLA SIMB LUZ BR BRL ACTV | 4.14
MTN438925 | MTN438925 | TECLA SIMB LUZ BR BRL | 4.14
MTN438944 | MTN438944 | TECLA SIMBOLO LUZ SM MF | 4.14
MTN439814 | MTN439814 | Tecla simbolo timbre antracita | 4.99
MTN439860 | MTN439860 | TECLA SIMBOLO CAMPAINHA SM ALUMINIO | 5.27
MTN439914 | MTN439914 | TECLA SIMB LUZ SM ALUMINIO | 4.99
MTN439960 | MTN439960 | TECLA SIMB LUZ SM ALM | 5.27
MTN4521-6033 | MTN4521-6033 | Centro RJ45 6a SHR Dlife | 8.85
MTN4521-6034 | MTN4521-6034 | Centro RJ45 6a ANT Dlife | 8.85
MTN4521-6035 | MTN4521-6035 | Centro RJ45 6a BR Dlife | 7.37
MTN4521-6036 | MTN4521-6036 | Centro RJ45 6a AL Dlife | 9.72
MTN4521-6050 | MTN4521-6050 | Centro RJ45 6a M NQ Dlife | 48.62
MTN4521-6052 | MTN4521-6052 | Centro RJ45 6a M MOCCA Dlife | 48.62
MTN4530-0000 | MTN4530-0000 | 1xRJ45 insert 8 Cat 6A iso | 30.23
MTN4540-6033 | MTN4540-6033 | Inc.out. w. labell.f. stst SDsg | 27.46
MTN4540-6034 | MTN4540-6034 | Inc.out. w. labell.f. sah SDsg | 27.46
MTN4540-6035 | MTN4540-6035 | Inc.out. w. labell.f. ant SDsg | 22.89
MTN4540-6036 | MTN4540-6036 | Inc.out. w. labell.f. lw SDsg | 26.12
MTN4540-6050 | MTN4540-6050 | Inc.out. w. labell.f. nim SDsg | 31.99
MTN4540-6051 | MTN4540-6051 | Inc.out. w. labell.f. chm SDsg | 32.8
MTN4540-6052 | MTN4540-6052 | Inc.out. w. labell.f. mom SDsg | 32.8
MTN4562-0325 | MTN4562-0325 | C.TOM. DUPLA RJ45 SM BRC ACTV C/ PROTEC | 10.62
MTN4564-0319 | MTN4564-0319 | C.TOM. DUPLA RJ45 SM BRC BRL | 10.56
MTN4564-0325 | MTN4564-0325 | C.TOM. DUPLA RJ45 SM BRC BRL ACTV | 10.99
MTN4564-0344 | MTN4564-0344 | C.TOM. DUPLA RJ45 SM MARFIM | 10.64
MTN4564-0414 | MTN4564-0414 | C.TOM. DUPLA RJ45 SM ANTR | 11.52
MTN4564-0460 | MTN4564-0460 | C.TOM. DUPLA RJ45 SM ALU | 18.51
MTN4566-0003 | MTN4566-0003 | PLACA SUPORTE P/ RJ45 PRT | 11.02
MTN4566-0004 | MTN4566-0004 | PLACA SUPORTE P/ RJ45 VRD | 11.02
MTN4566-0006 | MTN4566-0006 | PLACA SUPORTE P/ RJ45 VRM | 11.02
MTN4566-0080 | MTN4566-0080 | PLACA SUPORTE P/ RJ45 TRSP | 11.02
MTN4572-6033 | MTN4572-6033 | Cen.pl. f.Actassi module 2g sah SDsg | 20.63
MTN4572-6034 | MTN4572-6034 | Cen.pl. f.Actassi module 2g ant SDsg | 5.27
MTN4572-6035 | MTN4572-6035 | Cen.pl. f.Actassi module 2g lw SDsg | 11.99
MTN4572-6036 | MTN4572-6036 | Cen.pl. f.Actassi module 2g stst SDsg | 3.29
MTN4572-6050 | MTN4572-6050 | Cen.pl. f.Actassi module 2g nim SDsg | 7.65
MTN4572-6051 | MTN4572-6051 | Cen.pl. f.Actassi module 2g chm SDsg | 7.65
MTN4572-6052 | MTN4572-6052 | Cen.pl. f.Actassi module 2g mom SDsg | 7.65
MTN4574-6033 | MTN4574-6033 | C tom 2xRJ45 SHR D-life | 10.2
MTN4574-6034 | MTN4574-6034 | C tom 2xRJ45 ANT D-life | 10.2
MTN4574-6035 | MTN4574-6035 | C tom 2xRJ45 BR D-life | 8.49
MTN4574-6036 | MTN4574-6036 | C tom 2xRJ45 AL D-life | 11.21
MTN4574-6050 | MTN4574-6050 | C tom 2xRJ45 M NQ D-life | 56.04
MTN4575-0000 | MTN4575-0000 | Suporte RJ45 duplo infra+ | 8.49
MTN4575-0001 | MTN4575-0001 | Tomada simples RJ45 Ari@ne, Cat5e UTP | 16.8
MTN4575-0002 | MTN4575-0002 | Tomada dupla RJ45 Ari@ne, Cat5e UTP | 27.15
MTN4575-0012 | MTN4575-0012 | Tomada dupla RJ45 Ari@ne, Cat5e STP | 36.6
MTN4576-0001 | MTN4576-0001 | Tomada simples RJ45 Ari@ne, Cat6 UTP | 19.81
MTN4576-0002 | MTN4576-0002 | Tomada dupla RJ45 Ari@ne, Cat6 UTP | 33.65
MTN4576-0021 | MTN4576-0021 | Tomada simples RJ45 Ari@ne, Cat6A STP | 25.93
MTN4576-0022 | MTN4576-0022 | Tom. Dupla Arione Infraplus, Cat6A STP | 44.06
MTN4580-0001 | MTN4580-0001 | Adaptador multimedia keystone 2 mód | 18.27
MTN4583-0000 | MTN4583-0000 | Tomada HDMI System M | 101.27
MTN4583-0001 | MTN4583-0001 | Tomada HDMI SM plug-in | 28.72
MTN460860 | MTN460860 | FICHA AUDIO FEM. XLR PZR ALU | 71.96
MTN462619 | MTN462619 | C.TOM. TELEFONE 6 CONTACTOS SD BRC TP | 12.68
MTN462646 | MTN462646 | C.TOM. TELEFONE 6 CONTACTOS SD INX MT | 27.46
MTN462660 | MTN462660 | C.TOM. TELEFONE 6 CONTACTOS SD ALU MT | 17.92
MTN463500 | MTN463500 | TOMADA TELEFONE RJ12 6 CONTACTOS MEC | 10.38
MTN463501 | MTN463501 | TOMADA TELEFONE RJ11 6 CONTACTOS MEC | 9.09
MTN463514 | MTN463514 | C.TOM. TELEFONE 6 CONTACTOS SM ANT MT | 6.94
MTN463560 | MTN463560 | C.TOM. TELEFONE 6 CONTACTOS SM ALU MT | 8.2
MTN464315 | MTN464315 | ADAPT.TOM.TELECOM.CAMP.INSC. SD CTN TP | 18.18
MTN464319 | MTN464319 | ADAPT.TOM.TELECOM.CAMP.INSC. SD BRC TP | 14.67
MTN464344 | MTN464344 | ADAPT.TOM.TELECOM.CAMP.INSC. SD MRF TP | 14.05
MTN464346 | MTN464346 | ADAPT.TOM.TELECOM.CAMP.INSC. SD INX MT | 21.42
MTN464360 | MTN464360 | ADAPT.TOM.TELECOM.CAMP.INSC. SD ALU MT | 17.85
MTN464369 | MTN464369 | ADAPT.TOM.TEL.CAMP.INSC. SD CZT ESC TP | 18.18
MTN464379 | MTN464379 | TAMPA P- 1 FICHA IBM SD PRT | 7.05
MTN464380 | MTN464380 | TAMPA CEGA P- FICHAS ESPECIAIS SD PRT | 5.03
MTN464381 | MTN464381 | TAMPA P- CONECTORES DUPLEX SC SD PRT | 4.58
MTN464383 | MTN464383 | TAMPA P- SIST. IBM ACS MINI-C SD PRT | 5.09
MTN464384 | MTN464384 | TAMPA P- REICHLE e MASSARI SD PRT | 5.09
MTN464386 | MTN464386 | TAMPA P-TERM.COND. FIBRA OPTICA SD PRT | 5.09
MTN464387 | MTN464387 | TAMPA P- 2 SA?DAS ALTIFALANTES SD PRT | 45.78
MTN464389 | MTN464389 | TAMPA P-1 FICHA AUDIO MACHO XLR SD PRT | 5.09
MTN464390 | MTN464390 | TAMPA P-1 FICHA AUDIO FEMEA XLR SD PRT | 5.09
MTN464391 | MTN464391 | TAMPA P-2 FICHAS TIPO D 9 PINOS SD PRT | 5.09
MTN464392 | MTN464392 | TMP. P-2 FICHAS TIPO D 15 PINOS SD PRT | 5.09
MTN464393 | MTN464393 | TMP. P-2 FICHAS TIPO D 25 PINOS SD PRT | 5.09
MTN464394 | MTN464394 | TAMPA FICHAS COM. DADOS T e B SD PRT | 5.09
MTN464395 | MTN464395 | TAMPA PARA 2 FICHAS BNC-TNC SD PRT | 7.9
MTN464396 | MTN464396 | TAMPA P- FICHA ACO SD PRT | 5.2
MTN464397 | MTN464397 | TAMPA PARA 2 FICHAS TWINAX SD PRT | 5.09
MTN464398 | MTN464398 | TAMPA P- 2 JACKS MOD. WE SD PRT | 5.09
MTN464399 | MTN464399 | TAMPA P- 1 JACK MOD. CAT. 5 SD PRT | 5.09
MTN464614 | MTN464614 | ADAPT.TOM.TELECOM.CAMP.INSC. SM ANT TP | 15.33
MTN464660 | MTN464660 | ADAPT.TOM.TELECOM.CAMP.INSC. SM ALU MT | 18.19
MTN464919 | MTN464919 | CENT FIBRA OPT SM BR | 13.12
MTN464925 | MTN464925 | ADA.T.TEL.CAMP.INSC. SM BRC ACT BRL TP | 13.7
MTN464944 | MTN464944 | ADA.T.TEL. CAMP. INSC. SM MRF BRL TP | 12.85
MTN465580 | MTN465580 | MOD.LIG. R e DM RJ45 CAT. 5 NAO BLD MEC | 21.68
MTN465591 | MTN465591 | TAMPA IP44 R e DM AZL MEC | 135.14
MTN465706 | MTN465706 | T.TEL.8-8 CAT 6 2 LNH 2 S. MEC MRF TP | 35
MTN465760 | MTN465760 | TOMADA RITA RJ45 CAT 5 PZR ALU | 90.77
MTN465806 | MTN465806 | Tomada RJ45 Dupla Cat 6 FTP | Descontinuado
MTN465814 | MTN465814 | C. TOM. RJ45 INFRA+ SM ANT MT | 7.03
MTN465860 | MTN465860 | C. TOM. RJ45 INFRA+ SM ALU MT | 9.62
MTN466097 | MTN466097 | TOM. TV-FM-SAT MEC | 36.96
MTN466098 | MTN466098 | TOM.TV-FM PASSAGEM MEC | 28.34
MTN466099 | MTN466099 | TOM.TV-FM TERMINAL MEC | 25.75
MTN466419 | MTN466419 | C. TOM. RJ45 INFRA+ SD BRC TP | 6.87
MTN466446 | MTN466446 | C. TOM. RJ45 INFRA+ SD INX MT | 25.26
MTN466514 | MTN466514 | C. TOM. DUPLA RJ45 INFRA+ SM ANT MT | 8.83
MTN466560 | MTN466560 | C. TOM. DUPLA RJ45 INFRA+ SM ALU MT | 10.44
MTN466619 | MTN466619 | C. TOM. DUPLA RJ45 INFRA+ SD BRC TP | 7.91
MTN466914 | MTN466914 | TOMADA PARA ALTIFALANTE ANT MT MEC | 24.71
MTN466919 | MTN466919 | TOMADA PARA ALTIFALANTE BRC TP MEC | 24.07
MTN467014 | MTN467014 | MEC. LIGACAO COLUNAS SM ANT | 33.59
MTN467019 | MTN467019 | MEC. LIGACAO COLUNAS SM BRC | 34.47
MTN468019 | MTN468019 | C.P-FI.AUDIO FEMEA XLR SM BRC BRL PT | 15.96
MTN468025 | MTN468025 | C.P-FI.AUDIO FEM.XLR SM BRC ACT BRL PT | 16.2
MTN468819 | MTN468819 | C. C-CONECTOR P-ALTIF. SM BRC BRL TP | 56.67
MTN468825 | MTN468825 | C.C-CONECTOR P-ALTIF.SM BRC ACT BRL TP | 57.55
MTN468914 | MTN468914 | C. P-FICHA AUDIO FEMEA XLR SM ANT TP | 18.67
MTN468960 | MTN468960 | C. P-FICHA AUDIO FEMEA XLR SM ALU MT | 20.72
MTN469314 | MTN469314 | C.C-CONECTOR P- ALTIFALANTE SM ANT TP | 61.72
MTN469360 | MTN469360 | C.C-CONECTOR P- ALTIFALANTE SM ALU MT | 64.91
MTN469619 | MTN469619 | CTR P/TOM TELEFONE SM BR BRL | 9.52
MTN469625 | MTN469625 | CTR P/TOM TELEFONE SM BR BRL ACTV | 10.21
MTN469644 | MTN469644 | CENTRO TOMADA TELEFONE SM MF | 9.52
MTN469819 | MTN469819 | CTR P/ TOM RJ45 SIMPLES SM BR BRL | 8.88
MTN469825 | MTN469825 | CTR P/ TOM RJ45 SIMPLES SM BR BRL ACTV | 9.59
MTN469844 | MTN469844 | CENTRO P TOMADA RJ45 SIMPLES SM MF | 8.88
MTN469919 | MTN469919 | CTR P/ TOM RJ45 DUPLA SM BR BRL | 10.33
MTN469925 | MTN469925 | CTR P/ TOM RJ45 DUPLA SM BR BRL ACTV | 11.2
MTN469944 | MTN469944 | CENTRO TOMADA RJ45 DUPLA SM MF | 10.33
MTN470119 | MTN470119 | ESP.SIMP.CAMP INSC. MS BRC ACT BRL TP | 6.54
MTN470125 | MTN470125 | ESP.SIMP.CAMP INSC. MS BRC ACT BRL TP | 7.87
MTN470219 | MTN470219 | ESP.DUP.CAMP INS.M.VERT. MS BRC BRL TP | 13.16
MTN470225 | MTN470225 | ESP.D.C.INSC.M.VERT. MS BRC ACT BRL TP | 15.79
MTN470319 | MTN470319 | ESP.TRI.CAMP INS.M.VERT. MS BRC BRL TP | 20.66
MTN470419 | MTN470419 | E.QUAD.CAMP INSC.M.VERT. MS BRC BRL TP | 44.64
MTN470519 | MTN470519 | ESP.QT.CAMP INSC.M.VERT. MS BRC BRL TP | 56.91
MTN471219 | MTN471219 | ESP.DUP.CAMP.INS.M.HOR. MS BRC BRL TP | 13.16
MTN471225 | MTN471225 | ESP.DUP.CAM.I.M.HOR. MS BRC ACT BRL TP | 15.79
MTN471319 | MTN471319 | ESP.TRIP.CAM.INSC.M.HOR. MS BRC BRL TP | 20.66
MTN471325 | MTN471325 | ESP.TRIP.C.IN.M.HOR. MS BRC ACT BRL TP | 24.78
MTN471419 | MTN471419 | ESP.QUADR.CA.INSC.M.HOR. MS BRC BRL TP | 44.64
MTN471519 | MTN471519 | ESP.QUINTU.CA.INS.M.HOR. MS BRC BRL TP | 59.78
MTN478119 | MTN478119 | Quadro 1EL BR Brilhante M-Smart | 4.56
MTN478125 | MTN478125 | Fra.1g TPb aw M-Sm | 4.88
MTN478819 | MTN478819 | Quadro 2 El S/CENT BR Brilhante M-Smart | 11.25
MTN478825 | MTN478825 | Fra. 2g wo.cen.brdg.pie. TPb aw M-Sm | 17.89
MTN480160 | MTN480160 | ESPELHO SIMPLES PZR ALU | 35.73
MTN480260 | MTN480260 | ESPELHO DUPLO PZR ALU | 55.85
MTN480360 | MTN480360 | ESPELHO TRIPLO PZR ALU | 125.99
MTN481169 | MTN481169 | ESPELHO SIMPLES ATC CZT ESC TP | 6.02
MTN481219 | MTN481219 | ESPELHO DUPLO ATC BRC TP | 6.9
MTN481246 | MTN481246 | ESPELHO DUPLO ATC INX MT | 23.44
MTN481269 | MTN481269 | ESPELHO DUPLO ATC CZT ESC TP | 9.94
MTN481319 | MTN481319 | ESPELHO TRIPLO ATC BRC TP | 11.75
MTN481369 | MTN481369 | ESPELHO TRIPLO ATC CZT ESC TP | 15.91
MTN481469 | MTN481469 | ESPELHO QUADRUPLO ATC CZT ESC TP | 24.75
MTN481519 | MTN481519 | ESPELHO QUINTUPLO ATC BRC TP | 25.31
MTN481546 | MTN481546 | ESPELHO QUINTUPLO ATC INX MT | 89.91
MTN481560 | MTN481560 | ESPELHO QUINTUPLO ATC ALU MT | 47.99
MTN481569 | MTN481569 | ESPELHO QUINTUPLO ATC CZT ESC TP | 34.65
MTN481819 | MTN481819 | ESPELHO DUPLO S-PONTE ATC BRC TP | 10.55
MTN481846 | MTN481846 | ARO EMBELEZADOR ATC INX MT | 25.41
MTN481860 | MTN481860 | ARO EMBELEZADOR ATC ALU MT | 17.23
MTN482160 | MTN482160 | ESPELHO SIMPLES TRC ALU MT | 8.82
MTN482260 | MTN482260 | ESPELHO DUPLO TRC ALU MT | 15.48
MTN483143 | MTN483143 | QDR SIMPLES OR V ARTEC | 43.21
MTN483243 | MTN483243 | QDR DUPLO OR V ARTEC | 56.87
MTN483343 | MTN483343 | QDR TRIPLO OR V ARTEC | 83.01
MTN486360 | MTN486360 | Quadro Triplo Alum M-PLAN | 19.75
MTN488114 | MTN488114 | ESPELHO SIMPLES MPII ANT TP | 6.45
MTN488119 | MTN488119 | ESPELHO SIMPLES MPII BRC TP | 5.58
MTN488160 | MTN488160 | ESPELHO SIMPLES MPII ALU MT | 8.7
MTN488214 | MTN488214 | ESPELHO DUPLO MPII ANT TP | 10.92
MTN488219 | MTN488219 | ESPELHO DUPLO MPII BRC TP | 8.1
MTN488260 | MTN488260 | ESPELHO DUPLO MPII ALU MT | 13.74
MTN488314 | MTN488314 | ESPELHO TRIPLO MPII ANT TP | 17.2
MTN488319 | MTN488319 | ESPELHO TRIPLO MPII BRC TP | 14.78
MTN488360 | MTN488360 | ESPELHO TRIPLO MPII ALU MT | 22.63
MTN501119 | MTN501119 | TOM.SCH.AV.PROT.C-TEMP. SM BRC BRL TP | 120.77
MTN501125 | MTN501125 | TOM.SCH.ALV.PROT.C-TEMP. SM BRC ACT TP | 110.73
MTN501144 | MTN501144 | TOM.SCH.ALV.PROT.C-TEMP. SM MRF BRL TP | 169.81
MTN503519 | MTN503519 | TECLA SENSORA RF DE ESTORES SM BRC | Sob Consulta
MTN505599 | MTN505599 | **FONTE DE ALIMENTACAO DE EMBUTIR | Sob Consulta
MTN5113-6000 | MTN5113-6000 | Push-btn. mod. comf. 1g SDsg | 86.66
MTN5119-6000 | MTN5119-6000 | Wiser push-button module, 1gang, SDsg | 71.46
MTN512219 | MTN512219 | Caixa Superfície 2EL M-Smart | 10.83
MTN5123-6000 | MTN5123-6000 | Push-btn. mod. comf. 2g SDsg | 80.44
MTN512400 | MTN512400 | PLACA INTERMEDIA P- ESP. MPII PRT TP | 10.86
MTN512403 | MTN512403 | CAIXA EMB. P- ESP. SIMPLES MPII TP | 13.9
MTN512503 | MTN512503 | CAIXA EMB. P- ESP. DUPLO MPII TP | 10.04
MTN512603 | MTN512603 | CAIXA EMB. P- ESP. TRIPLO MPII TP | 20.44
MTN5129-6000 | MTN5129-6000 | Wiser push-button module, 2gang, SDsg | 69.83
MTN5131-0000 | MTN5131-0000 | INTERRUPTOR 40-400W CARG OHM | 53.22
MTN5133-0000 | MTN5133-0000 | COMUTADOR 40-600VA CARGAS IND | 74.04
MTN5134-0000 | MTN5134-0000 | universal LED dimmer insert | 66.12
MTN5136-0000 | MTN5136-0000 | COMUTADOR 20-315W CARGAS CAP | 91.89
MTN5137-0000 | MTN5137-0000 | COMUTADOR 20-630W CARGAS CAP | 105.73
MTN5138-0000 | MTN5138-0000 | REGULADOR UNIVERSAL 20-420VA | 124.03
MTN5139-0000 | MTN5139-0000 | REGULADOR UNIVERSAL 20-600VA | 148.84
MTN5142-0000 | MTN5142-0000 | INTERRUPTOR 1-10V | 39.52
MTN515990 | MTN515990 | JUNTA VEDACAO IP44 SD | 3.89
MTN5161-0000 | MTN5161-0000 | Relay sw.ins. 1g (AC 230 V) FM | 58.65
MTN5162-0000 | MTN5162-0000 | Relay sw.ins. 2g (AC 230 V) FM | 69.26
MTN516314 | MTN516314 | AR.INT.C-TMP+CMP.INS.+FECH. AQD ANT TP | 68.46
MTN516319 | MTN516319 | AR.INT.C-TMP+CMP.INS.+FECH. AQD BRC TP | 63.15
MTN516344 | MTN516344 | AR.INT.C-TMP+CMP.INS.+FECH. AQD MRF TP | 68.85
MTN516360 | MTN516360 | AR.INT.C-TMP+CMP.INS.+FECH. AQD ALU TC | 68.46
MTN5165-0000 | MTN5165-0000 | Blind control ins. (AC 230 V) FM | 58.55
MTN516514 | MTN516514 | ARO INTERMEDIO C- TAMPA AQD ANT TP | 22.96
MTN516515 | MTN516515 | ARO INTERMEDIO C- TAMPA AQD CTN TP | 23.44
MTN516519 | MTN516519 | ARO INTERMEDIO C- TAMPA AQD BRC TP | 16.5
MTN516544 | MTN516544 | ARO INTERMEDIO C- TAMPA AQD MRF TP | 17.96
MTN516560 | MTN516560 | ARO INTERMEDIO C- TAMPA AQD ALU TC | 21.51
MTN516614 | MTN516614 | ARO INT.C-TAMPA+CAMPO INSC. AQD ANT TP | 24.38
MTN516619 | MTN516619 | ARO INT.C-TAMPA+CAMPO INSC. AQD BRC TP | 19.31
MTN516644 | MTN516644 | ARO INT.C-TAMPA+CAMPO INSC. AQD MRF TP | 21.06
MTN516660 | MTN516660 | ARO INT.C-TAMPA+CAMPO INSC. AQD ALU TC | 24.38
MTN516914 | MTN516914 | ARO INT.C-TMP.TRANSPARENTE AQD ANT TP | 21.51
MTN516919 | MTN516919 | ARO INT.C-TMP.TRANSPARENTE AQD BRC TP | 16.5
MTN516944 | MTN516944 | ARO INT.C-TMP.TRANSPARENTE AQD MRF TP | 17.96
MTN516960 | MTN516960 | ARO INT.C-TMP.TRANSPARENTE AQD ALU TC | 21.51
MTN5171-0000 | MTN5171-0000 | Uni.dim. ins. 1g FM | 93.05
MTN5172-0000 | MTN5172-0000 | Cen. Unit FM | 164.19
MTN517453 | MTN517453 | ARO INTERMEDIO C- TAMPA SD OUR VLH MT | 15.1
MTN518114 | MTN518114 | ARO INTERMEDIO MEC. STAND. SM ANT TP | 5.05
MTN518160 | MTN518160 | ARO INTERMEDIO MEC. STAND. SM ALU MT | 5.28
MTN518214 | MTN518214 | ARO INTERMEDIO C- TAMPA ANT TP | 16.57
MTN518260 | MTN518260 | ARO INTERMEDIO C- TAMPA ALU MT | 16.82
MTN518314 | MTN518314 | ADAPTADOR SM NO SD ANT TP | 7.95
MTN518319 | MTN518319 | ADAPTADOR SM NO SD BRC TP | 5.61
MTN518344 | MTN518344 | ADAPTADOR SM NO SD MRF TP | 6.1
MTN518360 | MTN518360 | ADAPTADOR SM NO SD ALU MT | 7.95
MTN518419 | MTN518419 | ADAPT. SM EM SD BRC BRL TP | 5.6
MTN518444 | MTN518444 | ADAPT. SM EM SD MRF BRL TP | 5.82
MTN5185-0000 | MTN5185-0000 | Dali Master FM | 129.27
MTN518519 | MTN518519 | ARO INTER. MEC. STAND. SM BRC BRL TP | 2.73
MTN518525 | MTN518525 | ARO INTER.MEC.STAND. SM BRC ACT BRL TP | 3.18
MTN518544 | MTN518544 | ARO INTERMEDIO MEC. STAND. SM MF | 5.2
MTN518619 | MTN518619 | ARO INTERMEDIO C- TAMPA SM BRC BRL TP | 10.73
MTN518625 | MTN518625 | ARO INTER. C-TAMPA SM BRC ACT BRL TP | 12.88
MTN5190-0000 | MTN5190-0000 | Central PL unit Insert | 62.2
MTN5210-6033 | MTN5210-6033 | Rocker f. PB mod. 1g sah SDsg | 9.1
MTN5210-6034 | MTN5210-6034 | Rocker f. PB mod. 1g ant SDsg | 8.21
MTN5210-6035 | MTN5210-6035 | Rocker f. PB mod. 1g lw SDsg | 6.32
MTN5210-6036 | MTN5210-6036 | Rocker f. PB mod. 1g stst SDsg | 8.89
MTN5210-6050 | MTN5210-6050 | Rocker f. PB mod. 1g nim SDsg | 8.89
MTN5210-6051 | MTN5210-6051 | Rocker f. PB mod. 1g chm SDsg | 8.89
MTN5210-6052 | MTN5210-6052 | Rocker f. PB mod. 1g (1/0) lw SDsg | 8.89
MTN5215-6033 | MTN5215-6033 | Rocker f. PB mod. 1g (Up/Do) sah SDsg | 10.76
MTN5215-6034 | MTN5215-6034 | Rocker f. PB mod. 1g (Up/Do) ant SDsg | 10.03
MTN5215-6035 | MTN5215-6035 | Rocker f. PB mod. 1g (Up/Do) lw SDsg | 7.74
MTN5215-6036 | MTN5215-6036 | Rocker f. PB mod. 1g (Up/Do) mom SDsg | 11.81
MTN5215-6050 | MTN5215-6050 | Rocker f. PB mod. 1g (Up/Do) stst SDsg | 11.81
MTN5215-6051 | MTN5215-6051 | Rocker f. PB mod. 1g (Up/Do) nim SDsg | 13.76
MTN5220-6033 | MTN5220-6033 | Rocker f. PB mod. 2g sah SDsg | 13.75
MTN5220-6034 | MTN5220-6034 | Rocker f. PB mod. 2g ant SDsg | 12.65
MTN5220-6035 | MTN5220-6035 | Rocker f. PB mod. 2g lw SDsg | 10.08
MTN5220-6036 | MTN5220-6036 | Rocker f. PB mod. 2g stst SDsg | 13.91
MTN5220-6050 | MTN5220-6050 | Rocker f. PB mod. 2g nim SDsg | 13.91
MTN5220-6051 | MTN5220-6051 | Rocker f. PB mod. 2g chm SDsg | 16.2
MTN5220-6052 | MTN5220-6052 | Rocker f. PB mod. 2g mom SDsg | 16.2
MTN522200 | MTN522200 | PORTAFUSIVEIS 16A TIPO00 MEC | 12.36
MTN522214 | MTN522214 | C. PORTA FUSIVEIS 16A TIPO00 SM ANT MT | 7.45
MTN522260 | MTN522260 | C. PORTA FUSIVEIS 16A TIPO00 SM ALU MT | 9.49
MTN522319 | MTN522319 | C. PORTA FUSIVEIS 16A TIPO00 SD BRC TP | 6.75
MTN522346 | MTN522346 | C. PORTA FUSIVEIS 16A TIPO00 SD INX MT | 11.9
MTN522360 | MTN522360 | C. PORTA FUSIVEIS 16A TIPO00 SD ALU MT | 9.05
MTN522419 | MTN522419 | CTR P/PORTA-FUSIVEL SM BR BRL | 7.15
MTN522425 | MTN522425 | CTR P/PORTA-FUSIVEL SM BR BRL ACTV | 6.61
MTN522444 | MTN522444 | CENTRO PORTA FUSIVEL SM MF | 7.63
MTN5226-6033 | MTN5226-6033 | Rocker PB mod.2g(S1/S2+blank)stst SDsg | 15.37
MTN5226-6034 | MTN5226-6034 | Rocker PB mod.2g(S1/S2+blank)sah SDsg | 14.48
MTN5226-6035 | MTN5226-6035 | Rocker PB mod.2g(S1/S2+blank)ant SDsg | 11.51
MTN5226-6036 | MTN5226-6036 | Rocker PB mod.2g(S1/S2+blank)lw SDsg | 15.74
MTN5226-6050 | MTN5226-6050 | Rocker PB mod.2g(S1/S2+blank)nim SDsg | 15.74
MTN5226-6051 | MTN5226-6051 | Rocker PB mod.2g(S1/S2+blank)chm SDsg | 15.74
MTN5226-6052 | MTN5226-6052 | Rocker PB mod.2g(S1/S2+blank)mom SDsg | 18.34
MTN5227-6050 | MTN5227-6050 | Rocker f.PB mod.2g(S1/S2+1/0)sah SDsg | 14.79
MTN5227-6051 | MTN5227-6051 | Rocker PBmod.2g(S1/S2+blank)nim SDsg | 17.23
MTN5227-6052 | MTN5227-6052 | Rocker PBmod.2g(S1/S2+blank)chm SDsg | 17.23
MTN524114 | MTN524114 | Caixa Superficie 1 Elem Antracite | 59.48
MTN524119 | MTN524119 | Caixa Superficie 1 Elem BR | 46.76
MTN524144 | MTN524144 | CAIXA SUPERFICIE 1 ELM ELEGANCE MF | 46.76
MTN524214 | MTN524214 | Caixa Superficie 2 Elem Antracite | 91.08
MTN524219 | MTN524219 | Caixa Superficie 2 Elem BR | 77.28
MTN524244 | MTN524244 | CAIXA SUPERFICIE 2 ELM ELEGANCE MF | 72.87
MTN5250-0319 | MTN5250-0319 | CENTRO P REG ROTATIVOS SM BR | 5.95
MTN5250-0325 | MTN5250-0325 | CENTRO P REG ROTATIVOS SM BR ACTV | 6.44
MTN5250-0344 | MTN5250-0344 | CENTRO P REG ROTATIVOS SM MF | 5.95
MTN5250-0414 | MTN5250-0414 | CENTRO P REG ROTATIVOS SM ATC | 7.81
MTN5250-0460 | MTN5250-0460 | CENTRO P REG ROTATIVOS SM ALU | 9.84
MTN5250-4019 | MTN5250-4019 | CENTROS P REG ROTATIVOS SD BR | 6.74
MTN5250-4060 | MTN5250-4060 | CENTROS P REG ROTATIVOS SD ALU | 10.63
MTN5250-4146 | MTN5250-4146 | CENTROS P REG ROTATIVOS SD INX | 19.08
MTN5250-6033 | MTN5250-6033 | Cen.pla. f. ro.dim.ins. sah SDsg | 21.33
MTN5250-6034 | MTN5250-6034 | Cen.pla. f. ro.dim.ins. stst SDsg | 21.33
MTN5250-6035 | MTN5250-6035 | Cen.pla. f. ro.dim.ins. ant SDsg | 17.06
MTN5250-6036 | MTN5250-6036 | Cen.pla. f. ro.dim.ins. lw SDsg | 22.82
MTN5250-6050 | MTN5250-6050 | Cen.pla. f. ro.dim.ins. nim SDsg | 90.64
MTN534719 | MTN534719 | C.P-TERMOSTATO C-COMUT. SM BRC BRL TP | 10.79
MTN534725 | MTN534725 | C.P-TERMOST.C-COMUT. SM BRC ACT BRL TP | 11.66
MTN534744 | MTN534744 | CENTRO P TERM AMB C/ COMUTADOR SM MF | 10.79
MTN534819 | MTN534819 | C.P-TERMOSTATO C-INTERR. SM BRC BRL TP | 12.37
MTN534825 | MTN534825 | C.P-TERMOST.C-INTE. SM BRC ACT BRL TP | 13.37
MTN534844 | MTN534844 | CENTRO P TERM AMBIENTE C/ INT SM MF | 12.37
MTN534919 | MTN534919 | C.P-TER.PAV.RAD.C-INTE. SM BRC BRL TP | 18.28
MTN534925 | MTN534925 | C.P-T.PAV.RAD.C-INT. SM BRC ACT BRL TP | 19.82
MTN534944 | MTN534944 | CENTRO E SONDA PISO RADIANTE SM MF | 18.28
MTN535814 | MTN535814 | C.P-TERMOST.PAV.RAD.C-INTE. SM ANT TP | 21.89
MTN535860 | MTN535860 | C.P-TERMOST.PAV.RAD.C-INTE. SM ALU MT | 25.54
MTN536114 | MTN536114 | CENTRO P-TERMOST. C- INTERR. SM ANT TP | 14.38
MTN536160 | MTN536160 | CENTRO P-TERMOST. C- INTERR. SM ALU MT | 15.37
MTN536214 | MTN536214 | CENTRO P- TERMOST. C- COMUT. SM ANT TP | 13.69
MTN536260 | MTN536260 | CENTRO P- TERMOST. C- COMUT. SM ALU MT | 13.97
MTN536302 | MTN536302 | TERMOST. C- INTERR. 230V 10 4 A MEC | 74.69
MTN536304 | MTN536304 | TERMOST. C- INTERR. 24V 1 1 A MEC | 88.43
MTN536400 | MTN536400 | TERMOST. C- COMUT. 230 V 5 2 A MEC | 75.6
MTN536401 | MTN536401 | TERMOST. C- COMUT. 24 V 1 1 A MEC | 89.38
MTN537100 | MTN537100 | TERMOST. PAV. RADIANTE C- INTERR. MEC | 170.8
MTN537419 | MTN537419 | CENTRO P- TERMOST. C- COMUT. SD BRC TP | 9.35
MTN537443 | MTN537443 | C.P-TERMOST.C-COMUT. SD OUR VLH MT | 40.41
MTN537444 | MTN537444 | CENTRO P- TERMOST. C- COMUT. SD MRF TP | 10.22
MTN537446 | MTN537446 | CENTRO P- TERMOST. C- COMUT. SD INX MT | 30.95
MTN537460 | MTN537460 | CENTRO P- TERMOST. C- COMUT. SD ALU MT | 14.61
MTN537519 | MTN537519 | C.P-TERMOST.PAV.RAD. C-INTE. SD BRC TP | 19.44
MTN537543 | MTN537543 | C.P-TERMO.PAV.RAD.C-INT. SD OUR VLH MT | 54.29
MTN537544 | MTN537544 | C.P-TERMO.PAV.RAD.C-INTERR. SD MRF TP | 12.3
MTN537546 | MTN537546 | C.P-TERMO.PAV.RAD.C-INTERR. SD INX MT | 34.37
MTN537560 | MTN537560 | C.P-TERMO.PAV.RAD.C-INTERR. SD ALU MT | 28.47
MTN538000 | MTN538000 | TEMPORIZADOR 15' +10% 16 A 250V MEC | 84.09
MTN538200 | MTN538200 | TEMPORIZADOR 120' +12% 16 A 250V MEC | 88.16
MTN538319 | MTN538319 | C.C-BOT.ROT.P-TEMPORIZ. 15' SD BRC TP | 11.96
MTN538343 | MTN538343 | C.C-BOT.ROT.P-TEMP. 15' SD OUR VLH MT | 33.65
MTN538346 | MTN538346 | C.C-BOT.ROT.P-TEMPORIZ. 15' SD INX MT | 30.28
MTN538369 | MTN538369 | C.C-BOT.ROT.P-TEMP. 15' SD CZT ESC TP | 16.05
MTN538419 | MTN538419 | C.C-BOT.ROT.P-TEMP. 120' SD BRC TP | 11.96
MTN538446 | MTN538446 | C.C-BOT.ROT.P-TEMP. 120' SD INX MT | 19.6
MTN538460 | MTN538460 | C.C-BOT.ROT.P-TEMP. 120' SD ALU MT | 15.17
MTN539014 | MTN539014 | C.C-BOT.ROT.P-TEMPOR. 15' SM ANT TP | 12.8
MTN539060 | MTN539060 | C.C-BOT.ROT.P-TEMPORIZ. 15' SM ALU MT | 15.11
MTN539214 | MTN539214 | C.C-BOT.ROT.P-TEMPORIZ. 120' SM ANT TP | 12.38
MTN539260 | MTN539260 | C.C-BOT.ROT.P-TEMPORIZ. 120' SM ALU MT | 15.11
MTN539719 | MTN539719 | CENTRO P-TERMOSTATO C-INT. SD BRC TP | 21.1
MTN539743 | MTN539743 | C.P-TERMOSTATO C-INT. SD OUR VLH MT | 43.76
MTN539744 | MTN539744 | CENTRO P-TERMOSTATO C-INT. SD MRF TP | 19.98
MTN539746 | MTN539746 | CENTRO P-TERMOSTATO C-INT. SD INX MT | 31.7
MTN539760 | MTN539760 | CENTRO P-TERMOSTATO C-INT. SD ALU MT | 21.04
MTN542895 | MTN542895 | CONDENSADOR 230 V, 0,323 mF MEC | 5.29
MTN544819 | MTN544819 | INTERR. CREP.2300 C- ATR. COM. ARG BRC | 88.37
MTN544829 | MTN544829 | DETECTOR CREPUSCULAR S/ATRASO CZT | 85.53
MTN544894 | MTN544894 | DETECTOR CREPUSCULAR S/ATRASO CZT | 88.37
MTN547000 | MTN547000 | ACESS SELAGEM MONT DETECTORES DE FUMO | 22.57
MTN547120 | MTN547120 | D AUT FUMO OPT BASIC LONGLIFE IP42 BRC | Sob Consulta
MTN550619 | MTN550619 | BASE P- ARGUS PRESENCE ARG BRC | 6.84
MTN5510-1119 | MTN5510-1119 | DET MASTER ARGUS PRES. C/IV 1C. BRC | 133.87
MTN5510-1219 | MTN5510-1219 | DET MASTER ARGUS PRES. 360º C/IV 2C. | 166.4
MTN5510-1419 | MTN5510-1419 | DET MASTER ARGUS PRES. C/IV 1-10 V BRC | 207.95
MTN5510-1519 | MTN5510-1519 | ARGUS PRESENCE MASTER WITH IR, DALI | 203.8
MTN554399 | MTN554399 | KIT EXTENSAO DET. MOV. ARGUS 300 BRC | 16.78
MTN5570-1019 | MTN5570-1019 | DET SLAVE ARGUS PRESENCA 360º | 133.3
MTN5628-3119 | MTN5628-3119 | ARGUS 220 Advanced pw | 139.47
MTN5640-3119 | MTN5640-3119 | Detector de movimiento Argus 360º | 185.18
MTN565119 | MTN565119 | ARGUS 110 BASIC BRC | 88.49
MTN565219 | MTN565219 | ARGUS 220 BASIC BRC | 136.52
MTN565291 | MTN565291 | ACESS. INST. ESQUINAS ARG BRC | 11.34
MTN566919 | MTN566919 | ARGUS 180/220 FM c/ detecao interior | 77.7
MTN567119 | MTN567119 | BOTAO ROT. P- ESTORES SM BRC BRL TP | 8.54
MTN567125 | MTN567125 | BOT.ROT.P-ESTORES SM BRC ACT BRL TP | 9.22
MTN567144 | MTN567144 | CENTRO P INT ESTORES ROTATIVO SM MF | 9.12
MTN567219 | MTN567219 | BOTAO ROT. COMUT. 3 POS. SM BRC BRL TP | 10.53
MTN567225 | MTN567225 | BOT.ROT.COM.3 POS. SM BRC ACT BRL TP | 10.53
MTN567244 | MTN567244 | CENTRO P INTERRUPTOR ROTATIVO SM MF | 10.37
MTN567319 | MTN567319 | C. P-INT.CTRL VENTIL. SM BRC BRL TP | 7.76
MTN567325 | MTN567325 | C. P-INTE. CTRL VENTIL. SM BRC ACT TP | 9.54
MTN567419 | MTN567419 | C.C-BOT.ROT.P-TEMPOR.15' SM BRC BRL TP | 8.88
MTN567425 | MTN567425 | C.C-B.ROT.P-TEMP.15' SM BRC ACT BRL TP | 9.65
MTN567444 | MTN567444 | CENTRO P TEMPORIZADOR 15 MIN. SM MF | 9.48
MTN567519 | MTN567519 | C.C-BOT.ROT.P-TEMP.120' SM BRC BRL TP | 8.88
MTN567525 | MTN567525 | C.C-B.ROT.P-TMP.120' SM BRC ACT BRL TP | 9.65
MTN567544 | MTN567544 | CENTRO P TEMPORIZADOR 120 MIN. SM MF | 9.48
MTN567619 | MTN567619 | C.C-BOT.ROT.P-POTENCIOM. SM BRC BRL TP | 9.72
MTN567625 | MTN567625 | C.C-BOT.ROT.P-POTEN. SM BRC ACT BRL TP | 10.55
MTN567644 | MTN567644 | C.C-BOT.ROT.P-POTENCIOM. SM MRF BRL TP | 10.38
MTN567760 | MTN567760 | C.C-BT.ROT.P-SUPERDIMM.UNIV. SM ALU TC | 107.38
MTN567819 | MTN567819 | C.C-BT.RT.P-SPRDIMM.UNV. SM BRC BRL TP | 100.89
MTN567825 | MTN567825 | C.C-BT.RT.P-SPRDIMM.UNV. SM BRC ACT TP | 109.22
MTN568099 | MTN568099 | DIMMER UNIVERSAL 2x50-200 VA MEC | 206.73
MTN568199 | MTN568199 | MOD. BOTAO PRESSAO 2M SD | Descontinuado
MTN568200 | MTN568200 | CENTRO P- TOM. SCHUKO DUPLA TRC TPT | 62.6
MTN568201 | MTN568201 | CENTRO P- TOM. SCHUKO DUPLA ACT TPT | 77.86
MTN568300 | MTN568300 | CENTRO P- TOM. SCHUKO TRIPLA TRC TPT | 93.42
MTN568301 | MTN568301 | CENTRO P- TOM. SCHUKO TRIPLA ACT TPT | 118.36
MTN568714 | MTN568714 | MD SNSR ARG180 2.20 MANT | 72.34
MTN568760 | MTN568760 | MOD. SENSOR ARGUS 180 2.20 MSM ALU TP | 75.82
MTN569000 | MTN569000 | TAMPA CEGA P- ETIQUETAGEM TRC | 33.68
MTN569101 | MTN569101 | TECLA SENSORA 1 FOLHA TRC ACT | 51.5
MTN569201 | MTN569201 | TECLA SENSORA 2 FOLHAS TRC ACT | 77.67
MTN569290 | MTN569290 | FOLHA COBERTURA P- TECLAS 2 FOLHAS TRC | 37.61
MTN569390 | MTN569390 | FOLHA COBERTURA P- TECLAS 3 FOLHAS TRC | 37.61
MTN569400 | MTN569400 | CENTRO P- TOM. SCHUKO TRC TPT | 45.9
MTN569401 | MTN569401 | CENTRO P- TOM. SCHUKO TRC ACT | 51.51
MTN569500 | MTN569500 | CENTRO P- TOM. + INT TRC TPT | 77.45
MTN569501 | MTN569501 | CENTRO P- TOM. + INT TRC ACT | 99.21
MTN569814 | MTN569814 | BOTAO ROT. P- ESTORES SM ANT TP | 12.78
MTN569860 | MTN569860 | BOTAO ROT. P- ESTORES SM ALU MT | 13.81
MTN570114 | MTN570114 | TECLA SENS. P- SUPERDIMMER SM ANT TP | 24.78
MTN570160 | MTN570160 | TECLA SENS. P- SUPERDIMMER SM ALU MT | 27.4
MTN570314 | MTN570314 | TCL.SENS.DET.IV P-SUPERDIMM. SM ANT TP | 96.51
MTN570919 | MTN570919 | T.SENS.DET.IV P-SPRDIMM. SD DIM BRC TP | 105.46
MTN570946 | MTN570946 | T.SENS.DET.IV P-SPRDIMM.SD DIM INX MT | 129.22
MTN5710-6033 | MTN5710-6033 | C det mov SHR D-Life | 139.64
MTN5710-6034 | MTN5710-6034 | C det mov ANT D-Life | 139.64
MTN5710-6035 | MTN5710-6035 | C det mov BR D-Life | 103.12
MTN5710-6036 | MTN5710-6036 | C det mov AL D-Life | 149.41
MTN5710-6050 | MTN5710-6050 | C det mov M NQ D-Life | 212.2
MTN5711-6033 | MTN5711-6033 | C det mov int SHR D-Life | 167.56
MTN5711-6034 | MTN5711-6034 | C det mov int ANT D-Life | 167.56
MTN5711-6035 | MTN5711-6035 | C det mov int BR D-Life | 124.13
MTN5711-6036 | MTN5711-6036 | C det mov int AL D-Life | 179.29
MTN5711-6050 | MTN5711-6050 | C det mov int M NQ D-Life | 254.65
MTN571719 | MTN571719 | BOT.ROT.P-DIMM.1000W-VA SD DIM BRC TP | 29.53
MTN572043 | MTN572043 | BT.RT.P-DIMM.600W-VA SD DIM OUR VLH MT | 46.3
MTN572819 | MTN572819 | D.PRES.ARG180 UP BR BRL | 113.57
MTN572825 | MTN572825 | D.PRAR180 UP TBR ACT BRL | 122.77
MTN573719 | MTN573719 | TECLA SENS. P- SUPERDIMMER SD BRC TP | 25.4
MTN573743 | MTN573743 | TECLA SENS.P-SUPERDIMMER SD OUR VLH MT | 59.5
MTN573744 | MTN573744 | TECLA SENS. P- SUPERDIMMER SD MRF TP | 22.54
MTN573746 | MTN573746 | TECLA SENS. P- SUPERDIMMER SD INX MT | 34.96
MTN573760 | MTN573760 | TECLA SENS. P- SUPERDIMMER SD ALU MT | 32.2
MTN573814 | MTN573814 | TECLA SENS. P- SUPERDIMMER AQD ANT TP | 33.24
MTN573819 | MTN573819 | TECLA SENS. P- SUPERDIMMER AQD BRC TP | 38.9
MTN573860 | MTN573860 | TECLA SENS. P- SUPERDIMMER AQD ALU TC | 31.13
MTN573998 | MTN573998 | MOD. ADICIONAL TELE COMUT. MEC | 50.7
MTN574697 | MTN574697 | BOTAO PRESSAO ELECTRONICO 4-100 VA MEC | 69.06
MTN575519 | MTN575519 | DCT PRES ARGS180 BR BRL | 62.77
MTN575525 | MTN575525 | D.P.AR.180 UP BR ACT BRL | 68.12
MTN5755-6033 | MTN5755-6033 | Dpl. timer sah SDsg | 162.45
MTN5755-6034 | MTN5755-6034 | Dpl. timer ant SDsg | 143.85
MTN5755-6035 | MTN5755-6035 | Dpl. timer lw SDsg | 169.89
MTN5755-6036 | MTN5755-6036 | Dpl. timer nim SDsg | 169.84
MTN5755-6050 | MTN5755-6050 | Dpl. timer chm SDsg | 181.38
MTN5755-6051 | MTN5755-6051 | Dpl. timer mom SDsg | 181.38
MTN5755-6052 | MTN5755-6052 | RTC w switch 230V sah SDsg | 169.84
MTN575799 | MTN575799 | MEC. COMUT. ELECTRONICA TRC | 46.93
MTN575897 | MTN575897 | RELE COMUT. UNIVERSAL 1000 W-VA MEC | 91.92
MTN5760-6033 | MTN5760-6033 | Termostato rad SHR D-life | 102.37
MTN5760-6034 | MTN5760-6034 | Termostato rad ANT D-life | 102.37
MTN5760-6035 | MTN5760-6035 | Termostato BR D-life | 85.3
MTN5760-6036 | MTN5760-6036 | Termostato rad AL D-life | 107.49
MTN5760-6050 | MTN5760-6050 | Termos rad M NQ D-life | 149.29
MTN5761-0000 | MTN5761-0000 | TELECOMANDO IV 10 CANAIS UNIVERSAL | 89.07
MTN576397 | MTN576397 | RELE CONTROL MULTIPLO ESTORES REG MEC | 58.21
MTN576398 | MTN576398 | RELE PARA COMANDO MULTIPLO DE ESTORES | 63.33
MTN5764-6033 | MTN5764-6033 | Term piso rad SHR D-life | 191.94
MTN5764-6034 | MTN5764-6034 | Term piso rad ANT D-life | 191.94
MTN5764-6035 | MTN5764-6035 | Term piso rad BR D-life | 175.94
MTN5764-6036 | MTN5764-6036 | Term piso rad AL D-life | 197.28
MTN5764-6050 | MTN5764-6050 | Term piso rad M NQ D-life | 212.2
MTN576799 | MTN576799 | INTERR. ELECTR. CGS OHM. 25-300 W MEC | 61.83
MTN576897 | MTN576897 | RELE ELECTR. CGS OHM. 0-1000 VA MEC | 92.4
MTN577099 | MTN577099 | SUPER DIMMER UNIVERSAL 25-420 VA MEC | 136.43
MTN5775-0000 | MTN5775-0000 | Termóstato Touch Display SM | 191.39
MTN5775-0003 | MTN5775-0003 | Sensor termostato SM | 22.75
MTN5775-0414 | MTN5775-0414 | Centro Termóst T. Display SM ANT | 28.14
MTN5775-6033 | MTN5775-6033 | C termos univ SHR D-life | 19.58
MTN5775-6034 | MTN5775-6034 | C termos univ ANT D-life | 19.58
MTN5775-6035 | MTN5775-6035 | C termos univ BR D-life | 16.32
MTN5775-6036 | MTN5775-6036 | C termos univ AL D-life | 21.54
MTN5775-6050 | MTN5775-6050 | C termos univ M NQ D-life | 43.07
MTN577619 | MTN577619 | TECLA SENS.P-SUPERDIMMER SM BRC BRL TP | 20.09
MTN577625 | MTN577625 | T.ENS.P-SUPERDIMMER SM BRC ACT BRL TP | 21.78
MTN577644 | MTN577644 | TECLA SENS.P-SUPERDIMMER SM MRF BRL TP | 18.81
MTN577899 | MTN577899 | SUPER DIMMER TE CGS CAP. 20-315 W MEC | 113.59
MTN577919 | MTN577919 | T.SENS.C-D.IV P-SPRDIMM. SM BRC BRL TP | 96.51
MTN577925 | MTN577925 | T.S.C-D.IV P-SPRDIM. SM BRC ACT BRL TP | 104.58
MTN577944 | MTN577944 | T.SENS.C-D.IV P-SPRDIM. SM MRF BRL TP | 96.51
MTN578460 | MTN578460 | DCT PRES ARGS180 ALU MT | 69.5
MTN578514 | MTN578514 | DCT PRES ARGS180+INT ANT | 116.82
MTN578560 | MTN578560 | DCT PRES ARGS180+INT ALU | 119.23
MTN580690 | MTN580690 | ANEMOMETRO C/AQUECIMENTO 24V IP65 | 302.94
MTN580691 | MTN580691 | SENSOR DE SOL/LUMINOSIDADE | 49.48
MTN580692 | MTN580692 | ANEMOMETRO S/AQUECIMENTO | 188.52
MTN580693 | MTN580693 | INTERFACE P/ANEMOMETRO | 134.89
MTN580698 | MTN580698 | MEC. COMANDO ESTORES 1000 VA MEC | Descontinuado
MTN581219 | MTN581219 | INTERR. HORARIO SM BRC BRL TP | 218.94
MTN581244 | MTN581244 | INTERR. HORARIO SM MRF BRL TP | 218.94
MTN581544 | MTN581544 | INTERRUPTOR HORARIO P ESTORES SM MF | 145.83
MTN581625 | MTN581625 | I.HOR.EST.C-LIG.SEN. SM BRC ACT BRL TP | 169.27
MTN584019 | MTN584019 | INTERR. HORARIO SD BRC TP | 221.9
MTN584060 | MTN584060 | INTERR. HORARIO SD ALU MT | 227.72
MTN584219 | MTN584219 | BOTAO ESTORES SD BRC TP | 67.56
MTN584246 | MTN584246 | BOTAO ESTORES SD INX MT | 77.45
MTN584260 | MTN584260 | BOTAO ESTORES SD ALU MT | 69.9
MTN584319 | MTN584319 | B.ESTOR.C-MEM.E LIG.SENSOR SD BRC TP | 110.61
MTN585119 | MTN585119 | INT.HORARIO EST.C-LIG.SENSOR SD BRC TP | 170.94
MTN585819 | MTN585819 | CENTRO P SINALIZADOR LED SD BR | 17.93
MTN585846 | MTN585846 | CENTRO P SINALIZADOR LED SD INX | 32.41
MTN585860 | MTN585860 | CENTRO P SINALIZADOR LED SD ALU | 25.73
MTN585919 | MTN585919 | INT. HORARIO STAND.ESTORES SD BRC TP | 79.81
MTN585944 | MTN585944 | INT. HORARIO STAND. ESTORES SD MRF TP | 85.95
MTN585960 | MTN585960 | INT. HORARIO STAND. ESTORES SD ALU MT | 89.41
MTN586060 | MTN586060 | INTERR. HORARIO SM ALU MT | 222.03
MTN586114 | MTN586114 | INTERR. HORARIO ESTORES SM ANT TP | 148.75
MTN586160 | MTN586160 | INTERR. HORARIO ESTORES SM ALU MT | 146.87
MTN586360 | MTN586360 | B.ESTORES C-MEM.E LIG.SENSOR SM ALU MT | 109.66
MTN586514 | MTN586514 | BOTAO ESTORES C- LIG. SENSOR SM ANT TP | 93.46
MTN586714 | MTN586714 | INT.HOR.ESTORES C-LIG.SENSOR SM ANT TP | 163.55
MTN587014 | MTN587014 | CENTRO SINALIZ. C- JANELA SM ANT TP | 20.39
MTN587060 | MTN587060 | CENTRO SINALIZ. C- JANELA SM ALU TC | 23.38
MTN587090 | MTN587090 | SINALIZADOR SM LED VRD MEC | 87.87
MTN587091 | MTN587091 | SINALIZADOR SM LED VRM MEC | 90.45
MTN587092 | MTN587092 | SINALIZADOR SM LED VRD+VRM MEC | 95.86
MTN587093 | MTN587093 | SINALIZADOR LED BR | 102.04
MTN587094 | MTN587094 | SINALIZADOR SM LED AZL MEC | 66.75
MTN587095 | MTN587095 | CONJ. SIMBOLOS P- MEC. SINALIZ. SM POS | 27.13
MTN587096 | MTN587096 | CONJ. SIMBOLOS P- MEC. SINALIZ. SM NEG | 28.97
MTN587314 | MTN587314 | ESPELHO DUPLO MP ANT TP | 14.58
MTN587360 | MTN587360 | ESPELHO DUPLO MP ALU TP | 19.06
MTN587419 | MTN587419 | CENTRO SINALIZ. C-JANELA SM BRC BRL TC | 16.3
MTN587425 | MTN587425 | C. SINALIZ. C-JANELA SM BRC ACT BRL TC | 17.66
MTN587444 | MTN587444 | CENTRO PARA SINALIZADOR LED SM MF | 16.3
MTN587614 | MTN587614 | BOTAO CAMPAINHA C- LED SM ANT TP | 125.15
MTN587660 | MTN587660 | BOTAO CAMPAINHA C- LED SM ALU TC | 129.01
MTN587719 | MTN587719 | BOTAO ESTR BR BRL | 66.36
MTN587725 | MTN587725 | BOTAO ESTORES SM BRC ACT BRL TP | Descontinuado
MTN587819 | MTN587819 | BOT.ESTORES C-LIG.SENSOR SM BRC BRL TP | 89.21
MTN587825 | MTN587825 | BOT.EST.C-LIG.SENSOR SM BRC ACT BRL TP | 94.65
MTN587919 | MTN587919 | B.EST.C-MEM.E LIG.SENSOR SM BRC BRL TP | 105.64
MTN587925 | MTN587925 | B.E.C-MEM.E LIG.SEN. SM BRC ACT BRL TP | 109.74
MTN588019 | MTN588019 | B.E.C-REC.IV E LIG.SEN. SM BRC BEL TP | 157.2
MTN588025 | MTN588025 | B.E.C-R.IV E LIG.SEN.SM BRC ACT BEL TP | 171.57
MTN6003-0001 | MTN6003-0001 | ACT. BINARIO EMB. UP 16A C/2 ENTRADAS | 191.72
MTN6003-0002 | MTN6003-0002 | ACT BIN BEM UP 2 ELEM. 6A C/2 ENTRADAS | 228.78
MTN6003-0003 | MTN6003-0003 | ACT.REG.EMBUTIR UP 50-210W/VA C/2 ENT. | 289.89
MTN6003-0004 | MTN6003-0004 | ACT. ESTORES EMBUTIR UP C/3 ENTRADAS | 230.42
MTN6003-0005 | MTN6003-0005 | ACT. AQUECIMENTO EMBUTIR C/3 ENTRADAS | 230.8
MTN6003-0006 | MTN6003-0006 | ACT.EST. AQUEC EMBUTIR UP C/3 ENTRADAS | 285.22
MTN6005-0001 | MTN6005-0001 | SENSOR KNX CO2, HUMIDADE E TEMP BRC | 406.58
MTN616719 | MTN616719 | TERM. C/INTREFACE BOT. CONV. UP BRC | 357.83
MTN616725 | MTN616725 | TERM. C/INTER. BOT.CONV. SM BRC ACT TP | 359.49
MTN616744 | MTN616744 | TERM. C/INTERFACE BOT. CONV. SM MRF TP | 347.18
MTN616790 | MTN616790 | SENSOR REMOTO DE TEMPERATURA KNX | 33.91
MTN616814 | MTN616814 | TERM. C/INTERFACE BOT. CONV. SM ANT TP | 351.3
MTN616860 | MTN616860 | TERM. C/INTERFACE BOT. CONV. SM ALU TP | 413.41
MTN616919 | MTN616919 | TERM. C/INTERFACE BOT. CONV. SD BRC TP | 358.57
MTN616946 | MTN616946 | TERM. C/INTERFACE BOT. CONV. SD INX TP | 391.72
MTN616960 | MTN616960 | TERM. C/INTERFACE BOT. CONV. SD ALU TP | 384.44
MTN617119 | MTN617119 | PULSOR 1 - TECLA PLUS SM BRC BRL TP | 124.42
MTN617125 | MTN617125 | PULSOR 1 - TCL. PLUS SM BRC ACT BRL TP | 125.66
MTN617144 | MTN617144 | PULSOR 1 - TECLA PLUS SM MRF BRL TP | 125.67
MTN617219 | MTN617219 | PULSOR 2 - TECLAS PLUS SM BRC BRL TP | 147.51
MTN617225 | MTN617225 | PULSOR 2 - TCLS.PLUS SM BRC ACT BRL TP | 138.43
MTN617244 | MTN617244 | PULSOR 2 - TECLAS PLUS SM MRF BRL TP | 147.51
MTN617419 | MTN617419 | PULSOR 4 - TECLAS PLUS SM BRC BRL TP | 192.74
MTN617425 | MTN617425 | PULSOR 4 - TCLS.PLUS SM BRC ACT BRL TP | 180.52
MTN617444 | MTN617444 | PULSOR 4 - TECLAS PLUS SM MRF BRL TP | 192.74
MTN617519 | MTN617519 | PULS.4 - T.PLUS C-REC.IV SM BRC BRL TP | 184
MTN617525 | MTN617525 | P.4 - T.PLUS C-R.IV SM BRC ACT BRL TP | 205.7
MTN617544 | MTN617544 | PULS.4 - T.PLUS C-REC.IV SM MRF BRL TP | 204.44
MTN617819 | MTN617819 | ETIQUETAS P/IDENT PULSORES ARTEC | 47.58
MTN6180-0319 | MTN6180-0319 | KNX Push-button Pro | 152.31
MTN6180-0325 | MTN6180-0325 | KNX Push-button Pro | 152.31
MTN6180-0414 | MTN6180-0414 | KNX Push-button Pro | 155.93
MTN6180-0460 | MTN6180-0460 | KNX Push-button Pro | 160.03
MTN6180-6033 | MTN6180-6033 | KNX Push-button Pro | 183.09
MTN6180-6034 | MTN6180-6034 | KNX Push-button Pro | 179.88
MTN6180-6035 | MTN6180-6035 | KNX Push-button Pro | 177.42
MTN6180-6036 | MTN6180-6036 | KNX Push-button Pro | 183.09
MTN6180-6050 | MTN6180-6050 | KNX Push-button Pro | 183.09
MTN6180-6051 | MTN6180-6051 | KNX Push-button Pro | 183.09
MTN6180-6052 | MTN6180-6052 | KNX Push-button Pro | 183.09
MTN618319 | MTN618319 | ET.IDENT.P-PULS.1, 2 E 4 TECLAS SM BRC | 48.06
MTN618320 | MTN618320 | ET.IDENT.P-PULS.1, 2 E 4 TECLAS SM PRA | 56.37
MTN618419 | MTN618419 | ETIQ.IDENT.P-PULSOR MF 4-TECLAS SM BRC | 38.87
MTN618420 | MTN618420 | ETIQ.IDENT.P-PULSOR MF 4-TECLAS SM PRA | 38.48
MTN619119 | MTN619119 | TECLA P- PULSOR 1-TECLA SM BRC BRL TP | 3.6
MTN619125 | MTN619125 | TCL.P-PULSOR 1-TCL. SM BRC ACT BRL TP | 5.02
MTN619144 | MTN619144 | TECLA P- PULSOR 1-TECLA SM MRF BRL TP | 3.63
MTN619219 | MTN619219 | TECLA P- PULSOR 2-TECLAS SM BRC BRL TP | 5.74
MTN619225 | MTN619225 | TCL.P-PULSOR 2-TCLS.SM BRC ACT BRL TP | 7.25
MTN619244 | MTN619244 | TECLA P- PULSOR 2-TECLAS SM MRF BRL TP | 5.69
MTN619319 | MTN619319 | T.P-PUL.1-TCL.C-IMP.1-0 SM BRC BRL TP | 6.89
MTN619325 | MTN619325 | T.P-PUL.1-T.C-I.1-0 SM BRC ACT BRL TP | 8.42
MTN619344 | MTN619344 | T.P-PUL.1-TCL.C-IMP.1-0 SM MRF BRL TP | 6.89
MTN619419 | MTN619419 | T.P-PULS.1-TECLA ON-OFF SM BRC BRL TP | 6.89
MTN619425 | MTN619425 | T.P-PULS.1-T. ON-OFF SM BRC ACT BRL TP | 8.42
MTN619444 | MTN619444 | T.P-PULS.1-TECLA ON-OFF SM MRF BRL TP | 6.89
MTN619519 | MTN619519 | T.P-P.2-T.C-I.1-0 UP-DWN.SM BRC BRL TP | 7.81
MTN619525 | MTN619525 | T.PU.2-T.C-I. UP-DWN.SM BRC ACT BRL TP | 9.33
MTN619544 | MTN619544 | T.P-P.2-T.C-I.1-0 UP-DWN.SM MRF BRL TP | 7.74
MTN619619 | MTN619619 | T.P-P.2-T.C-I.UP-DWN.1-0 SM BRC BRL TP | 8.51
MTN619625 | MTN619625 | T.P.2-T.C-I.U.-D.1-0 SM BRC ACT BRL TP | 10.18
MTN619644 | MTN619644 | T.P-P.2-T.C-I.UP-DWN.1-0 SM MRF BRL TP | 8.51
MTN619719 | MTN619719 | T.P-P.2-T.C-IMP.UP-DOWN SM BRC BRL TP | 8.34
MTN619725 | MTN619725 | T.P-P.2-T.C-I.UP-DWN.SM BRC ACT BRL TP | 9.33
MTN619744 | MTN619744 | T.P-P.2-T.C-IMP.UP-DOWN SM MRF BRL TP | 8.26
MTN6212-0319 | MTN6212-0319 | PUL.2-T. PLUS MF R.TEMP.SM BRC BRL TP | 301.26
MTN6212-0325 | MTN6212-0325 | P.2-T.PLUS MF R.TEMP.SM BRC ACT BRL TP | 299.48
MTN6212-0344 | MTN6212-0344 | PUL.2-T. PLUS MF R.TEMP.SM MRF BRL TP | 298.26
MTN6212-0414 | MTN6212-0414 | PUL 2-TCLS PLUS MF R.TEMP. SM ANT TP | 307.81
MTN6212-0419 | MTN6212-0419 | PUL 2-TCLS PLUS MF R.TEMP. SM BRC TP | 326.93
MTN6212-0444 | MTN6212-0444 | PUL 2-TCLS PLUS MF R.TEMP. SM MRF TP | 349.15
MTN6212-0460 | MTN6212-0460 | PUL 2-TCLS PLUS MF R.TEMP. SM ALU TC | 307.81
MTN6212-4044 | MTN6212-4044 | PUL.2-T.PLUS MF REG. TEMP. SD MRF TP | 327.98
MTN6212-4060 | MTN6212-4060 | PUL.2-T.PLUS MF REG. TEMP. SD ALU TC | 309.04
MTN6214-0319 | MTN6214-0319 | PUL.4-T.PLUS MF REG.TEMP.SM BRC BRL TP | 377.34
MTN6214-0325 | MTN6214-0325 | PUL.4-T.PLUS MF REG.TEMP.SM BRC ACT TP | 374.82
MTN6214-0344 | MTN6214-0344 | PUL.4-T.PLUS MF REG.TEMP.SM MRF BRL TP | 373.57
MTN6214-0414 | MTN6214-0414 | PULSOR 4-T.PLUS MF REG.TEMP.SM ANT TP | 388.21
MTN6214-0419 | MTN6214-0419 | PULSOR 4-T.PLUS MF REG.TEMP.SM BRC TP | 437.36
MTN6214-0444 | MTN6214-0444 | PULSOR 4-T.PLUS MF REG.TEMP.SM MRF TP | 437.36
MTN6214-0460 | MTN6214-0460 | PULSOR 4-T.PLUS MF REG.TEMP SM ALU TP | 388.21
MTN6214-4044 | MTN6214-4044 | PUL.4-T.PLUS MF REG. TEMP. SD MRF TP | 416.49
MTN6214-4060 | MTN6214-4060 | PUL.4-T.PLUS MF REG. TEMP. SD ALU TC | 392.84
MTN6214-4146 | MTN6214-4146 | PUL.4-T.PLUS MF REG. TEMP. SD INX MT | 396.34
MTN6215-0310 | MTN6215-0310 | KNX Multitouch Pro | 326.35
MTN6215-5910 | MTN6215-5910 | KNX Multitouch Pro | 347.41
MTN6221-0319 | MTN6221-0319 | TERMOSTATO KNX POR OBJECTOS SM BRC TP | 197.95
MTN6221-0325 | MTN6221-0325 | TERMOSTATO KNX POR/OBJ SM BRC ACT TP | 200.06
MTN6221-0344 | MTN6221-0344 | TERMOSTATO KNX POR OBJECTOS SM MRF TP | 197.95
MTN6221-0414 | MTN6221-0414 | TERMOSTATO KNX POR OBJECTOS SM ANT TP | 205.22
MTN6221-0460 | MTN6221-0460 | TERMOSTATO KNX POR OBJECTOS SM ALU TP | 205.22
MTN6241-0319 | MTN6241-0319 | TERMOSTATO KNX COM DISPLAY SM BRC TP | 245.33
MTN6241-0325 | MTN6241-0325 | TERMOSTATO KNX C/DISPLAY SM BRC ACT TP | 244.1
MTN6241-0344 | MTN6241-0344 | TERMOSTATO KNX COM DISPLAY SM MRF TP | 242.86
MTN6241-0414 | MTN6241-0414 | TERMOSTATO KNX COM DISPLAY SM ANT TP | 251.16
MTN6241-0460 | MTN6241-0460 | TERMOSTATO KNX COM DISPLAY SM ALU TP | 251.16
MTN6241-4019 | MTN6241-4019 | TERMOSTATO KNX COM DISPLAY SD BRC TP | 253.59
MTN6241-4060 | MTN6241-4060 | TERMOSTATO KNX COM DISPLAY SD ALU TP | 254.98
MTN625114 | MTN625114 | TECLA P- PULSOR 1-TECLA SM ANT TP | 5.96
MTN625119 | MTN625119 | TECLA P- PULSOR 1-TECLA SM BRC TP | 3.71
MTN625144 | MTN625144 | TECLA P- PULSOR 1-TECLA SM MRF TP | 3.71
MTN625160 | MTN625160 | TECLA P- PULSOR 1-TECLA SM ALU TC | 5.96
MTN625199 | MTN625199 | PULSOR 1-TECLA SM | 90.27
MTN625214 | MTN625214 | TECLA P- PULSOR 2-TECLAS SM ANT TP | 8.36
MTN625219 | MTN625219 | TECLA P- PULSOR 2-TECLAS SM BRC TP | 6.71
MTN625244 | MTN625244 | TECLA P- PULSOR 2-TECLAS SM MRF TP | 6.71
MTN625260 | MTN625260 | TECLA P- PULSOR 2-TECLAS SM ALU TC | 8.28
MTN625299 | MTN625299 | PULSOR 2-TECLAS SM | 89.36
MTN625414 | MTN625414 | T.P-PUL.1-TCL.C-IMP.1-0 SM ANT BRL TP | 9.2
MTN625419 | MTN625419 | TCL.P-PULSOR 1-TCL.C-IMP.1-0 SM BRC TP | 7.41
MTN625460 | MTN625460 | T.P-PUL.1-TCL.C-IMP.1-0 SM ALU BRL TP | 9.2
MTN625514 | MTN625514 | T.P-PULS.1-TCL.C-IMP.UP-DOWN SM ANT MT | 9.49
MTN625519 | MTN625519 | T.P-PULS.1-TCL.C-IMP.UP-DOWN SM BRC TP | 7.41
MTN625560 | MTN625560 | T.P-PULS.1-TCL.C-IMP.UP-DOWN SM ALU MT | 9.49
MTN625614 | MTN625614 | T.P-PUL.2-TCLS.C-IMP.UP-DOWN SM ANT MT | 10.59
MTN625619 | MTN625619 | T.P-PULS.2-TCLS.C-I.UP-DOWN SM BRC TP | 8.53
MTN625660 | MTN625660 | T.P-PUL.2-TCLS.C-IMP.UP-DOWN SM ALU MT | 10.59
MTN625714 | MTN625714 | T.P.2-T.C-I.U.-D.1-0 SM ANT BRL TP | 10.03
MTN625719 | MTN625719 | T.P-PUL.2-TCLS.C-IMP.1-0 SM BRC TP | 8.97
MTN625760 | MTN625760 | T.P.2-T.C-I.U.-D.1-0 SM ALU BRL TP | 10.56
MTN625814 | MTN625814 | TCL.C-IMP.P-PULSOR 2-TECLAS ELE ANT TP | 11.14
MTN625819 | MTN625819 | TCL.C-IMP.P-PULSOR 2-TECLAS SM BRC TP | 8.97
MTN625860 | MTN625860 | TCL.C-IMP.P-PULSOR 2-TECLAS SM ALU MT | 11.14
MTN6260-0307 | MTN6260-0307 | U.motion Client Touch 7 | 1750.5
MTN6260-0310 | MTN6260-0310 | U.motion Client Touch 10 | Descontinuado
MTN6260-0315 | MTN6260-0315 | U.motion Client Touch 15 | Descontinuado
MTN626119 | MTN626119 | TECLA P- PULSOR 1-TECLA SD BRC TP | 5.36
MTN626144 | MTN626144 | TECLA P- PULSOR 1-TECLA SD MRF TP | 5.58
MTN626146 | MTN626146 | TECLA P- PULSOR 1-TECLA SD INX TP | 10.41
MTN626160 | MTN626160 | TECLA P- PULSOR 1-TECLA SD ALU TP | 7.1
MTN626199 | MTN626199 | PULSOR 1-TECLA SD | Descontinuado
MTN626219 | MTN626219 | TECLA P- PULSOR 2-TECLAS SD BRC TP | 7.75
MTN626244 | MTN626244 | TECLA P- PULSOR 2-TECLAS SD MRF TP | 7.06
MTN626246 | MTN626246 | TECLA P- PULSOR 2-TECLAS SD INX TP | 16.08
MTN626260 | MTN626260 | TECLA P- PULSOR 2-TECLAS SD ALU TP | 9.6
MTN626299 | MTN626299 | PULSOR 2-TECLAS SD | Descontinuado
MTN626419 | MTN626419 | TCL.P-PUL.1-TECLA C-IMP.1-0 SD BRC TP | 5.96
MTN626446 | MTN626446 | TCL.P-PUL.1-TECLA C-IMP.1-0 SD INX TP | 11.18
MTN626519 | MTN626519 | T.P-PUL.1-TCL.C-IMP.UP-DOWN SD BRC TP | 5.96
MTN626546 | MTN626546 | T.P-PUL.1-TCL.C-IMP.UP-DOWN SD INX TP | 11.78
MTN626619 | MTN626619 | T.P-PUL.2-T.C-IMP.1-0 UP-DWN.SD BRC TP | 9.41
MTN626646 | MTN626646 | T.P-PUL.2-T.C-IMP.1-0 UP-DWN.SD INX TP | 17.64
MTN626719 | MTN626719 | T.P-PUL.2-T.C-I.UP-DOWN 1-0 SD BRC TP | 9.41
MTN626746 | MTN626746 | T.P-PUL.2-T.C-I.UP-DOWN 1-0 SD INX TP | Descontinuado
MTN626760 | MTN626760 | T.P-PUL.2-T.C-I.UP-DOWN 1-0 SD ALU TP | 10.78
MTN626819 | MTN626819 | T.P-PUL. 2-TCL.C-IMP.UP-DOWN SD BRC TP | 9.31
MTN626846 | MTN626846 | T.P-PUL. 2-TCL.C-IMP.UP-DOWN SD INX TP | 17.89
MTN626860 | MTN626860 | T.P-PUL. 2-TCL.C-IMP.UP-DOWN SD ALU TP | 11.4
MTN6270-0000 | MTN6270-0000 | Capa anti-vandalo Dlife | 9.48
MTN6270-0010 | MTN6270-0010 | Kit KNX Icones Pro, S M | 25.28
MTN6270-0011 | MTN6270-0011 | Kit KNX Icones Pro, Dlife | 32.05
MTN6270-4060 | MTN6270-4060 | U.motion Touch 7 Design element | 98.23
MTN6270-4160 | MTN6270-4160 | U.motion Touch 10 Design element | 193.58
MTN6270-4260 | MTN6270-4260 | U.motion Touch 15 Design element | Descontinuado
MTN6270-5001 | MTN6270-5001 | U.motion Touch 7 Mounting set | 78.46
MTN6270-5004 | MTN6270-5004 | U.motion Touch 10 Flush mounting box | 168.66
MTN6270-5005 | MTN6270-5005 | U.motion Touch 10 Cavity wall set | 167.21
MTN6270-5006 | MTN6270-5006 | U.motion Touch 10 Cavity wall set, flush | 162.19
MTN6270-5007 | MTN6270-5007 | U.motion Touch 15 Flush mounting box | Descontinuado
MTN6270-5008 | MTN6270-5008 | U.motion Touch 15 Cavity wall set | Descontinuado
MTN6270-5009 | MTN6270-5009 | U.motion Touch 15 Cavity wall set, flush | Descontinuado
MTN627514 | MTN627514 | PULSOR 1 - TECLA PLUS SM ANT TP | 134.23
MTN627519 | MTN627519 | PULSOR 1 - TECLA PLUS SM BRC TP | 147.16
MTN627544 | MTN627544 | PULSOR 1 - TECLA PLUS SM MRF TP | 147.16
MTN627560 | MTN627560 | PULSOR 1 - TECLA PLUS SM ALU TC | 134.23
MTN627591 | MTN627591 | CAPA PROTECCAO SM | 6.59
MTN627614 | MTN627614 | PULSOR 2 - TECLAS PLUS SM ANT TP | 145.93
MTN627619 | MTN627619 | PULSOR 2 - TECLAS PLUS SM BRC TP | 150.39
MTN627644 | MTN627644 | PULSOR 2 - TECLAS PLUS SM MRF TP | 160.61
MTN627660 | MTN627660 | PULSOR 2 - TECLAS PLUS SM ALU TC | 145.93
MTN627814 | MTN627814 | PULSOR 4 - TECLAS PLUS SM ANT TP | 186.78
MTN627819 | MTN627819 | PULSOR 4 - TECLAS PLUS SM BRC TP | 194.57
MTN627844 | MTN627844 | PULSOR 4 - TECLAS PLUS SM MRF TP | 209.89
MTN627860 | MTN627860 | PULSOR 4 - TECLAS PLUS SM ALU TC | 188.67
MTN627914 | MTN627914 | PUL.4-TECLAS PLUS C- REC. IV SM ANT TP | 213.74
MTN627919 | MTN627919 | PUL.4-TECLAS PLUS C- REC. IV SM BRC TP | 224.14
MTN627944 | MTN627944 | PUL.4-TECLAS PLUS C- REC. IV SM MRF TP | 239.37
MTN627960 | MTN627960 | PUL.4-TECLAS PLUS C- REC. IV SM ALU TC | 213.74
MTN628044 | MTN628044 | PULSOR 1-TECLA PLUS SD MRF TP | 143.29
MTN628046 | MTN628046 | PULSOR 1 - TECLA PLUS SD INX MT | 140.46
MTN628060 | MTN628060 | PULSOR 1 - TECLA PLUS SD ALU TC | 135.63
MTN628091 | MTN628091 | CAPA PROTECCAO SM | 8.93
MTN628160 | MTN628160 | PULSOR 2 - TECLAS PLUS SD ALU TC | 146.51
MTN628244 | MTN628244 | PULSOR 3 - TECLAS PLUS SD MRF TP | 170.91
MTN628246 | MTN628246 | PULSOR 3 - TECLAS PLUS SD INX MT | 167.1
MTN628260 | MTN628260 | PULSOR 3 - TECLAS PLUS SD ALU TC | 159.84
MTN628319 | MTN628319 | PULSOR 4 - TECLAS PLUS SD BRC TP | 187.05
MTN628344 | MTN628344 | PULSOR 4 - TECLAS PLUS SD MRF TP | 203.75
MTN628360 | MTN628360 | PULSOR 4 - TECLAS PLUS SD ALU TC | 190.13
MTN628419 | MTN628419 | PUL.4-TCLS.PLUS C-RECEPT.IV SD BRC TP | 213.46
MTN628444 | MTN628444 | PUL.4-TECLAS PLUS C- RECEPT. SD MRF TP | 232.7
MTN628446 | MTN628446 | PUL.4-TECLAS PLUS C- RECEPT. SD INX MT | Descontinuado
MTN628460 | MTN628460 | PUL.4-TECLAS PLUS C- RECEPT. SD ALU TC | 217.95
MTN629993 | MTN629993 | ACTUADOR UP 230-16 BRC | 145.11
MTN6300-0001 | MTN6300-0001 | Cesta de protección detector de presenci | 66.53
MTN6300-0002 | MTN6300-0002 | Mando a distancia detector de presencia | 55.37
MTN6302-6033 | MTN6302-6033 | KNX ARGUS 180DLife, Sara | 145.7
MTN6302-6034 | MTN6302-6034 | KNX ARG Presence 180/2.20 m FM ant SDsg | 142.23
MTN6302-6035 | MTN6302-6035 | KNX ARG Presence 180/2.20 m FM lw SDsg | 139.52
MTN6302-6036 | MTN6302-6036 | KNX ARGUS 180DLife, INOX | 144.33
MTN6302-6050 | MTN6302-6050 | KNX ARGUS 180DLife Niq M | 133.35
MTN6302-6051 | MTN6302-6051 | KNX ARGUS 180DLife, Moc M | 133.35
MTN6302-6052 | MTN6302-6052 | KNX ARGUS 180DLife, C. M | 133.35
MTN6303-0019 | MTN6303-0019 | KNX Mini Presence Detector | 248.29
MTN6304-0019 | MTN6304-0019 | KNX High Bay Presence Detector | 222.16
MTN630419 | MTN630419 | DETECTOR PRESENCA KNX 180/2.20 SM BRC | 194.56
MTN630425 | MTN630425 | DET. PRESENCA KNX 180/2.20 SM BRC ACT | 195.56
MTN630444 | MTN630444 | DETECTOR PRESENCA KNX 180/2.20 SM MRF | 194.56
MTN6305-0019 | MTN6305-0019 | KNX Corridor Presence Detector | 235.23
MTN630614 | MTN630614 | DET. PRESENCA KNX 180/2.20 SM BRC ANT | 216.04
MTN630660 | MTN630660 | DET. PRESENCA KNX 180/2.20 SM BRC ALU | 216.04
MTN630719 | MTN630719 | KNX ARGUS PRESENCA BASIC C-ACOP. BRC | 232.55
MTN630760 | MTN630760 | KNX ARGUS PRESENCA BASIC C-ACOP. ALU | 239.88
MTN630819 | MTN630819 | DETECTOR PRESEN?A KNX ARGUS BRC | 266.56
MTN630860 | MTN630860 | DETECTOR PRESENCA 360 KNX ARGUS ALU | 250.11
MTN630919 | MTN630919 | DET.KNX ARG.PRES. C-REG.CONST.ILUM.BRC | 299.87
MTN630960 | MTN630960 | D. PR. KNX C/R IV+REG.CONST.ILUM. ALU | 308.45
MTN631619 | MTN631619 | ARGUS 180 UP INS SM BRC | 203.37
MTN631625 | MTN631625 | DET MOV KNX ARGUS 180 UP INS SM BRC ACT | 207.62
MTN631644 | MTN631644 | DET MOV KNX ARGUS 180 UP INS SM MRF | 205.42
MTN631719 | MTN631719 | ARGUS 180/2,20 m UP M-Eleg - Branco | 201.04
MTN631725 | MTN631725 | DET MOV KNX ARGUS 180/2,20M SM - BRC ACT | 205.23
MTN631744 | MTN631744 | DET MOV KNX ARGUS 180/2,20M SM - MRF | 203.06
MTN631844 | MTN631844 | ARGUS 180 UP SD MF | 325.47
MTN631846 | MTN631846 | DETECTOR MOV. KNX ARGUS 180 UP SD INX | Descontinuado
MTN631860 | MTN631860 | DETECTOR MOV. KNX ARGUS 180 UP SD ALU | Descontinuado
MTN632515 | MTN632515 | DET MOV KNX ARGUS 220 IP55 CAS | 298.46
MTN632519 | MTN632519 | DET MOV KNX ARGUS 220 BRC | 297.85
MTN632569 | MTN632569 | DET MOV KNX ARGUS 220 IP55 ALU | 309.99
MTN632614 | MTN632614 | ARGUS 180 UP INS C-ACOPLADOR SM ANT TP | 215.2
MTN632619 | MTN632619 | ARGUS 180 UP INS C-ACOPLADOR SM BRC TP | 224.11
MTN632644 | MTN632644 | ARGUS 180 UP INS C-ACOPLADOR SM MRF TP | 224.11
MTN632660 | MTN632660 | ARGUS 180 UP INS C-ACOPLADOR SM ALUTP | 215.2
MTN632714 | MTN632714 | ARGUS 180 2.20M INS C-ACOP. SM ANT TP | 213.44
MTN632719 | MTN632719 | ARGUS 180 2.20M INS C-ACOP. SM BRC TP | 236.61
MTN632744 | MTN632744 | ARGUS 180 2.20M INS C-ACOP. SM MRF TP | 234.25
MTN632760 | MTN632760 | ARGUS 180 2.20M INS C-ACOP. SM ALU TP | 213.44
MTN6354-0019 | MTN6354-0019 | KNX High Bay Presence Detector | 248.29
MTN6355-0019 | MTN6355-0019 | KNX Corridor Presence Detector | 222.16
MTN639125 | MTN639125 | SERVOVALVULA TERMOELECTRICA 230V BRC | 50.67
MTN639126 | MTN639126 | VALV. ACCIONAMENTO TERMOELECTRICO 24V | 54
MTN639150 | MTN639150 | ADAPT.VA50 P-SERVOVALVULA TERMOELECTR. | 13.42
MTN639178 | MTN639178 | ADAPT.VA78 P-SERVOVALVULA TERMOELECTR. | 25.83
MTN639180 | MTN639180 | ADAPT.VA80 P- ERVOVALVULA TERMOELECTR. | 21.53
MTN639190 | MTN639190 | PROG. MAGNETICO P- ELECTROVALV. 639119 | 22.36
MTN644492 | MTN644492 | ENTR.BINARIA REG-K-4X10 C- ACOP. BUS | 275.19
MTN644592 | MTN644592 | ENTR.BINARIA REG-K-8x10 C- ACOP. BUS 2 | 328.35
MTN644692 | MTN644692 | ENTRADA BINARIA REG-K-8x230 | 319.43
MTN644792 | MTN644792 | ENTRADA BINARIA REG-K-8x24 | 317.05
MTN644892 | MTN644892 | ENTRADA BINARIA REG-K-4x24 | 250.96
MTN644992 | MTN644992 | ENTRADA BINARIA REG-K-4x230 | 258.04
MTN645094 | MTN645094 | ACTUADOR DE VENTILOCONVECTOR | 458.69
MTN646704 | MTN646704 | ACTUADOR ESTORES REG-K-4x-6 | 370.73
MTN646808 | MTN646808 | ACTUADOR COMUT. REG-K-8x230-6 | 344.45
MTN646991 | MTN646991 | UNID.CONTROLO TRIP.DE 0-10V AC.MANUAL | 349.67
MTN647091 | MTN647091 | UNID. CONTROLO LUZ 1 ELEM. REG-K 0-10V | 256.94
MTN647393 | MTN647393 | ACT.COMUT.REG-K-2x230-16 C-OP.MANUAL | 293.5
MTN647395 | MTN647395 | ACT.BIN. REG-K/2X230/16 C/DET.CORRENTE | 386.09
MTN647593 | MTN647593 | ACTUADOR BINARIO REG-K - 4X230/16 | 300.49
MTN647595 | MTN647595 | ACT.BIN. REG-K/4X230/16 C/DET.CORRENTE | 484.62
MTN647893 | MTN647893 | ACT.COMUT.REG-K-8x230-16 C-OP.MAN. | 364.87
MTN647895 | MTN647895 | ACT BIN C-DETECCAO CORRENTE 8 SAIDAS | 666.29
MTN648493 | MTN648493 | ACTUADOR REG-K-12x230-16 C- OP. MAN. | 626.59
MTN648495 | MTN648495 | ACT.BIN.REG-K/12X230/16 C/DET.CORRENTE | 874.12
MTN648704 | MTN648704 | ACT.ESTORES REG-K-4x24 -6 C-OP.MAN. | 418.28
MTN649202 | MTN649202 | ACT.BINARIO REG-K-2x230-10 C-OP.MANUAL | 255.36
MTN649204 | MTN649204 | ACT.BINARIO REG-K-4x230-10 C-OP.MANUAL | 310.42
MTN649208 | MTN649208 | ACT.BINARIO REG-K-8x230-10 C-OP.MANUAL | 350.97
MTN649212 | MTN649212 | ACT.BIN.REG-K-12x230-10 C-OP.MANUAL | 614.62
MTN649310 | MTN649310 | ACTUADOR UNIV. DIMMER REG-K-230-1000W | 395.97
MTN649315 | MTN649315 | ACTUADOR UNIV. DIMMER REG-K-4x230-150W | 634.66
MTN649350 | MTN649350 | ACTUADOR UNIV. DIMMER REG-K-2x230-500W | 247.5
MTN649704 | MTN649704 | ACT.ESTORES REG-K-4x-10 C- OP. MANUAL | 327.81
MTN649802 | MTN649802 | ACT.ESTORES REG-K-2x-10 C- OP. MAN. | 251.78
MTN649804 | MTN649804 | ACTUADOR ESTORES REG-K-4x-10 C-OP.MAN. | 344.98
MTN649808 | MTN649808 | ACTUADOR ESTORES REG-K-8x-10 C-OP.MAN. | 663.2
MTN649908 | MTN649908 | ACT.EST.-COM.REG-K-8-16-10 C- OP.MAN. | 751.66
MTN649912 | MTN649912 | ACT. ESTORES ACT.BINARIO REG-K - 12X | 1185.8
MTN6500-0113 | MTN6500-0113 | GATEWAY KNX-IP INSIDE | Descontinuado
MTN6503-0201 | MTN6503-0201 | KNX Metering Gateway - MODBUS/PWM | 376.13
MTN6600-0603 | MTN6600-0603 | KNX Energy meter REG-K/3x230 V/16 A | 376.13
MTN6606-0008 | MTN6606-0008 | Interruptor horario KNX REG-K/8/800 | 554.57
MTN6606-0070 | MTN6606-0070 | DCF-77 antena V2 | 178.39
MTN6606-0071 | MTN6606-0071 | ANTENA GPS | Sob Consulta
MTN663529 | MTN663529 | FONTE ALIMENTACAO REG-24V AC-1A | 121.89
MTN663591 | MTN663591 | SENSOR DE VENTO COM INTERFACE 0-10V | 468.49
MTN663592 | MTN663592 | SENSOR VENTO C/INTERF. 0-10V E AQUEC | 541.82
MTN663593 | MTN663593 | SENSOR DE LUMINOSIDADE | 233.64
MTN663594 | MTN663594 | SENSOR DE CREPUSCULAR | 244.76
MTN663595 | MTN663595 | SENSOR DE CHUVA | 439.71
MTN663596 | MTN663596 | SENSOR DE TEMPERATURA | 244.39
MTN663692 | MTN663692 | ESTACAO METEO. COMBI. DCF-77 | 1259.68
MTN663991 | MTN663991 | SENSOR DE LUMINUSIDADE E TEMPERATURA IP5 | 437.17
MTN668990 | MTN668990 | BATERIA DE GEL RECARREGAVEL 12 V | 86.63
MTN668991 | MTN668991 | BATERIA DE GEL RECARREGAVEL 12V 18AH | 158.76
MTN670802 | MTN670802 | BOTAO PRESSAO INTERFACE 2-M D. PLUS | 75.57
MTN670804 | MTN670804 | BOTAO PRESSAO INTERFACE 4-M D. PLUS | 127.31
MTN6710-0002 | MTN6710-0002 | KNX universal dimming actuator LL REG-K/ | 383.88
MTN6710-0004 | MTN6710-0004 | KNX universal dimming actuator LL REG-K/ | 538.26
MTN6725-0001 | MTN6725-0001 | Gateway KNX-DALI REG-K 1/16(64)/64/IP | 896.06
MTN6725-0003 | MTN6725-0003 | KNX DALI GW Basic/1/16/64 | 566.32
MTN6725-0004 | MTN6725-0004 | KNX DALI GW Basic/2/16/64 | 853.47
MTN6730-0001 | MTN6730-0001 | ACT.AQUEC.REG-K-6x230-0,05A | 361.52
MTN676090 | MTN676090 | MODULO LOGICO BASICO KNX REG-K | 328.02
MTN677290 | MTN677290 | TEMPORIZADOR KNX REG-K | 222.38
MTN680204 | MTN680204 | ACOPLADOR DE L?NHA E AREA REG-K | 554.88
MTN680329 | MTN680329 | KNX - IP-ROUTER REG-K | 814.37
MTN681799 | MTN681799 | INTERFACE USB MONT. EMB. | 283.47
MTN681829 | MTN681829 | INTERFACE USB REG-K | 347.4
MTN682191 | MTN682191 | ENTRADA ANALOGICA REG-K-4X | 358.98
MTN682291 | MTN682291 | ACTUADOR ANALOGICO REG-K-4X | 558.69
MTN682991 | MTN682991 | ESTACAO METEOROLOGICA REG-K-4X | 856.44
MTN683832 | MTN683832 | FONTE ALIMENTACAO 320 REG-K C/ENT. BAT | 335.75
MTN683890 | MTN683890 | FONTE ALIMENTACAO 640 REG-K 1 LINHA | 417.35
MTN683901 | MTN683901 | FONTE ALIMENTACAO EMERGENCIA REG | 161.48
MTN684032 | MTN684032 | FONTE ALIMENTACAO 320 REG-K | 299.8
MTN684064 | MTN684064 | F ALIMENTACAO 640 REG-K 1L S/ENT EM. | 384.69
MTN689701 | MTN689701 | BORNE LIGACAO BUS | 81.1
MTN689702 | MTN689702 | BORNE LIGACAO RESERVA AMR-BRC | 81.1
MTN6903-6014 | MTN6903-6014 | KNX Access Control RFID Card reader glas | 494.98
MTN6903‑6014 | MTN6903‑6014 | LEITOR CART RFID VDR PRT | Sob Consulta
MTN6903-6019 | MTN6903-6019 | KNX Access Control RFID Card reader glas | 494.98
MTN6903‑6019 | MTN6903‑6019 | LEITOR CART RFID VDR BRC | Sob Consulta
MTN6903-6060 | MTN6903-6060 | KNX Access Control RFID Card reader glas | 494.98
MTN6903‑6060 | MTN6903‑6060 | LEITOR CART RFID VDR ALU | Sob Consulta
MTN6903-6114 | MTN6903-6114 | KNX Access Control RFID Card holder glas | 487.04
MTN6903‑6114 | MTN6903‑6114 | SUP CART RFID VDR PRT | Sob Consulta
MTN6903-6119 | MTN6903-6119 | KNX Access Control RFID Card holder glas | 487.04
MTN6903‑6119 | MTN6903‑6119 | SUP DE CART RFID VDR BRC | Sob Consulta
MTN6903-6160 | MTN6903-6160 | KNX Access Control RFID Card holder glas | 487.04
MTN6903‑6160 | MTN6903‑6160 | SUP CART RFID VDR ALU | Sob Consulta
MTN6903-6214 | MTN6903-6214 | KNX Access Control RTC glass black | 463.19
MTN6903‑6214 | MTN6903‑6214 | TERM VDR COM DISPLAY PRT | Sob Consulta
MTN6903-6219 | MTN6903-6219 | KNX Access Control RTC glass white | 463.19
MTN6903‑6219 | MTN6903‑6219 | TERM VIDRO C/DISPLAY BRC | Sob Consulta
MTN6903-6260 | MTN6903-6260 | KNX Access Control RTC glass alu | 463.19
MTN6903‑6260 | MTN6903‑6260 | TERM VIDRO C/DISPLAY ALU | Sob Consulta
MTN6903-6300 | MTN6903-6300 | KNX Access Control PC e-Suite | 6220.98
MTN6903‑6300 | MTN6903‑6300 | C ACESSOS KNX ESUITE+PC | Sob Consulta
MTN6903-6301 | MTN6903-6301 | KNX Access Control USB card prog. | 868.32
MTN6903‑6301 | MTN6903‑6301 | PR CART P/CONT ACESSO KNX | Sob Consulta
MTN6904-0001 | MTN6904-0001 | ESTACAO METEOROLOGICA KNX BASICA 2 | 819.42
MTN6904-0002 | MTN6904-0002 | ADAPT. FIXACAO EST. METEREOLOGICA 2 | 49.84
MTN6921-0001 | MTN6921-0001 | AC EMO EL.C/2 ENT+LED EST | Sob Consulta
MTN693003 | MTN693003 | FONTE ALIMENTACAO REG-24V DC-0,4A | 159.7
MTNS402319-01 | MTNS402319-01 | Espelho Elegance 3 El BR Brilh s/ logo | 13.68
MTNS402419-01 | MTNS402419-01 | Espelho Elegance 4 El BR Brilh s/ logo | 22.1
MTNS6212-4019-01 | MTNS6212-4019-01 | PUL.2-T.PLUS MF REG. TEMP. SD ANTRACITE | 303.59
MTNS649330-01 | MTNS649330-01 | ACTUADOR LED DIMMER REG-K- 2X - 300W | 520.72
MUR34004 | MUR34004 | 10 x ETIQUETAS MUR S | 5.01
MUR34007 | MUR34007 | PROTEÇÃO IP44 MUR S | 4.26
MUR34029 | MUR34029 | BP ET COMP CZ IP55 MUR S | 12.51
MUR34101 | MUR34101 | Q 2 E H ENC CZ IP55 MUR S | 9.6
MUR34107 | MUR34107 | Q 1 ELE ENC CZ IP55 MUR S | 4.74
MUR34108 | MUR34108 | Q 1 E ENC G CZ IP55 MUR S | 6.4
MUR34109 | MUR34109 | Q 3 E H ENC CZ IP55 MUR S | 14.92
MUR34151 | MUR34151 | Q 2 E V ENC CZ IP55 MUR S | 9.6
MUR34206 | MUR34206 | 10X2 TAM P/CX SAL MUR S | 5.6
MUR34526 | MUR34526 | PIL BAL VM CZ IP55 MUR S | 23.83
MUR34555 | MUR34555 | 5xLAMP INC E14 230V MUR S | 8.58
MUR34556 | MUR34556 | 1x LAM LED 230V VRM MUR S | 41.69
MUR35007 | MUR35007 | 10 x ENT 3 TUBOS CZ MUR S | 8.58
MUR35008 | MUR35008 | 10xENT TUB M6/20 CZ MUR S | 8.58
MUR35019 | MUR35019 | COM DUP CP CZ IP55 MUR S | 11.14
MUR35020 | MUR35020 | I GRUP COMP CZ IP55 MUR S | 16.64
MUR35021 | MUR35021 | COM ESC SAL CZ IP55 MUR S | 10.14
MUR35022 | MUR35022 | COM DUP SAL CZ IP55 MUR S | 16.95
MUR35023 | MUR35023 | INV GRP SAL CZ IP55 MUR S | 21.38
MUR35024 | MUR35024 | COM SAL LUM CZ IP55 MUR S | 18.33
MUR35025 | MUR35025 | COM LUM CP CZ IP55 MUR S | 13.57
MUR35026 | MUR35026 | B PRESS SAL CZ IP55 MUR S | 11.75
MUR35027 | MUR35027 | B PRES COMP CZ IP55 MUR S | 8.29
MUR35028 | MUR35028 | B P LUM SAL CZ IP55 MUR S | 17.74
MUR35033 | MUR35033 | INT BIP SAL CZ IP55 MUR S | 23.61
MUR35034 | MUR35034 | I BIP COMP CZ IP55 MUR S | 16.64
MUR35042 | MUR35042 | B P EST SAL CZ IP55 MUR S | 28.58
MUR35052 | MUR35052 | P EMG CHAVE CZ IP55 MUR S | 65.51
MUR35053 | MUR35053 | P EMG ROT C CZ IP55 MUR S | 65.51
MUR35061 | MUR35061 | I CHV 3POS C CZ IP55 MURS | 65.51
MUR35067 | MUR35067 | I TP ELEC S CZ IP55 MUR S | 71.45
MUR35106 | MUR35106 | ADAPT UNICA CZ IP55 MUR S | 10.66
MUR35110 | MUR35110 | ADAPT UNICA CZ IP55 MUR S | 10.51
MUR35127 | MUR35127 | BP LUM COMP CZ IP55 MUR S | 12.51
MUR35228 | MUR35228 | BP DUP LUM CZ IP55 MUR S | 25.06
MUR35326 | MUR35326 | BP DUP COMP CZ IP55 MUR S | 16.44
MUR36024 | MUR36024 | T+COM SAL CZ IP55 MUR S | 23.46
MUR36029 | MUR36029 | T 2X2P+T S CZ IP55 MUR S | 26.16
MUR36030 | MUR36030 | MUREVA OUTLET PINE SCREW TERM SURFACE GR | 15.39
MUR36034 | MUR36034 | T 2P+T SAL IP55 CZ MUR S | 10.26
MUR36038 | MUR36038 | T 3X2P+T S CZ IP55 MUR S | 41.04
MUR36132 | MUR36132 | T 2P+T EN M IP55 CZ MUR S | 13.86
MUR36133 | MUR36133 | MUREVA OUTLET W PINE SCREWL MULTI GR | 10.26
MUR36134 | MUR36134 | T 2P+T COMP IP55 CZ MUR S | 8.13
MUR36135 | MUR36135 | MUREVA OUTLET SIDEE SCREW TERM MULTI GR | 8.13
MUR36731 | MUR36731 | MUREVA OUTLET SIDEE SCREW TERM SURF GR | 10.26
MUR37021 | MUR37021 | C ESC COMP CZ IP55 MUR S | 7.14
MUR37713 | MUR37713 | CX 3 E H S CZ IP55 MUR S | 15.61
MUR37911 | MUR37911 | CX 1 ELEM S CZ IP55 MUR S | 4.74
MUR37912 | MUR37912 | CX 2 E V S CZ IP55 MUR S | 10.23
MUR37914 | MUR37914 | CX 2 E H S CZ IP55 MUR S | 10.23
MUR37931 | MUR37931 | S CAB COMP IP55 CZ MUR S | 10.66
MUR39007 | MUR39007 | 10 x ENT 3 TUBOS BR MUR S | 8.53
MUR39008 | MUR39008 | 10xENT TUB M6/20 BR MUR S | 8.53
MUR39021 | MUR39021 | COM ESC SAL BR IP55 MUR S | 10.14
MUR39022 | MUR39022 | COM DUP CP BR IP55 MUR S | 11.14
MUR39023 | MUR39023 | I GRUP COMP BR IP55 MUR S | 16.64
MUR39024 | MUR39024 | COM LUM CP BR IP55 MUR S | 13.57
MUR39026 | MUR39026 | B PRESS SAL BR IP55 MUR S | 11.75
MUR39027 | MUR39027 | B PRES COMP BR IP55 MUR S | 8.29
MUR39033 | MUR39033 | I BIP COMP BR IP55 MUR S | 16.64
MUR39034 | MUR39034 | T 2P+T SAL IP55 BR MUR S | 10.26
MUR39035 | MUR39035 | T 2X2P+T S IP55 BR MUR S | 26.16
MUR39067 | MUR39067 | I TP ELEC S BR IP55 MUR S | 71.45
MUR39101 | MUR39101 | Q 2 E H ENC BR IP55 MUR S | 9.6
MUR39106 | MUR39106 | ADAPT UNICA BR IP55 MUR S | 10.66
MUR39107 | MUR39107 | Q 1 ELE ENC BR IP55 MUR S | 4.74
MUR39108 | MUR39108 | Q 1 E ENC G BR IP55 MUR S | 6.4
MUR39109 | MUR39109 | Q 3 E H ENC BR IP55 MUR S | 14.92
MUR39110 | MUR39110 | ADAPT UNICA BR IP55 MUR S | 10.51
MUR39127 | MUR39127 | BP LUM COMP BR IP55 MUR S | 12.51
MUR39129 | MUR39129 | BP ET COMP BR IP55 MUR S | 12.51
MUR39132 | MUR39132 | T 2P+T EN M IP55 BR MUR S | 13.86
MUR39134 | MUR39134 | T 2P+T COMP IP55 BR MUR S | 8.13
MUR39135 | MUR39135 | MUREVA OUTLET SIDEE SCREW TERM MULTI WH | 8.13
MUR39151 | MUR39151 | Q 2 E V ENC BR IP55 MUR S | 9.6
MUR39206 | MUR39206 | SOCKET-O. SIDE E. SCREW. PW. MUR | 10.26
MUR39721 | MUR39721 | COM ENC MON BR IP55 MUR S | 13.69
MUR39723 | MUR39723 | C ESC COMP BR IP55 MUR S | 7.14
MUR39911 | MUR39911 | CX 1 ELEM S BR IP55 MUR S | 4.74
MUR39912 | MUR39912 | CX 2 E V S BR IP55 MUR S | 10.42
MUR39913 | MUR39913 | CX 3 E H S BR IP55 MUR S | 15.61
MUR39914 | MUR39914 | CX 2 E H S BR IP55 MUR S | 10.23
MZ140-230T | MZ140-230T | Actuador MZ14-230T 230V On/Off | 30.8
MZ140-24M | MZ140-24M | Actuador MZ140-24M 24V 0-10V | 80.9
MZ140-24T | MZ140-24T | Actuador MZ140-24T 24V On/Off | 31.1
MZ300S-230F | MZ300S-230F | 230V FLOATING ACT.+S.V.LINKAGE | 195.2
MZ300S-24F | MZ300S-24F | 24V FLOATING ACT.+S.V.LINKAGE | 184.1
MZ300S-24M | MZ300S-24M | 24V MODULATING ACT+S.V.LINKAGE | 216.6
NBAC0122 | NBAC0122 | DUAL POWER SUPPLY (-5V/3.3V) FOR NETBOTZ | 150
NBAC0209L | NBAC0209L | APC NETBOTZ USB REPEATER CABLE, LSZH - 1 | 77.63
NBAC0213L | NBAC0213L | NetBotz USB Latching Repeater | 70
NBAC0213P | NBAC0213P | NetBotz USB Latching Repeater | 105
NBAC0214P | NBAC0214P | NetBotz USB Latching Cable, Pl | 60
NBAC0301 | NBAC0301 | Surface Mounting Brackets for | 108.33
NBAC0302 | NBAC0302 | Rack Mounting Bracket for NetB | 133.33
NBAC0303 | NBAC0303 | NBAC0303 / APC POE Injector | 122.47
NBACS125 | NBACS125 | NetBotz 125 kHz Rack Access Control | 1565
NBDC0001 | NBDC0001 | APC NetBotz Dry Contact Cable | 29.32
NBES0201 | NBES0201 | APC NETBOTZ PARTICLE SENSOR PS100 | 527.85
NBES0301 | NBES0301 | NetBotz Spot Fluid Sensor - 15 | 128.33
NBES0302 | NBES0302 | NetBotz Door Switch Sensor for | 66.67
NBES0303 | NBES0303 | NetBotz Door Switch Sensors (2 | 118.33
NBES0304 | NBES0304 | NetBotz Dry Contact Cable - 15 | 50
NBES0305 | NBES0305 | NETBOTZ 0-5V CABLE - 15 FT. | 70
NBES0306 | NBES0306 | NETBOTZ VIBRATION SENSOR - 12 FT. | 118.33
NBES0307 | NBES0307 | NetBotz Smoke Sensor - 10 ft. | 230
NBES0308 | NBES0308 | NetBotz Leak Rope Sensor - 20 ft | 343.33
NBFD0100B | NBFD0100B | APC NetBotz Fluid Detector FD1 | 143.17
NBHN0171 | NBHN0171 | APC SX Rack Handle Kit - NetBotz Rack A. | 405
NBHS0100 | NBHS0100 | APC NetBotz Humidity Sensor HS | 143.17
NBPD0121 | NBPD0121 | APC NETBOTZ CAMERA POD 120 WITH BRKT AND | 617.55
NBPD0122 | NBPD0122 | APC NetBotz Sensor Pod 120 wit | 313.95
NBPD0150 | NBPD0150 | NetBotz Rack Sensor Pod 150 | 320
NBPD0155 | NBPD0155 | NBPD0155 / NetBotz Room Sensor Pod 155 | 376.67
NBPD0165 | NBPD0165 | NetBotz Camera Pod 165 | 473
NBRK0201 | NBRK0201 | NetBotz Rack Monitor 200 (with | Sob Consulta
NBRK0250 | NBRK0250 | NetBotz Rack Monitor 250 | 621.67
NBRK0450 | NBRK0450 | NetBotz Rack Monitor 450 (without 120/24 | 1925
NBRK0451 | NBRK0451 | NBRK0451 / NetBotz Rack Monitor 450 (wit | 2033.33
NBRK0550 | NBRK0550 | NetBotz Rack Monitor 550 | 2811.75
NBRK0570 | NBRK0570 | NetBotz Rack Monitor 570 | 2733.33
NBRK0750 | NBRK0750 | NetBotz Rack Monitor 750 | 2458.33
NBSV1000 | NBSV1000 | NetBotz Surveillance Base - 15 Nodes | 3916.67
NBSV1005 | NBSV1005 | NetBotz Surveillance Add On Pa | 1278.33
NBSV1010 | NBSV1010 | NetBotz Surveillance Add On Pack - 10 | 2183.33
NBSV1025 | NBSV1025 | StruxureWare Data Center Expert 25 Node | 4983.33
NBTS0100 | NBTS0100 | APC NetBotz External Temperatu | 105.23
NBWL0356 | NBWL0356 | NetBotz Room Monitor 355 (with | 1768.12
NBWL0455 | NBWL0455 | NBWL0455 / NetBotz Room Monitor 455 (wit | 2432.25
NBWL0455A | NBWL0455A | NetBotz Room Monitor 455 (without PoE In | 2325
NBWL0456 | NBWL0456 | NetBotz Room Monitor 455 120/240V PoE I | 2553
NBWN0005 | NBWN0005 | NetBotz Advanced Software Pack | 118.33
NBWN0006 | NBWN0006 | NetBotz Device Monitoring (Five Nodes) | 343.33
NBWS100H | NBWS100H | NetBotz Wireless Humidity Sensor | 155
NCA93100 | NCA93100 | Mala de ensaios / simulador | 3013.33
NLN1170116 | NLN1170116 | Plug 16 A FREE | Sob Consulta
NLNAUDIO | NLNAUDIO | SISTEMA DE SOM | Sob Consulta
NLNDIVU03 | NLNDIVU03 | GENERICO U03 | Sob Consulta
NLNG300DISJARM | NLNG300DISJARM | Disjuntor Armario | Sob Consulta
NLNG300DISJEST | NLNG300DISJEST | Disjuntor Estanteria | Sob Consulta
NLNKITKNXCFP | NLNKITKNXCFP | KIT DOMOTICA KNX P/ESCOLAS | Sob Consulta
NLNKITKNXINICFP | NLNKITKNXINICFP | KIT DOMOTICA KNX INICIACAO P/ESCOLAS | Sob Consulta
NLNKITZELIOCFP | NLNKITZELIOCFP | KIT DOMOTICA ZELIO LAR P/ESCOLAS | Sob Consulta
NLNMATU04 | NLNMATU04 | Material diverso para U04 | Sob Consulta
NLNMBX1403BK | NLNMBX1403BK | 1 x BX1400UI + 1 x M3BK-EC | Consultar
NLNMBX1403BL | NLNMBX1403BL | 1 x BX1400UI + 1 x M3BL-EC | Consultar
NLNMBX1403RD | NLNMBX1403RD | 1 x BX1400UI + 1 x M3RD-EC | Consultar
NLNMBX1403SR | NLNMBX1403SR | 1 x BX1400UI + 1 x M3SR-EC | Consultar
NLNMBX1403TM | NLNMBX1403TM | 1 x BX1400UI + 1 x M3TM-EC | Consultar
NLNMBX953BKM | NLNMBX953BKM | 1 x BX950UI + 1 x M3BK-EC | Consultar
NLNMBX953BL | NLNMBX953BL | 1 x BX950UI + 1 x M3BL-EC | Consultar
NLNMBX953RD | NLNMBX953RD | 1 x BX950UI + 1 x M3RD-EC | Consultar
NLNMBX953SR | NLNMBX953SR | 1 x BX950UI + 1 x M3SR-EC | Consultar
NLNMBX953TM | NLNMBX953TM | 1 x BX950UI + 1 x M3TM-EC | Consultar
NLN-OBTLOGIS | NLN-OBTLOGIS | **OBTURADORES P/LOGIS | Sob Consulta
NLNSERVB21 | NLNSERVB21 | texto B22 | Sob Consulta
NSY2PLVDC24U10 | NSY2PLVDC24U10 | 2 PAIN LAT P/ ARM VDA A1200XP1000MM | 410.66
NSY2PLVDC24U6 | NSY2PLVDC24U6 | 2 PAIN LAT P/ ARM VDA A1200XP600MM | 251.31
NSY2PLVDC24U8 | NSY2PLVDC24U8 | 2 PAIN LAT P/ ARM VDA A1200XP800MM | 275.14
NSY2PLVDC29U6 | NSY2PLVDC29U6 | 2 PAIN LAT P/ ARM VDA A1400XP600MM | 303.29
NSY2PLVDC29U8 | NSY2PLVDC29U8 | 2 PAIN LAT P/ ARM VDA A1400XP800MM | 338.94
NSY2PLVDC33U6 | NSY2PLVDC33U6 | 2 PAIN LAT P/ ARM VDA A1600XP600MM | 297.88
NSY2PLVDC33U8 | NSY2PLVDC33U8 | 2 P LAT VDA A1600XP800 | 329.29
NSY2PLVDC38U6 | NSY2PLVDC38U6 | 2 PAIN LAT P/ ARM VDA A1800XP600MM | 317.37
NSY2PLVDC38U8 | NSY2PLVDC38U8 | 2 PAIN LAT P/ ARM VDA A1800XP800MM | 353.13
NSY2PLVDC42U10 | NSY2PLVDC42U10 | 2 PAIN LAT P/ ARM VDA A2000XP1000MM | 461.44
NSY2PLVDC42U10N | NSY2PLVDC42U10N | 2 PAIN LAT P/ VDA 2000X1000MM RAL9011 | 537.92
NSY2PLVDC42U6 | NSY2PLVDC42U6 | 2 PAIN LAT P/ ARM VDA A2000XP600MM | 329.29
NSY2PLVDC42U8 | NSY2PLVDC42U8 | 2 PAIN LAT P/ ARM VDA A2000XP800MM | 365.03
NSY2PLVDC42U8N | NSY2PLVDC42U8N | 2 panneaux latér.42U P800 R9011 | 493.55
NSY2PLVDC47U6 | NSY2PLVDC47U6 | 2 P LAT VDA A2200XP600 | 341.21
NSY2PLVDC47U8 | NSY2PLVDC47U8 | 2 PAIN LAT P/ ARM VDA A2200XP800MM | 388.87
NSYADGCA | NSYADGCA | CONJ 10 SUP INTERM GCA | 10830.91
NSYAEDN2124EVD | NSYAEDN2124EVD | Cilindro Fechadura 2124E 1 ponto VD | 14.27
NSYAPU10S3 | NSYAPU10S3 | BASE 1U 3 TOMAD 19p VDE | 70.67
NSYAPU10S3S | NSYAPU10S3S | BASE 1U 3 TOMAD+INTERR C/ LED 19"" VDE" | 68.9
NSYAPU19F8S | NSYAPU19F8S | BASE 1U 8 TOMAD+INER 19" NF | 137.51
NSYAPU19S6CB | NSYAPU19S6CB | BASE 1U 8 TOMAD+DISJ 19p VDE | 212.02
NSYAPU19S6F | NSYAPU19S6F | BASE 1U 6 TOMAD+PROT DIFER 19p VDE | 346.48
NSYAPU19S6FT | NSYAPU19S6FT | BASE 1U 6 TOMAD+DESCARR SOBRET 19p VDE | 199.12
NSYAPU19S7FA | NSYAPU19S7FA | BASE 1U 7 TOMAD+FILTR 19P NF | 184.23
NSYAPU19S8S | NSYAPU19S8S | BASE 1U 8 TOMAD+INTER 19p VDE | 95.61
NSYAPU19S9 | NSYAPU19S9 | BASE 1U 9 TOMADAS P/ RACK 19p | 119.25
NSYAPUB | NSYAPUB | 2 FIX 90? P/BASE TOMAD | 40.51
NSYAPUBV | NSYAPUBV | 2 FIX PERF P/ BASE TOMAD | 12.92
NSYAPUS10S | NSYAPUS10S | BASE 10 TOM SCHUKO C/ INTERR | 206.11
NSYAPUS12CB | NSYAPUS12CB | BASE 1U 12 TOMAD+DISJ 19p VDE | 380.75
NSYAPUS7S | NSYAPUS7S | BASE 1U 7 TOMAD+INTERR C/ LED 19p VDE | 226.02
NSYASR3U | NSYASR3U | PEGA P/PRATEL TELESC 19p 3U | 15.77
NSYAVD1U1450 | NSYAVD1U1450 | MOD VENT 1U 1458M3/H 230V P/ RACK 19" | 1151.47
NSYAVD1U312T | NSYAVD1U312T | VENTIL P/ BAST 19P 312M3/H-34W 230V | 231.64
NSYAVD1U480 | NSYAVD1U480 | MOD VENT 1U 486M3/H 230V P/ RACK 19p | 393.31
NSYAVD1U550M48 | NSYAVD1U550M48 | MOD VENT 1U 552M3/H 48VCC P/ RACK 19" | 672.06
NSYAVD1U970 | NSYAVD1U970 | MOD VENT 1U 970M3/H 230V P/ RACK 19p | 987.35
NSYAVG2U300 | NSYAVG2U300 | VENTIL TANG P/ BAST 19" 300M3/H 230VCA | 869.81
NSYBBF1U40 | NSYBBF1U40 | PRATEL FIXA 19P 1U P/ RACK P600MM | 84.67
NSYBBF1U40P | NSYBBF1U40P | PRATEL FIXA PERF 1p 1U P/ RACK P600MM | 93.05
NSYBBF1U60 | NSYBBF1U60 | PRATEL FIXA 19P 1U P/ RACK P800MM | 104.58
NSYBBF1U60P | NSYBBF1U60P | PRATEL FIXA PERF 19p 1U P/RACK P800MM | 134.42
NSYBBF1U80P | NSYBBF1U80P | PRAT FIXA PERF 1U P1000 | 147.75
NSYBBH29 | NSYBBH29 | Bimetal. terminal 6-50mm2 | Sob Consulta
NSYBBH30 | NSYBBH30 | Bimetal. terminal 10-95mm2 | Sob Consulta
NSYBBT1U40 | NSYBBT1U40 | PRAT TELESC 1U P/ RACK 19P P600MM | 213.39
NSYBBT1U40P | NSYBBT1U40P | PRAT TELESC PERF 1U P/ RACK 19P P600MM | 224.33
NSYBBT1U60 | NSYBBT1U60 | PRAT TELESC 1U P/ RACK 19P P800MM | 273.51
NSYBBT1U60P | NSYBBT1U60P | PRAT TELESC PERF 1U P/ RACK 19p P800MM | 284.44
NSYBBT1U80 | NSYBBT1U80 | PRAT TELESC 1U P/ RACK 19P P1000MM | 284.44
NSYBF1U25P | NSYBF1U25P | PRAT FIXA 1U P/ RACK 19P P250MM | 60.73
NSYBF2U25P | NSYBF2U25P | PRAT FIXA 2U P/ RACK 19p P250MM | 49.02
NSYBF2U40P | NSYBF2U40P | PRAT FIXA 2U P/ RACK 19p P400MM | 56.1
NSYBF2U40PG | NSYBF2U40PG | Band. 19P fija perfor 2U P380 gr | 87.12
NSYBFA66P | NSYBFA66P | PRATEL FIXA ESTRUT L600XP600MM | 161.95
NSYBFA68P | NSYBFA68P | PRATEL FIXA ESTRUT L600XP800MM | 179.31
NSYBFA86P | NSYBFA86P | PRAT FIXA L800XP600MM | 178.73
NSYBFA88P | NSYBFA88P | PRATEL FIXA ESTRUT L800XP800MM | 219.79
NSYBFMF1U12 | NSYBFMF1U12 | PRATEL FIXA 1U P/ ARM MNB 10P | 20.7
NSYBMF68 | NSYBMF68 | 2 BASTID METRICOS 68SU | 123.22
NSYBMF75 | NSYBMF75 | 2 BASTID METRICOS 75SU | 108.31
NSYBR9F24 | NSYBR9F24 | 2 MONT P/ BASTID 19P 24U | 73.33
NSYBR9F29 | NSYBR9F29 | 2 MONT P/ BASTID 19P 29U | 81.03
NSYBR9F33 | NSYBR9F33 | 2 MONT P/ BASTID 19P 33U | 85.36
NSYBR9F38 | NSYBR9F38 | Conj 2 bastidores 19P 38U | 95.21
NSYBR9F42 | NSYBR9F42 | 2 MONT P/ BASTID 19p 42U | 97.59
NSYBR9F47 | NSYBR9F47 | 2 MONT P/ BASTID 19P 47U | 103.5
NSYBSM100 | NSYBSM100 | PRAT FIX P/ MONITOR RACK 19P P1000MM | 246.44
NSYBST100 | NSYBST100 | PRAT TELESC P/ TECLAD RACK 19P P1000MM | 303.29
NSYBT2U25P | NSYBT2U25P | PRAT TELESC 2U P/ RACK 19p P250MM | 159.38
NSYBTR24U | NSYBTR24U | 2 MONT P/ BAST 19P 24 U BATIRACK | 270.81
NSYBTR42U | NSYBTR42U | 2 MONT P/ BAST 19P 42 U BATIRACK | 346.63
NSYCFRS | NSYCFRS | Soporte mural armarios P600 | 530.77
NSYCRTA10U | NSYCRTA10U | ESP CEGO ALUM 3MM 10U P/ CHASS 19p | 128.03
NSYCRTA12U | NSYCRTA12U | ESP CEGO ALUM 3MM 12U P/ CHASS 19P | 140.06
NSYCRTA1U | NSYCRTA1U | ESP CEGO ALUM 3MM 1U P/ CHASS 19p | 18.92
NSYCRTA2U | NSYCRTA2U | ESP CEGO ALUM 3MM 2U P/ CHASS 19P | 27.89
NSYCRTA3U | NSYCRTA3U | ESP CEGO ALUM 3MM 3U P/ CHASS 19p | 74.9
NSYCRTA3UD | NSYCRTA3UD | ESP ALUM 3U P/APAR MODUL P/ RACK 19p | 10505.99
NSYCRTA5U | NSYCRTA5U | ESP CEGO ALUM 3MM 5U P/ CHASS 19" | 72.66
NSYCRTA6U | NSYCRTA6U | ESP CEGO ALUM 3MM 6U P/ CHASS 19P | 79.84
NSYCRTA9U | NSYCRTA9U | ESP CEGO ALUM 3MM 9U P/ CHASS 19P | 120.35
NSYCRTM10U | NSYCRTM10U | ESP METAL 10U P/ RACK 19P | 66.74
NSYCRTM12U | NSYCRTM12U | ESP METAL 12U P/ RACK 19P | 76.68
NSYCRTM1U | NSYCRTM1U | ESP METAL 1U P/ RACK 19p | 18.04
NSYCRTM1U1P | NSYCRTM1U1P | ENTRAD CABOS C/ ESCOV 1U P/ RACK 19p | 98.57
NSYCRTM1U1PG | NSYCRTM1U1PG | Caratul 19P pasacabl. cepil 1U gr | Sob Consulta
NSYCRTM1U1PS | NSYCRTM1U1PS | ENTRAD CABOS C/ ESCOV 1U P/ RACK 19p | 68.71
NSYCRTM1U2 | NSYCRTM1U2 | PLACA 19p 1U C/ 2 ABERT PASSA-CAB | 22.88
NSYCRTM1U2G | NSYCRTM1U2G | ENTRAD CABOS DUPLA 1U P/ RACK 19POL | 31.94
NSYCRTM1U32B | NSYCRTM1U32B | PLACA 19P 1U C/ 5 BRACAD ISOLANT | 38.84
NSYCRTM1U40B | NSYCRTM1U40B | PLACA 19p 1U C/ 4 BRACAD VERT | 36.87
NSYCRTM1U40BG | NSYCRTM1U40BG | Plastron 19P 1U guide-câble 4 vert | Sob Consulta
NSYCRTM1U5GCA | NSYCRTM1U5GCA | PLACA 19P 1U C/ 5 BRACAD ISOLANT | 31.94
NSYCRTM1UA2 | NSYCRTM1UA2 | ENTRAD CABOS DUPLA 1U P/ RACK 19P | 32.43
NSYCRTM1UVT | NSYCRTM1UVT | PAIN COM VENT 1U C/ TERM P/ RACK 19p | 76.68
NSYCRTM2U | NSYCRTM2U | ESP METAL 2U P/ RACK 19p | 26.17
NSYCRTM2U3 | NSYCRTM2U3 | ESP 19POL PASSA-CABOS 2U | 84.27
NSYCRTM2UC | NSYCRTM2UC | CONDUTA CABOS 2U P/ RACK 19P | 106.15
NSYCRTM3U | NSYCRTM3U | ESP METAL 3U P/ RACK 19P | 28.18
NSYCRTM3UD | NSYCRTM3UD | PLACA 19p 3U P/ 22 MODUL 22MM | 86.64
NSYCRTM4U | NSYCRTM4U | ESP METAL 4U P/RACK 19p | 31.34
NSYCRTM5U | NSYCRTM5U | ESP METAL 5U P/ RACK 19p | 34.9
NSYCRTM6U | NSYCRTM6U | ESP METAL 6U P/ RACK 19P | 36.87
NSYCRTM9U | NSYCRTM9U | ESP METAL 9U P/ RACK 19P | 63.79
NSYCRTMH1U | NSYCRTMH1U | ESP CEGO 1U P/ ARM MNB 10P | 15.77
NSYCRTMH1U10T | NSYCRTMH1U10T | PAIN FR 1U P/ 10 RJ45 P/ ARM MNB 10P | 23.66
NSYCRTMH1U12T | NSYCRTMH1U12T | PAIN FR 1U P/ 12 MINI RJ45 P/ ARM MNB | 58.15
NSYCRTMH1U9T | NSYCRTMH1U9T | PAIN FR 1U P/ 9 RJ45 P/ ARM MNB 10P | 44.36
NSYCRTMH1UPC | NSYCRTMH1UPC | ENTR CABOS 1U P/ ARM MNB 10P | 17.74
NSYCRTMR1U | NSYCRTMR1U | PAIN VENTIL 1U RACK 19" | 45.93
NSYCRTMR3U | NSYCRTMR3U | PAIN VENTIL 3U RACK 19" | 71.16
NSYCS2U400 | NSYCS2U400 | GAVET 2U P/ RACK 19" | 308.03
NSYCTOPB | NSYCTOPB | KIT LIGACAO A TERRA | 15.17
NSYCTVDA | NSYCTVDA | KIT LIG TERR P/ARM VDA/VDS | 19.5
NSYCUNVDA | NSYCUNVDA | KIT UNIAO ARM VDA-VDS | 10.85
NSYEC300 | NSYEC300 | PL ENTRAD CABOS | 26.33
NSYEC440 | NSYEC440 | ENTR CAB P/ARM SF APL ELECTRON | 28.28
NSYECAV300 | NSYECAV300 | ENTR CABOS AUTOVENTIL P/ ARM VDC | 46.33
NSYECAV440 | NSYECAV440 | ENTR CAB SUP VENT P/ SF | 40.25
NSYECP300 | NSYECP300 | ENTR CABOS TIPO ESCOV 35X300MM | 32.82
NSYECP440 | NSYECP440 | ENTR CABOS TIPO ESCOV 75X400MM | 51.64
NSYECPL600 | NSYECPL600 | 2 JUNTAS C/ ESCOVA PROF 600MM | 47.32
NSYECPL800 | NSYECPL800 | 2 JT C/ ESCOVA PROF 800MM | 10830.91
NSYECPT300 | NSYECPT300 | JUNTA TIPO ESC P/ ENTR SUP/INF | 29.87
NSYECVT2V440 | NSYECVT2V440 | PLAC VENT C/ 2 VENTILAD | 216.75
NSYECVT300 | NSYECVT300 | Entrada de cables 2 ventiladores | 285.86
NSYECVT3440 | NSYECVT3440 | PLAC OBT C/ FUR P/ 3 VENT | 53.29
NSYECVT3V440 | NSYECVT3V440 | PLAC OBTUR C/ 3 VENTIL | 252.28
NSYGC1010 | NSYGC1010 | CONJ 10 GUIAS CABO METAL 100x100MM | 124.57
NSYGC410 | NSYGC410 | CONJ 10 GUIAS CABO METAL 40x100MM | 97.59
NSYGCA1010 | NSYGCA1010 | CONJ 10 GUIAS 100x100mm | 32.03
NSYGCA410 | NSYGCA410 | CONJ 10 GUIAS CABO PLAST 40x100MM | 17.33
NSYGCA46 | NSYGCA46 | Conj 10 guíacab aislante 40x60mm | 18.23
NSYGF356 | NSYGF356 | 2 SUPORT FIX LAT P/ RACK 19P 258MM H5 | 24.95
NSYGF456 | NSYGF456 | 2 SUPORT FIX LAT P/ RACK 19P 358MM | 26.91
NSYGF556 | NSYGF556 | 2 SUPORT FIX LAT P/ RACK 19P 458MM | 34.9
NSYGFR95M55 | NSYGFR95M55 | 50 PARAF M5 ANILH PORC P/ FIX ACES 19P | 41.59
NSYGFR95M63 | NSYGFR95M63 | Gr 30 torn M6-aran- tuerca 9.5 | 34.98
NSYGFR95M65 | NSYGFR95M65 | SACO C/ 50 ELEM FIX RACK 19p | 37.15
NSYGT40 | NSYGT40 | 2 GUIAS TELESCOPICAS P600/800/1000MM | 158.69
NSYGT60 | NSYGT60 | 2 GUIAS TELESCOPICAS P800/1000MM | 195.84
NSYJPSVD | NSYJPSVD | JUNTA TIPO ESCOV P/ ENTR CAB | 27.89
NSYKDB12U6F | NSYKDB12U6F | ARM MURAL KDB 12U P600 VIDR | 414.6
NSYKDB15U6F | NSYKDB15U6F | ARM MURAL KDB 15U P600 VIDR | 461.46
NSYKDB6U4F | NSYKDB6U4F | ARM MURAL KDB 6U P400 VIDR | 295.82
NSYKDB9U4F | NSYKDB9U4F | ARM MURAL KDB 9U P400 VIDR | 349.92
NSYKFSBTR | NSYKFSBTR | KIT FIX SOLO P/ ARM BATIRACK | 21.61
NSYKYUXBTR | NSYKYUXBTR | KIT UNIAO P/ ARM BATIRACK | 51.02
NSYOPB12U4F | NSYOPB12U4F | ARM MUR 12U 646X600X400MM BAST FIXO | 538.35
NSYOPB12U5F | NSYOPB12U5F | ARM MUR 12U 646X600X500MM BAST FIXO | 575.18
NSYOPB12U5P | NSYOPB12U5P | ARM MUR 12U 646X600X500MM BAST BASCUL | 669.42
NSYOPB12U6F | NSYOPB12U6F | ARM MUR 12U 646X600X600MM BAST FIXO | 589.25
NSYOPB12U6P | NSYOPB12U6P | ARM 12U 646X600X600 BASCU | 692.16
NSYOPB12UF | NSYOPB12UF | 2 MONT BAST FIXO 19" 12U | 68.89
NSYOPB12UTPN | NSYOPB12UTPN | TAMPA POSTERIOR ARM OPB 12U | 72.25
NSYOPB15U4F | NSYOPB15U4F | ARM MUR 15U 780X600X400MM BAST FIXO | 589.25
NSYOPB15U5F | NSYOPB15U5F | ARM MUR 15U 780X600X500MM BAST FIXO | 617.42
NSYOPB15U5P | NSYOPB15U5P | ARM MUR 15U 780X600X500MM BAST BASCUL | 720.33
NSYOPB15U6F | NSYOPB15U6F | ARM MUR 15U 780X600X600MM BAST FIXO | 640.18
NSYOPB15U6P | NSYOPB15U6P | ARM 15U 780X600X600 BASC | 743.07
NSYOPB15UF | NSYOPB15UF | 2 MONT BAST FIXO 19" 15U | 70.08
NSYOPB15UTPN | NSYOPB15UTPN | TAMPA POSTERIOR ARM OPB 15U | 85.36
NSYOPB18U4F | NSYOPB18U4F | ARM MUR 18U 912X600X400MM BAST FIXO | 648.84
NSYOPB18U5F | NSYOPB18U5F | ARM MUR 18U 912X600X500MM BAST FIXO | 667.25
NSYOPB18U5P | NSYOPB18U5P | ARM 18U 912X600X500 BASC | 792.9
NSYOPB18UF | NSYOPB18UF | 2 MONT BAST FIXO 19" 18U | 74.42
NSYOPB18UTPN | NSYOPB18UTPN | TAMPA POSTERIOR ARM OPB 18U | 96.93
NSYOPB21U5F | NSYOPB21U5F | ARM 21U 1113X600X500 FIX | 759.33
NSYOPB21U6F | NSYOPB21U6F | ARM MUR 21U 1113X600X600MM BAST FIXO | 716.6
NSYOPB21UF | NSYOPB21UF | 2 MONT BAST FIXO 19" 21U | 100.63
NSYOPB21UTPN | NSYOPB21UTPN | TAMPA POST ARM OPB 21U | 100.63
NSYOPB6U4F | NSYOPB6U4F | ARM MUR 6U 380X600X400MM BAST FIXO | 414.85
NSYOPB6U4P | NSYOPB6U4P | ARM 6U 380X600X400 BASC | 523.19
NSYOPB6U5F | NSYOPB6U5F | ARM 6U 380X600X500 FIXO | 437.62
NSYOPB6U5P | NSYOPB6U5P | ARM 6U 380X600X500 BASC | 556.77
NSYOPB6UF | NSYOPB6UF | 2 MONT P/ BAST FIXO 19P OPB 6U | 56.87
NSYOPB6UTPN | NSYOPB6UTPN | TAMPA POST ARM OPB 6U | 54.7
NSYOPB9U4F | NSYOPB9U4F | ARM MUR 9U 513X600X400MM BAST FIXO | 492.86
NSYOPB9U4P | NSYOPB9U4P | ARM 9U 513X600X400 BASC | 579.51
NSYOPB9U5F | NSYOPB9U5F | ARM MUR 9U 513X600X500MM BAST FIXO | 529.69
NSYOPB9U5P | NSYOPB9U5P | ARM MUR 9U 513X600X500MM BAST BASCUL | 613.09
NSYOPB9U6F | NSYOPB9U6F | ARM 9U 513X600X600 FIXO | 566.51
NSYOPB9UF | NSYOPB9UF | 2 MONT BAST FIXO 19" 9U | 61.31
NSYOPB9UTPN | NSYOPB9UTPN | TAMPA POST ARM OPB 9U | 62.4
NSYPNOPB | NSYPNOPB | KIT 4 RODAS ARM MURAL 19" | 24.92
NSYPNVDA | NSYPNVDA | 4 PES SUP NIVEL M12 | 15.77
NSYPV24 | NSYPV24 | 1 PROT PASS CAB VERT 24U | 268.09
NSYPV33 | NSYPV33 | 2 PROT PASS CABOS VERT 33U | 284.44
NSYPV38 | NSYPV38 | 3 PROT PASS CAB VERT 38U | 306.33
NSYPV42 | NSYPV42 | 2 PROT PASS CABOS VERT 42U | 344.73
NSYPV47 | NSYPV47 | 3 PROT PASS CAB VERT 47U | 355.62
NSYRUFOPB | NSYRUFOPB | KIT 4 RODAS SUP P/ ARM MURAL 19P | 44.36
NSYRUFVDA | NSYRUFVDA | CONJ 4 RODAS M12 P/ ARM SOLO 19p | 158.3
NSYRVDA | NSYRVDA | Kit estabilidad VDA-VDS | 259.97
NSYSBRF66 | NSYSBRF66 | 2 SUPORT COMPLEM P/ BAST 600X600MM | 59.58
NSYSBRF68 | NSYSBRF68 | 2 SUPORT COMPLEM P/ BAST 600X800MM | 69.32
NSYSPBOPB | NSYSPBOPB | SUPORT CABOS P/ ARM OPB | 41.8
NSYSSOPB | NSYSSOPB | 2 MONT PARC 19 POL 2U | 41.38
NSYSTVDA | NSYSTVDA | CONJ TRINCO CHAVE N333 | 18.74
NSYTRAAB35 | NSYTRAAB35 | BATENTE P/ ENCAIX PERFIL DIN 35MM | 0.68
NSYTRAABV35 | NSYTRAABV35 | BATENTE C/ PARAF P/ PERFIL DIN 35MM | 1.26
NSYTRAATM1 | NSYTRAATM1 | PONT PROVA PART MET P/ ALV 2,3MM | 2.68
NSYTRAATP1 | NSYTRAATP1 | PROT ISOL VERM P/ NSYTRAATM1 | 0.52
NSYTRAB1010 | NSYTRAB1010 | PENT REF ENCAIX 1-10 P/ BORN 10MM2 | 0.86
NSYTRAB10100 | NSYTRAB10100 | PENT REF ENCAIX 91-100 P/ BORN 10MM2 | 0.86
NSYTRAB1020 | NSYTRAB1020 | PENT REF ENCAIX 11-20 P/ BORN 10MM2 | 0.86
NSYTRAB1030 | NSYTRAB1030 | PENT REF ENCAIX 21-30 P/ BORN 10MM2 | 0.86
NSYTRAB1040 | NSYTRAB1040 | PENT REF ENCAIX 31-40 P/ BORN 10MM2 | 0.86
NSYTRAB1050 | NSYTRAB1050 | PENT REF ENCAIX 41-50 P/ BORN 10MM2 | 0.86
NSYTRAB1060 | NSYTRAB1060 | PENT REF ENCAIX 51-60 P/ BORN 10MM2 | 0.86
NSYTRAB1070 | NSYTRAB1070 | PENT REF ENCAIX 61-70 P/ BORN 10MM2 | 0.86
NSYTRAB1080 | NSYTRAB1080 | PENT REF ENCAIX 71-80 P/ BORN 10MM2 | 0.86
NSYTRAB1090 | NSYTRAB1090 | PENT REF ENCAIX 81-90 P/ BORN 10MM2 | 0.86
NSYTRAB510 | NSYTRAB510 | PENT REF ENCAIX 1-10 P/ BORN 2,5MM2 | 0.67
NSYTRAB5100 | NSYTRAB5100 | PENT REF ENCAIX 91-100 P/ BORN 2,5MM2 | 0.67
NSYTRAB51100 | NSYTRAB51100 | PENT REF ENCAIX 1-100 P/ BORN 2,5MM2 | 6.13
NSYTRAB520 | NSYTRAB520 | PENT REF ENCAIX 11-20 P/ BORN 2,5MM2 | 0.67
NSYTRAB530 | NSYTRAB530 | PENT REF ENCAIX 21-30 P/ BORN 2,5MM2 | 0.67
NSYTRAB540 | NSYTRAB540 | PENT REF ENCAIX 31-40 P/ BORN 2,5MM2 | 0.67
NSYTRAB550 | NSYTRAB550 | PENT REF ENCAIX 41-50 P/ BORN 2,5MM2 | 0.67
NSYTRAB560 | NSYTRAB560 | PENT REF ENCAIX 51-60 P/ BORN 2,5MM2 | 0.67
NSYTRAB570 | NSYTRAB570 | PENT REF ENCAIX 61-70 P/ BORN 2,5MM2 | 0.67
NSYTRAB580 | NSYTRAB580 | PENT REF ENCAIX 71-80 P/ BORN 2,5MM2 | 0.67
NSYTRAB590 | NSYTRAB590 | PENT REF ENCAIX 81-90 P/ BORN 2,5MM2 | 0.67
NSYTRAB5L1N | NSYTRAB5L1N | PENT REF ENCAIX L1-PE P/ BORN 2,5MM2 | 0.67
NSYTRAB610 | NSYTRAB610 | PENT REF ENCAIX 1-10 P/ BORN 4MM2 | 0.67
NSYTRAB6100 | NSYTRAB6100 | PENT REF ENCAIX 91-100 P/ BORN 4MM2 | 0.67
NSYTRAB61100 | NSYTRAB61100 | PENT REF ENCAIX 1-100 P/ BORN 4MM2 | 5.8
NSYTRAB620 | NSYTRAB620 | PENT REF ENCAIX 11-20 P/ BORN 4MM2 | 0.67
NSYTRAB630 | NSYTRAB630 | PENT REF ENCAIX 21-30 P/ BORN 4MM2 | 0.67
NSYTRAB640 | NSYTRAB640 | PENT REF ENCAIX 31-40 P/ BORN 4MM2 | 0.67
NSYTRAB650 | NSYTRAB650 | PENT REF ENCAIX 41-50 P/ BORN 4MM2 | 0.67
NSYTRAB660 | NSYTRAB660 | PENT REF ENCAIX 51-60 P/ BORN 4MM2 | 0.67
NSYTRAB670 | NSYTRAB670 | PENT REF ENCAIX 61-70 P/ BORN 4MM2 | 0.67
NSYTRAB680 | NSYTRAB680 | PENT REF ENCAIX 71-80 P/ BORN 4MM2 | 0.67
NSYTRAB690 | NSYTRAB690 | PENT REF ENCAIX 81-90 P/ BORN 4MM2 | 0.67
NSYTRAB6L1N | NSYTRAB6L1N | PENT REF ENCAIX L1-PE P/ BORN 4MM2 | 0.67
NSYTRAB810 | NSYTRAB810 | PENT REF ENCAIX 1-10 P/ BORN 6MM2 | 0.74
NSYTRAB8100 | NSYTRAB8100 | PENT REF ENCAIX 91-100 P/ BORN 6MM2 | 0.74
NSYTRAB820 | NSYTRAB820 | PENT REF ENCAIX 11-20 P/ BORN 6MM2 | 0.74
NSYTRAB830 | NSYTRAB830 | PENT REF ENCAIX 21-30 P/ BORN 6MM2 | 0.74
NSYTRAB840 | NSYTRAB840 | PENT REF ENCAIX 31-40 P/ BORN 6MM2 | 0.74
NSYTRAB850 | NSYTRAB850 | PENT REF ENCAIX 41-50 P/ BORN 6MM2 | 0.74
NSYTRAB860 | NSYTRAB860 | PENT REF ENCAIX 51-60 P/ BORN 6MM2 | 0.74
NSYTRAB870 | NSYTRAB870 | PENT REF ENCAIX 61-70 P/ BORN 6MM2 | 0.74
NSYTRAB880 | NSYTRAB880 | PENT REF ENCAIX 71-80 P/ BORN 6MM2 | 0.74
NSYTRAB890 | NSYTRAB890 | PENT REF ENCAIX 81-90 P/ BORN 6MM2 | 0.74
NSYTRAC162 | NSYTRAC162 | TAPA-BORNES CINZ P/ BORN 16MM2 | 0.63
NSYTRAC22 | NSYTRAC22 | TAPA-BORNES CINZ P/ BORN 2,5 A 10MM2 | 0.42
NSYTRAC22BL | NSYTRAC22BL | TAPA-BORNES AZUL P/ BORN 2,5 A 10MM2 | 0.45
NSYTRAC23 | NSYTRAC23 | TAPA-BORNES CINZ P/ BORN NSYTRV43 | 0.57
NSYTRAC24 | NSYTRAC24 | TAPA-BORNES CINZ P/ BORN NSYTRV44 | 0.57
NSYTRAC952 | NSYTRAC952 | SEPARADOR CINZ P/ BORN 95 E 150MM2 | 1.02
NSYTRACE24 | NSYTRACE24 | TAPA-BORN CINZ P/ NSYTRV24D/44D/42SCD | 0.92
NSYTRACE26 | NSYTRACE26 | TAPA-BORNES CINZ P/ BORN NSYTRV26T | 1.14
NSYTRACEP24 | NSYTRACEP24 | TAPA-BORN PARC P/ NSYTRV24D/44D/42SCD | 1.07
NSYTRACP1 | NSYTRACP1 | COB PROT AMAR P/ BORNE 95MM2 | 5.45
NSYTRACP2 | NSYTRACP2 | COB PROT AMAR P/ BORNE 150MM2 | 5.92
NSYTRACP43 | NSYTRACP43 | TAPA-BORNES CINZ P/ BORN NSYTRP43 | 0.52
NSYTRACP44 | NSYTRACP44 | TAPA-BORNES CINZ P/ BORN NSYTRP44 | 0.54
NSYTRACPK22 | NSYTRACPK22 | TAPA-BORNES CINZ P/ BORN NSYTRP22SC/TB | 0.52
NSYTRACPK23 | NSYTRACPK23 | TAPA-BORNES CINZ P/ BORN NSYTRR23SC | 0.53
NSYTRACPK24 | NSYTRACPK24 | TAPA-BORNES CINZ P/ BORN NSYTRR24SC | 0.54
NSYTRACR102 | NSYTRACR102 | TAPA-BORNES CINZ P/ BORN NSYTRR102PE | 0.57
NSYTRACR162 | NSYTRACR162 | TAPA-BORNES CINZ P/ BORN NSYTRR162PE | 0.8
NSYTRACR22 | NSYTRACR22 | TAPA-BORNES CINZ P/ BORN NSYTRR/TRP22 | 0.45
NSYTRACR22BL | NSYTRACR22BL | TAPA-BORNE CINZ P/ BORN NSYTRR/TRP22BL | 0.47
NSYTRACR23 | NSYTRACR23 | TAPA-BORNES CINZ P/ BORN NSYTRR/TRP23 | 0.45
NSYTRACR23BL | NSYTRACR23BL | TAPA-BORNE CINZ P/ BORN NSYTRR/TRP23BL | 0.47
NSYTRACR24 | NSYTRACR24 | TAPA-BORNES CINZ P/ BORN NSYTRR/TRP24 | 0.47
NSYTRACR24BL | NSYTRACR24BL | TAPA-BORNE CINZ P/ BORN NSYTRR/TRP24BL | 0.49
NSYTRACR42 | NSYTRACR42 | TAPA-BORNES CINZ P/ BORN NSYTRR/TRP42 | 0.43
NSYTRACR43 | NSYTRACR43 | TAPA-BORNES CINZ P/ BORN NSYTRR43 | 0.52
NSYTRACR44 | NSYTRACR44 | TAPA-BORNES CINZ P/ BORN NSYTRR44PE | 0.57
NSYTRACR62 | NSYTRACR62 | TAPA-BORNES CINZ P/ BORN NSYTRR62 | 0.52
NSYTRACR63 | NSYTRACR63 | TAPA-BORNES CINZ P/ BORN NSYTRR63 | 0.54
NSYTRACRE24 | NSYTRACRE24 | TAPA-BORNES CINZ P/ BORN NSYTRR24D | 0.57
NSYTRACRE26 | NSYTRACRE26 | TAPA-BORNES CINZ P/ BORN NSYTRR26T | 0.74
NSYTRACRE44 | NSYTRACRE44 | TAPA-BORNES CINZ P/ BORN NSYTRR44D | 0.57
NSYTRACS10 | NSYTRACS10 | ETIQ PERIGO AMAR P/ BORN 10/50MM2 | 1.54
NSYTRACS2 | NSYTRACS2 | ETIQ PERIGO AMAR P/ BORN 2,5MM2 | 0.86
NSYTRACS4 | NSYTRACS4 | ETIQ PERIGO AMAR P/ BORN 4MM2 | 1.07
NSYTRACS6 | NSYTRACS6 | ETIQ PERIGO AMAR P/ BORN 6MM2 | 1.31
NSYTRACSR10 | NSYTRACSR10 | ETIQ PERIG AMAR P/ BORN MOLA 10 E16MM2 | 0.42
NSYTRACSR2 | NSYTRACSR2 | ETIQ PERIGO AMAR P/ BORN MOLA 2,5MM2 | 0.42
NSYTRACSR4 | NSYTRACSR4 | ETIQ PERIGO AMAR P/ BORN MOLA 4MM2 | 0.42
NSYTRACSR6 | NSYTRACSR6 | ETIQ PERIGO AMAR P/ BORN MOLA 6MM2 | 0.42
NSYTRAFT | NSYTRAFT | ADAPT TESTE P/ BARR LIG ALV 4MM | 2.27
NSYTRAL102 | NSYTRAL102 | BARR LIG ENCAIX VERM 2P P/ BORN 10MM2 | 1.02
NSYTRAL1502 | NSYTRAL1502 | BARR LIG PARAF 2P P/ BORN 150MM2 | 10.81
NSYTRAL162 | NSYTRAL162 | BARR LIG ENCAIX VERM 2P P/ BORN 16MM2 | 1.26
NSYTRAL210 | NSYTRAL210 | BAR LIG ENCAIX VERM 10P P/ BORN 2,5MM2 | 2.63
NSYTRAL210BL | NSYTRAL210BL | BAR LIG ENCAIX AZUL 10P P/ BORN 2,5MM2 | Sob Consulta
NSYTRAL210GR | NSYTRAL210GR | BAR LIG ENCAIX CINZ 10P P/ BORN 2,5MM2 | 3.36
NSYTRAL22 | NSYTRAL22 | BARR LIG ENCAIX VERM 2P P/ BORN 2,5MM2 | 0.35
NSYTRAL220 | NSYTRAL220 | BAR LIG ENCAIX VERM 20P P/ BORN 2,5MM2 | 5.12
NSYTRAL23 | NSYTRAL23 | BARR LIG ENCAIX VERM 3P P/ BORN 2,5MM2 | 0.68
NSYTRAL24 | NSYTRAL24 | BARR LIG ENCAIX VERM 4P P/ BORN 2,5MM2 | 1.02
NSYTRAL25 | NSYTRAL25 | BARR LIG ENCAIX VERM 5P P/ BORN 2,5MM2 | 1.26
NSYTRAL352 | NSYTRAL352 | BARR LIG ENCAIX VERM 2P P/ BORN 35MM2 | 2.39
NSYTRAL410 | NSYTRAL410 | BAR LIG ENCAIX VERM 10P P/ BORN 4MM2 | 2.68
NSYTRAL410BL | NSYTRAL410BL | BAR LIG ENCAIX AZUL 10P P/ BORN 4MM2 | 3.41
NSYTRAL410GR | NSYTRAL410GR | BAR LIG ENCAIX CINZ 10P P/ BORN 4MM2 | 3.41
NSYTRAL42 | NSYTRAL42 | BARR LIG ENCAIX VERM 2P P/ BORN 4MM2 | 0.35
NSYTRAL420 | NSYTRAL420 | BAR LIG ENCAIX VERM 20P P/ BORN 4MM2 | 5.24
NSYTRAL43 | NSYTRAL43 | BARR LIG ENCAIX VERM 3P P/ BORN 4MM2 | 0.92
NSYTRAL44 | NSYTRAL44 | BARR LIG ENCAIX VERM 4P P/ BORN 4MM2 | 1.31
NSYTRAL45 | NSYTRAL45 | BARR LIG ENCAIX VERM 5P P/ BORN 4MM2 | 1.64
NSYTRAL502 | NSYTRAL502 | BARR LIG PARAF 2P P/ BORN 50MM2 | 4.9
NSYTRAL503 | NSYTRAL503 | BARR LIG PARAF 3P P/ BORN 50MM2 | 7.18
NSYTRAL610 | NSYTRAL610 | BAR LIG ENCAIX VERM 10P P/ BORN 6MM2 | 3.86
NSYTRAL610BL | NSYTRAL610BL | BAR LIG ENCAIX AZUL 10P P/ BORN 6MM2 | 5.58
NSYTRAL610GR | NSYTRAL610GR | BAR LIG ENCAIX CINZ 10P P/ BORN 6MM2 | 5.58
NSYTRAL62 | NSYTRAL62 | BARR LIG ENCAIX VERM 2P P/ BORN 6MM2 | 0.74
NSYTRAL63 | NSYTRAL63 | BARR LIG ENCAIX VERM 3P P/ BORN 6MM2 | 1.38
NSYTRAL702 | NSYTRAL702 | BARR LIG PARAF 2P P/ BORN 70MM2 | 6.82
NSYTRAL952 | NSYTRAL952 | BARR LIG PARAF 2P P/ BORN 95MM2 | 9.66
NSYTRALR102 | NSYTRALR102 | PONT RED 10 P/ 2,5/4MM2 TERM MOL/MOL | 2.39
NSYTRALR162 | NSYTRALR162 | PONT RED 16 P/ 2,5/4MM2 TERM MOL/MOL | 2.84
NSYTRALR62 | NSYTRALR62 | PONT RED 6 P/ 2,5/4MM2 TERM MOL/MOL | 0.97
NSYTRALV102 | NSYTRALV102 | PONT RED 10 P/ 2,5/4MM2 TERM PAR/PAR | 2.22
NSYTRALV162 | NSYTRALV162 | PONT RED 16 P/ 2,5/4MM2 TERM PAR/PAR | 2.63
NSYTRALV24 | NSYTRALV24 | BARR LIG VERT 2PONT P/ BORN NSYTRV | 0.92
NSYTRALV24R | NSYTRALV24R | BARR LIG VERT 2PONT P/ BORN NSYTRR | 0.97
NSYTRALV352 | NSYTRALV352 | PONT RED 35 P/ 2,5/4MM2 TERM PAR/PAR | 3.08
NSYTRALV62 | NSYTRALV62 | PONT RED 6 P/ 2,5/4MM2 TERM PAR/PAR | 0.97
NSYTRALVR102 | NSYTRALVR102 | PONT RED 10 P/ 2,5/4MM2 TERM PAR/MOL | 2.22
NSYTRALVR162 | NSYTRALVR162 | PONT RED 16 P/ 2,5/4MM2 TERM PAR/MOL | 2.63
NSYTRALVR352 | NSYTRALVR352 | PONT RED 35 P/ 2,5/4MM2 TERM PAR/MOL | 3.08
NSYTRALVR62 | NSYTRALVR62 | PONT RED 6 P/ 2,5/4MM2 TERM PAR/MOL | 0.97
NSYTRAP22 | NSYTRAP22 | SEPARADOR CINZ P/ BORN 2,5 A 10MM2 | 0.52
NSYTRAP22BL | NSYTRAP22BL | SEPARADOR AZUL P/ BORN 2,5 A 10MM2 | 0.55
NSYTRAP23 | NSYTRAP23 | SEPARADOR CINZ P/ BORN NSYTRV43 | 0.52
NSYTRAP24 | NSYTRAP24 | SEPARADOR CINZ P/ BORN NSYTRV44 | 0.52
NSYTRAPE24 | NSYTRAPE24 | SEPARADOR CINZ P/ BORN NSYTRV24D/44D | 0.52
NSYTRAPR23 | NSYTRAPR23 | SEPARADOR CINZ P/ BORN NSYTRR/TRP23 | 0.52
NSYTRAPR24 | NSYTRAPR24 | SEPARADOR CINZ P/ BORN NSYTRR/TRP24 | 0.52
NSYTRAPR42 | NSYTRAPR42 | SEPARADOR CINZ P/ BORN NSYTRR/TRP42 | 0.52
NSYTRASF520 | NSYTRASF520 | SUP ENCAIX PORT FUS 5X20MM | 2.84
NSYTRASF520B | NSYTRASF520B | SUP ENCAIX PORT FUS 5X20MM C/ SIN 220V | Sob Consulta
NSYTRASF520M | NSYTRASF520M | SUP ENCAIX PORT FUS 5X20MM C/ SIN 24V | 10.36
NSYTRASV1 | NSYTRASV1 | SUP ENCAIX P/ COMPON | 4.12
NSYTRASV2 | NSYTRASV2 | SUP ENCAIX C/ DIODO | 6.71
NSYTRP22 | NSYTRP22 | BORNE PASS 2,5MM2 CINZ PUSH-IN 1P 1X1 | 0.97
NSYTRP22AR | NSYTRP22AR | BORNE PASS 2,5MM2 LAR PUSH-IN 1P 1X1 | 1.41
NSYTRP22BL | NSYTRP22BL | BORNE PASS 2,5MM2 AZUL PUSH-IN 1P 1X1 | 1.05
NSYTRP22PE | NSYTRP22PE | BORNE TERR 2,5MM2 V/AM PUSH-IN 1P 1X1 | 3.33
NSYTRP22SC | NSYTRP22SC | BORNE SECC FACA 2,5MM2 PUSH-IN 1P 1X1 | 4.1
NSYTRP22TB | NSYTRP22TB | BORNE SECC ALV TEST 2,5MM2 PUSH-IN 1P | 2.63
NSYTRP23 | NSYTRP23 | BORNE PASS 2,5MM2 CINZ PUSH-IN 1P 1X2 | 1.21
NSYTRP23AR | NSYTRP23AR | BORNE PASS 2,5MM2 LAR PUSH-IN 1P 1X2 | 1.8
NSYTRP23BL | NSYTRP23BL | BORNE PASS 2,5MM2 AZUL PUSH-IN 1P 1X2 | 1.38
NSYTRP23PE | NSYTRP23PE | BORNE TERR 2,5MM2 V/AM PUSH-IN 1P 1X2 | Sob Consulta
NSYTRP23SC | NSYTRP23SC | BORNE SECC FACA 2,5MM2 PUSH-IN 1P 1X2 | 4.6
NSYTRP24 | NSYTRP24 | BORNE PASS 2,5MM2 CINZ PUSH-IN 1P 2X2 | 1.59
NSYTRP24BL | NSYTRP24BL | BORNE PASS 2,5MM2 AZUL PUSH-IN 1P 2X2 | 1.96
NSYTRP24D | NSYTRP24D | BORNE PASS 2,5MM2 CINZ PUSH-IN 2P 1X1 | 3.27
NSYTRP24DBL | NSYTRP24DBL | BORNE PASS 2,5MM2 AZUL PUSH-IN 2P 1X1 | 3.58
NSYTRP24DPE | NSYTRP24DPE | BORNE TERR 2,5MM2 V/AM PUSH-IN 1P 2X2 | 9.07
NSYTRP24PE | NSYTRP24PE | BORNE TERR 2,5MM2 V/AM PUSH-IN 1P 2X2 | 5.94
NSYTRP24SC | NSYTRP24SC | BORNE SECC FACA 2,5MM2 PUSH-IN 1P 2X2 | 5.27
NSYTRP42 | NSYTRP42 | BORNE PASS 4MM2 CINZ PUSH-IN 1P 1X1 | 1.36
NSYTRP42BL | NSYTRP42BL | BORNE PASS 4MM2 AZUL PUSH-IN 1P 1X1 | 1.64
NSYTRP42PE | NSYTRP42PE | BORNE TERR 4MM2 V/AM PUSH-IN 1P 1X1 | 4.33
NSYTRP42TB | NSYTRP42TB | BORN SECC ALV TEST 4MM2 PUSH-IN 1P 1X1 | 2.9
NSYTRP43 | NSYTRP43 | BORNE PASS 4MM2 CINZ PUSH-IN 1P 1X2 | 1.83
NSYTRP43BL | NSYTRP43BL | BORNE PASS 4MM2 AZUL PUSH-IN 1P 1X2 | 2.1
NSYTRP44 | NSYTRP44 | BORNE PASS 4MM2 CINZ PUSH-IN 1P 2X2 | 2.47
NSYTRP44BL | NSYTRP44BL | BORNE PASS 4MM2 AZUL PUSH-IN 1P 2X2 | 2.78
NSYTRP44PE | NSYTRP44PE | BORNE TERR 4MM2 V/AM PUSH-IN 1P 2X2 | 7.18
NSYTRR102 | NSYTRR102 | BORNE PASS 10MM2 CINZ TMOL 1P 1X1 | 2.22
NSYTRR102BL | NSYTRR102BL | BORNE PASS 10MM2 AZUL TMOL 1P 1X1 | 2.28
NSYTRR102PE | NSYTRR102PE | BORNE TERR 10MM2 VERD/AM TMOL 1P 1X1 | 5.83
NSYTRR162 | NSYTRR162 | BORNE PASS 10MM2 CINZ TMOL 1P 1X1 | 3.82
NSYTRR162BL | NSYTRR162BL | BORNE PASS 10MM2 AZUL TMOL 1P 1X1 | 4.05
NSYTRR162PE | NSYTRR162PE | BORNE TERR 16MM2 VERD/AM TMOL 1P 1X1 | 7.74
NSYTRR22 | NSYTRR22 | BORNE PASS 2,5MM2 CINZ TMOL 1P 1X1 | 0.92
NSYTRR22AR | NSYTRR22AR | BORNE PASS 2,5MM2 LAR TMOL 1P 1X1 | 0.97
NSYTRR22BL | NSYTRR22BL | BORNE PASS 2,5MM2 AZUL TMOL 1P 1X1 | Sob Consulta
NSYTRR22PE | NSYTRR22PE | BORNE TERR 2,5MM2 VERD/AM TMOL 1P 1X1 | 2.92
NSYTRR22SC | NSYTRR22SC | BORN SECC FACA 2,5MM2 CINZ TMOL 1P 1X1 | 3.41
NSYTRR22SCAR | NSYTRR22SCAR | BORNE SECC FACA 2,5MM2 LAR TMOL 1P 1X1 | 3.65
NSYTRR22TB | NSYTRR22TB | BORNE SECC TERM FUNC 2,5MM2 CINZ TMOL | 2.58
NSYTRR23 | NSYTRR23 | BORNE PASS 2,5MM2 CINZ TMOL 1P 1X2 | 1.16
NSYTRR23AR | NSYTRR23AR | BORNE PASS 2,5MM2 LAR TMOL 1P 1X2 | 1.21
NSYTRR23BL | NSYTRR23BL | BORNE PASS 2,5MM2 AZUL TMOL 1P 1X2 | 1.21
NSYTRR23PE | NSYTRR23PE | BORNE TERR 2,5MM2 VERD/AM TMOL 1P 1X2 | 3.76
NSYTRR23SC | NSYTRR23SC | BORN SECC FACA 2,5MM2 CINZ TMOL 1P 1X2 | Sob Consulta
NSYTRR23SCAR | NSYTRR23SCAR | BORNE SECC FACA 2,5MM2 LAR TMOL 1P 1X2 | 4.12
NSYTRR23TB | NSYTRR23TB | BORNE SECC TERM FUNC 2,5MM2 CINZ TMOL | 3.07
NSYTRR24 | NSYTRR24 | BORNE PASS 2,5MM2 CINZ TMOL 1P 2X2 | 1.41
NSYTRR24AR | NSYTRR24AR | BORNE PASS 2,5MM2 LAR TMOL 1P 2X2 | 1.42
NSYTRR24BL | NSYTRR24BL | BORNE PASS 2,5MM2 AZUL TMOL 1P 2X2 | 1.42
NSYTRR24D | NSYTRR24D | BORN PASS 2,5MM2 2AND CINZ TMOL 2P 1X1 | 2.88
NSYTRR24DBL | NSYTRR24DBL | BORN PASS 2,5MM2 2AND AZUL TMOL 2P 1X1 | 3.28
NSYTRR24DPE | NSYTRR24DPE | BORN TERR 2,5MM2 2AND V/AM TMOL 1P 2X2 | 6.9
NSYTRR24PE | NSYTRR24PE | BORNE TERR 2,5MM2 VERD/AM TMOL 1P 2X2 | Sob Consulta
NSYTRR24SCD | NSYTRR24SCD | BORN SECC FACA 2,5MM2 CINZ TMOL 2P 1X1 | 14.1
NSYTRR26T | NSYTRR26T | BORN PASS 2,5MM2 3AND CINZ TMOL 3P 1X1 | 5.61
NSYTRR26TBL | NSYTRR26TBL | BORN PASS 2,5MM2 3AND AZUL TMOL 3P 1X1 | 5.83
NSYTRR42 | NSYTRR42 | BORNE PASS 4MM2 CINZ TMOL 1P 1X1 | 1.13
NSYTRR42AR | NSYTRR42AR | BORNE PASS 4MM2 LAR TMOL 1P 1X1 | 1.38
NSYTRR42BL | NSYTRR42BL | BORNE PASS 4MM2 AZUL TMOL 1P 1X1 | 1.26
NSYTRR42PE | NSYTRR42PE | BORNE TERR 4MM2 VERD/AM TMOL 1P 1X1 | 3.17
NSYTRR43 | NSYTRR43 | BORNE PASS 4MM2 CINZ TMOL 1P 1X2 | 1.44
NSYTRR43BL | NSYTRR43BL | BORNE PASS 4MM2 AZUL TMOL 1P 1X2 | 1.64
NSYTRR43PE | NSYTRR43PE | BORNE TERR 4MM2 VERD/AM TMOL 1P 1X2 | 3.95
NSYTRR44 | NSYTRR44 | BORNE PASS 4MM2 CINZ TMOL 1P 2X2 | 2.06
NSYTRR44BL | NSYTRR44BL | BORNE PASS 4MM2 AZUL TMOL 1P 2X2 | 2.11
NSYTRR44D | NSYTRR44D | BORNE PASS 4MM2 2AND CINZ TMOL 2P 1X1 | 3.24
NSYTRR44DBL | NSYTRR44DBL | BORNE PASS 4MM2 2AND AZUL TMOL 2P 1X1 | 3.6
NSYTRR44DPE | NSYTRR44DPE | BORNE TERR 4MM2 2AND V/AM TMOL 1P 2X2 | 8.41
NSYTRR44PE | NSYTRR44PE | BORNE TERR 4MM2 VERD/AM TMOL 1P 2X2 | Sob Consulta
NSYTRR62 | NSYTRR62 | BORNE PASS 6MM2 CINZ TMOL 1P 1X1 | 1.44
NSYTRR62BL | NSYTRR62BL | BORNE PASS 6MM2 AZUL TMOL 1P 1X1 | 1.49
NSYTRR62PE | NSYTRR62PE | BORNE TERR 6MM2 VERD/AM TMOL 1P 1X1 | 4.47
NSYTRR63 | NSYTRR63 | BORNE PASS 6MM2 CINZ TMOL 1P 1X2 | Sob Consulta
NSYTRV102 | NSYTRV102 | BORNE PASS 10MM2 CINZ 1P 1X1 | 1.64
NSYTRV102BL | NSYTRV102BL | BORNE PASS 10MM2 AZUL 1P 1X1 | 1.99
NSYTRV102PE | NSYTRV102PE | BORNE TERR 10MM2 VERD/AM 1P 1X1 | 4.9
NSYTRV1502BB | NSYTRV1502BB | BORNE POT 150MM2 CINZ 1P 1X1 PP | 22.25
NSYTRV162 | NSYTRV162 | BORNE PASS 16MM2 CINZ 1P 1X1 | 2.27
NSYTRV162BL | NSYTRV162BL | BORNE PASS 16MM2 AZUL 1P 1X1 | 2.63
NSYTRV162PE | NSYTRV162PE | BORNE TERR 16MM2 VERD/AM 1P 1X1 | 6.26
NSYTRV162SF | NSYTRV162SF | BORNE SECC P/ FUS 5X20MM 16MM2 PRET | 5.74
NSYTRV22 | NSYTRV22 | BORNE PASS 2,5MM2 CINZ 1P 1X1 | 0.71
NSYTRV22AR | NSYTRV22AR | BORNE PASS 2,5MM2 LAR 1P 1X1 | 0.8
NSYTRV22BL | NSYTRV22BL | BORNE PASS 2,5MM2 AZUL 1P 1X1 | 0.8
NSYTRV22PE | NSYTRV22PE | BORNE TERR 2,5MM2 VERD/AM 1P 1X1 | 3.08
NSYTRV22RD | NSYTRV22RD | BORNE PASS 2,5MM2 VERM 1P 1X1 | 0.8
NSYTRV22WH | NSYTRV22WH | BORNE PASS 2,5MM2 BRANC 1P 1X1 | 0.8
NSYTRV24D | NSYTRV24D | BORNE PASS 2,5MM2 2AND CINZ 2P 1X1 | 2.45
NSYTRV24DBL | NSYTRV24DBL | BORNE PASS 2,5MM2 2AND AZUL 2P 1X1 | Sob Consulta
NSYTRV24DPE | NSYTRV24DPE | BORNE TERR 2,5MM2 2AND VERD/AM 1P 2X2 | 8.53
NSYTRV26T | NSYTRV26T | BORNE PASS 2,5MM2 3AND CINZ 3P 1X1 | 5.45
NSYTRV352 | NSYTRV352 | BORNE PASS 35MM2 CINZ 1P 1X1 | 4.67
NSYTRV352BL | NSYTRV352BL | BORNE PASS 35MM2 AZUL 1P 1X1 | 5.12
NSYTRV352PE | NSYTRV352PE | BORNE TERR 35MM2 VERD/AM 1P 1X1 | 8.87
NSYTRV42 | NSYTRV42 | BORNE PASS 4MM2 CINZ 1P 1X1 | 0.83
NSYTRV42AR | NSYTRV42AR | BORNE PASS 4MM2 LAR 1P 1X1 | 0.92
NSYTRV42BK | NSYTRV42BK | BORNE PASS 4MM2 PRET 1P 1X1 | 0.92
NSYTRV42BL | NSYTRV42BL | BORNE PASS 4MM2 AZUL 1P 1X1 | 0.92
NSYTRV42GN | NSYTRV42GN | BORNE PASS 4MM2 VERD 1P 1X1 | 0.92
NSYTRV42NE | NSYTRV42NE | BORNE NEUTR 4(6)MM2 SECC AZUL 1P 1X1 | 2.74
NSYTRV42PE | NSYTRV42PE | BORNE TERR 4MM2 VERD/AM 1P 1X1 | 3.41
NSYTRV42RD | NSYTRV42RD | BORNE PASS 4MM2 VERM 1P 1X1 | 0.92
NSYTRV42SC | NSYTRV42SC | BORNE SECC FACA 4MM2 CINZ 1P 1X1 | 3.96
NSYTRV42SCD | NSYTRV42SCD | BORNE SECC FACA 4MM2 CINZ 2P 1X1 | 8.99
NSYTRV42SF5 | NSYTRV42SF5 | BORNE SECC SUP AMOV P/ FUS 4MM2 PRET | 6.79
NSYTRV42SF5LA | NSYTRV42SF5LA | BORNE SECC SUP AMOV P/ FUS 4MM2 PRET | 14.64
NSYTRV42SF5LD | NSYTRV42SF5LD | BORNE SECC SUP AMOV P/ FUS 4MM2 PRET | 14.21
NSYTRV42SF6 | NSYTRV42SF6 | BORNE SECC SUP AMOV P/ FUS 16MM2 PRET | 8.43
NSYTRV42SF6LA | NSYTRV42SF6LA | BORNE SECC SUP AMOV P/ FUS 16MM2 PRET | 17.97
NSYTRV42SF6LD | NSYTRV42SF6LD | BORNE SECC SUP AMOV P/ FUS 16MM2 PRET | 16.48
NSYTRV42ST | NSYTRV42ST | BORNE SECC FACA C/ ALV TEST 4MM2 CINZ | Sob Consulta
NSYTRV42STAR | NSYTRV42STAR | BORNE SECC FACA C/ ALV TEST 4MM2 LAR | 5.12
NSYTRV42TB | NSYTRV42TB | BORNE SECC TERM FUNC 4MM2 CINZ | 2.84
NSYTRV42WH | NSYTRV42WH | BORNE PASS 4MM2 BRANC 1P 1X1 | 0.92
NSYTRV43 | NSYTRV43 | BORNE PASS 4MM2 2AND CINZ 1P 1X2 | 2.39
NSYTRV43BL | NSYTRV43BL | BORNE PASS 4MM2 2AND AZUL 1P 1X2 | 2.63
NSYTRV43PE | NSYTRV43PE | BORNE TERR 4MM2 2AND VERD/AM 1P 1X2 | 6.02
NSYTRV44 | NSYTRV44 | BORNE PASS 4MM2 2AND CINZ 1P 2X2 | 2.74
NSYTRV44BL | NSYTRV44BL | BORNE PASS 4MM2 2AND AZUL 1P 2X2 | 2.96
NSYTRV44D | NSYTRV44D | BORNE PASS 4MM2 2AND CINZ 2P 1X1 | 2.58
NSYTRV44DBL | NSYTRV44DBL | BORNE PASS 4MM2 2AND AZUL 2P 1X1 | 4.22
NSYTRV44DPE | NSYTRV44DPE | BORNE TERR 4MM2 2AND VERD/AM 1P 2X2 | 10.81
NSYTRV44PE | NSYTRV44PE | BORNE TERR 4MM2 2AND VERD/AM 1P 2X2 | 6.71
NSYTRV502 | NSYTRV502 | BORNE PASS 50MM2 CINZ 1P 1X1 | 14.78
NSYTRV502BL | NSYTRV502BL | BORNE PASS 50MM2 AZUL 1P 1X1 | 15.91
NSYTRV502PE | NSYTRV502PE | BORNE TERR 50MM2 VERD/AM 1P 1X1 | Sob Consulta
NSYTRV62 | NSYTRV62 | BORNE PASS 6MM2 CINZ 1P 1X1 | 1.26
NSYTRV62BL | NSYTRV62BL | BORNE PASS 6MM2 AZUL 1P 1X1 | 1.38
NSYTRV62NE | NSYTRV62NE | BORNE NEUTR 6(10)MM2 SECC AZUL 1P 1X1 | 4.07
NSYTRV62PE | NSYTRV62PE | BORNE TERR 6MM2 VERD/AM 1P 1X1 | 3.75
NSYTRV702 | NSYTRV702 | BORNE POT 70MM2 CINZ 1P 1X1 | 21.08
NSYTRV952BB | NSYTRV952BB | BORNE POT 95MM2 CINZ 1P 1X1 PP | 11.71
NSYTRV952BC | NSYTRV952BC | BORNE POT 95MM2 CINZ 1P 1X1 PL | 17.56
NSYTSCBTR | NSYTSCBTR | 2 SUP CABOS P/ BATIRACK | 47.77
NSYTVA | NSYTVA | 2 SUPORT CABOS 1U P/ RACK 19P | 49.29
NSYTVP556 | NSYTVP556 | 2 PERFIS P/ MONT LAT EM BAST 19P | 31.11
NSYVDA24U610B | NSYVDA24U610B | ARM 24U 1200X600X1000MM C/ PAIN LAT | 1242.97
NSYVDA24U610E | NSYVDA24U610E | ARM 24U 1200X600X1000MM | 1541.4
NSYVDA24U66B | NSYVDA24U66B | Arm. VDA-B 24U66 pan. lat.+post. | 1057.02
NSYVDA24U66E | NSYVDA24U66E | ARM 24U 1200X600X600MM | 1298.76
NSYVDA24U68B | NSYVDA24U68B | ARM 24U 1200X600X800MM C/PAIN LAT | 1155.77
NSYVDA24U68E | NSYVDA24U68E | ARM 24U 1200X600X800MM | 1429.83
NSYVDA24U810B | NSYVDA24U810B | ARM 24U 1200X800X1000MM | 1461.24
NSYVDA24U810E | NSYVDA24U810E | ARM 24U 1200X800X1000MM | 1746.12
NSYVDA24U86B | NSYVDA24U86B | ARM 24U 1200X800X600MM | 1267.34
NSYVDA24U86E | NSYVDA24U86E | ARM 24U 1200X800X600MM | 1518.64
NSYVDA24U88B | NSYVDA24U88B | ARM 24U 1200X800X800MM | 1349.67
NSYVDA24U88E | NSYVDA24U88E | ARM 24U 1200X800X800MM | 1451.41
NSYVDA29U66B | NSYVDA29U66B | ARM 29U 1400X600X600MM C/ PAIN LAT | 1275.55
NSYVDA33U66B | NSYVDA33U66B | ARM 33U 1600X600X600MM C/ PAIN LAT | 1266.11
NSYVDA33U68B | NSYVDA33U68B | ARM 33U 1600X600X800MM C/ PAIN LAT | 1323.88
NSYVDA33U88B | NSYVDA33U88B | ARM 33U 1600X800X800MM | 1531.64
NSYVDA38U66B | NSYVDA38U66B | ARM 38U 1800X600X600MM C/PAIN LAT | 1629.82
NSYVDA38U66E | NSYVDA38U66E | ARM 38U 1800X600X600MM | 1579.31
NSYVDA38U68E | NSYVDA38U68E | ARM 38U 1800X600X800MM | 1656.21
NSYVDA38U86E | NSYVDA38U86E | ARM 38U 1800X800X600MM C/ PAIN LAT | 1745.22
NSYVDA38U88B | NSYVDA38U88B | Arm. VDA-B 38U88 pan. lat.+post. | 1918.9
NSYVDA38U88E | NSYVDA38U88E | ARM 38U 1800X800X800MM | 1875.02
NSYVDA42U610E | NSYVDA42U610E | ARM 42U 2000X600X1000MM | 1912.93
NSYVDA42U66B | NSYVDA42U66B | ARM 42U 2000X600X600MM | 1391.91
NSYVDA42U66E | NSYVDA42U66E | ARM 42U 2000X600X600MM C/ PAIN LAT | 1600.22
NSYVDA42U68B | NSYVDA42U68B | ARM 42U 2000X600X800MM C/ PAIN LAT | 1404.8
NSYVDA42U68E | NSYVDA42U68E | ARM 42U 2000X600X800MM C/ PAIN LAT | 1674.82
NSYVDA42U810B | NSYVDA42U810B | ARM 42U 2000X800X1000MM C/ PAIN LAT | 1548.94
NSYVDA42U810E | NSYVDA42U810E | ARM 42U 2000X800X1000MM | 2095.99
NSYVDA42U810EN | NSYVDA42U810EN | ARM 42U PRET 2000X800X1000 C/ PAIN LAT | 2369.33
NSYVDA42U86B | NSYVDA42U86B | ARM 42U 2000X800X600MM | 1548.98
NSYVDA42U86E | NSYVDA42U86E | ARM 42U 2000X800X600MM C/ PAIN LAT | 2272.99
NSYVDA42U88B | NSYVDA42U88B | ARM 42U 2000X800X800MM C/ PAIN LAT | 1553.99
NSYVDA42U88E | NSYVDA42U88E | ARM 42U 2000X800X800MM C/ PAIN LAT | 1852.39
NSYVDA42U88EN | NSYVDA42U88EN | ARM 42U PRET 2000X800X800 C/PAIN LAT | 2153.94
NSYVDA47U66E | NSYVDA47U66E | ARM 47U 2200X600X600MM | 1821.95
NSYVDA47U68B | NSYVDA47U68B | ARM 47U 2200X600X800MM C/ PAIN LAT | 1508.82
NSYVDA47U68E | NSYVDA47U68E | ARM 47U 2200X600X800MM | 1863.11
NSYVDA47U86E | NSYVDA47U86E | ARM 47U 2200X800X600MM | 1997.42
NSYVDA47U88B | NSYVDA47U88B | ARM 47U 2200X800X800MM | 1725.54
NSYVDA47U88E | NSYVDA47U88E | ARM 47U 2200X800X800MM | 2067.83
NSYVDAC24U66 | NSYVDAC24U66 | ARM 24U 1200X600X600MM S/ PAIN LAT | 1246.83
NSYVDAC24U66N | NSYVDAC24U66N | Arm. VDA neg 24U66 puer post parc | 1477.33
NSYVDAC24U68 | NSYVDAC24U68 | ARM 24U 1200X600X800MM S/ PAIN LAT | 1327.46
NSYVDAC24U810 | NSYVDAC24U810 | ARM 24U 1200X800X1000MM | 1351.83
NSYVDAC24U86 | NSYVDAC24U86 | ARM 24U 1200X800X600MM S/ PAIN LAT | 1429.57
NSYVDAC24U88 | NSYVDAC24U88 | ARM 24U 1200X800X800MM S/ PAIN LAT | 1213.56
NSYVDAC29U66 | NSYVDAC29U66 | ARM 29U 1400X600X600MM S/ PAIN LAT | 1051.75
NSYVDAC29U68 | NSYVDAC29U68 | ARM 29U 1400X600X800MM S/ PAIN LAT | 1190.44
NSYVDAC29U86 | NSYVDAC29U86 | ARM 29U 1400X800X600MM S/ PAIN LAT | 1308.38
NSYVDAC29U88 | NSYVDAC29U88 | ARM 29U 1400X800X800MM S/ PAIN LAT | 1330.19
NSYVDAC33U66 | NSYVDAC33U66 | ARM 33U 1600X600X600MM S/ PAIN LAT | 1450.79
NSYVDAC33U68 | NSYVDAC33U68 | ARM 33U 1600X600X800MM | 1239.18
NSYVDAC33U86 | NSYVDAC33U86 | ARM 33U 1600X800X600MM S/ PAIN LAT | 1204.74
NSYVDAC33U88 | NSYVDAC33U88 | ARM 33U 1600X800X800MM | 1418.99
NSYVDAC38U66 | NSYVDAC38U66 | ARM 38U 1800X600X600MM S/ PAIN LAT | 1473.33
NSYVDAC38U68 | NSYVDAC38U68 | ARM 38U 1800X600X800MM | 1251.1
NSYVDAC38U86 | NSYVDAC38U86 | ARM 38U 1800X800X600MM | 1394.07
NSYVDAC38U88 | NSYVDAC38U88 | ARM 38U 1800X800X800MM S/ PAIN LAT | 1781
NSYVDAC42U610 | NSYVDAC42U610 | ARM 42U 2000X600X1000MM S/ PAIN LAT | 1743.86
NSYVDAC42U610B | NSYVDAC42U610B | ARM 42U 2000X600X1000MM | 1278.18
NSYVDAC42U66 | NSYVDAC42U66 | ARM 42U 2000X600X600MM S/ PAIN LAT | 1539.63
NSYVDAC42U68 | NSYVDAC42U68 | ARM 42U 2000X600X800MM S/ PAIN LAT | 1598
NSYVDAC42U810 | NSYVDAC42U810 | ARM 42U 2000X800X1000MM S/ PAIN LAT | 1787.24
NSYVDAC42U86 | NSYVDAC42U86 | ARM 42U 2000X800X600MM S/ PAIN LAT | 1393.23
NSYVDAC42U86N | NSYVDAC42U86N | ARM 42U PRET 2000X800X600 S/ PAIN LAT | 1956.05
NSYVDAC42U88 | NSYVDAC42U88 | ARM 42U 2000X800X800MM S/ PAIN LAT | 1818.13
NSYVDAC42U88B | NSYVDAC42U88B | ARM 42U 2000X800X800MM S/ PAIN LAT | 1297.62
NSYVDAC42U88N | NSYVDAC42U88N | ARM 42U PRET 2000X800X800 S/ PAIN LAT | 2055.51
NSYVDAC47U66 | NSYVDAC47U66 | ARM 47U 2200X600X600MM | 1405.99
NSYVDAC47U68 | NSYVDAC47U68 | ARM 47U 2200X600X800MM | 1430.91
NSYVDAC47U86 | NSYVDAC47U86 | ARM 47U 2200X800X600MM | 1550.06
NSYVDAC47U88 | NSYVDAC47U88 | ARM 47U 2200X800X800MM S/ PAIN LAT | 1957.37
NSYVDH4UF | NSYVDH4UF | ARM VDH 10p 4U BAST FIX 290X310X201 | 184.13
NSYVDH8UF | NSYVDH8UF | ARM VDH 10p 8U BAST FIX 460X310X201 | 216.65
NSYVDM13U4P | NSYVDM13U4P | Arm. VDM bastidor pivot. 13U P400 | 1011.81
NSYVDS24U610N | NSYVDS24U610N | ARM MET P/ SERV 24U A1200xL600xP1000 | 2524.75
NSYVDS24U88N | NSYVDS24U88N | ARM MET P/ SERV 24U A1200xL800xP800 | 2345.78
NSYVDS42U610N | NSYVDS42U610N | ARM MET P/ SERV 42U A2000xL600xP1000 | 2973.6
NSYVDS42U810N | NSYVDS42U810N | ARM MET P/SERV 42U A2000xL800xP1000 RAL9 | 3103.35
NSYVDS42U88N | NSYVDS42U88N | ARM MET P/SERV 42U A2000xL800xP800 | 2485.97
NSYZUN610VDA | NSYZUN610VDA | PEDESTAL 100MM L600XP1000 P/ VDA-VDS | 249.14
NSYZUN64OPB | NSYZUN64OPB | PEDEST L600XP400MM P/ ARM OPB | 216.21
NSYZUN65OPB | NSYZUN65OPB | PEDEST L600XP500MM P/ ARM OPB | 216.21
NSYZUN66BTR | NSYZUN66BTR | PEDESTAL P/ BATIRACK RAL7011 | 379.34
NSYZUN66OPB | NSYZUN66OPB | PEDEST L600XP600MM P/ ARM OPB | 216.21
NSYZUN66VDA | NSYZUN66VDA | PEDESTAL 100MM L600XL600 P/ ARM VDA | 225.58
NSYZUN68VDA | NSYZUN68VDA | PEDESTAL 100MM L600XP800 P/ VDA-VDS | 226.33
NSYZUN810VDA | NSYZUN810VDA | PEDESTAL 100MM L800XP1000 P/ VDA-VDS | 261.22
NSYZUN86VDA | NSYZUN86VDA | PEDESTAL 100MM L800XL600 P/ ARM VDA | 249.14
NSYZUN88VDA | NSYZUN88VDA | PEDESTAL 100MM L800XP800 P/ VDA-VDS | 246.44
NU003718 | NU003718 | Tomada 2P+T IP44 Branco NU | 13.29
NU003744 | NU003744 | Tomada 2P+T IP44 Creme NU | Sob Consulta
NU023418 | NU023418 | Quadro+Chassis PdT 3 colunas Branco | 16.2
NU044218 | NU044218 | Quadro 1 elem. Studio IP44 Branco NU | 9.27
NU121020 | NU121020 | Centralização Saliente 2x10 mod. Branco | 52.43
NU121820 | NU121820 | Centralização Saliente 2x8 mod. Branco | 47.66
NU122418 | NU122418 | Posto de trabalho 2 colunas Sal. Branco | 23.37
NU122430 | NU122430 | Posto trabalho 2 colunas Sal. Alumínio | 46.9
NU122454 | NU122454 | Posto trabalho 2 colunas Sal. Antracite | 46.9
NU123418 | NU123418 | Posto de trabalho 3 colunas Sal. Branco | 30.39
NU123430 | NU123430 | Posto trabalho 3 colunas Sal. Alumínio | 56.28
NU123454 | NU123454 | Posto trabalho 3 colunas Sal. Antracite | 56.28
NU124418 | NU124418 | Posto de trabalho 4 colunas Sal. Branco | 39.73
NU124430 | NU124430 | Posto trabalho 4 colunas Sal. Alumínio | 68.08
NU124454 | NU124454 | Posto trabalho 4 colunas Sal. Antracite | 68.08
NU171020 | NU171020 | Centralização Encastrar 2x10 mod. Branco | 52.43
NU171820 | NU171820 | Centralização Encastrar 2x8 mod. Branco | 47.66
NU172418 | NU172418 | Posto de trabalho 2 colunas Enc. Branco | 23.37
NU172430 | NU172430 | Posto trabalho 2 colunas Enc. Alumínio | 46.9
NU172454 | NU172454 | Posto trabalho 2 colunas Enc. Antracite | 46.9
NU173418 | NU173418 | Posto de trabalho 3 colunas Enc. Branco | 30.39
NU173430 | NU173430 | Posto trabalho 3 colunas Enc. Alumínio | 56.28
NU173454 | NU173454 | Posto trabalho 3 colunas Enc. Antracite | 56.28
NU174418 | NU174418 | Posto de trabalho 4 colunas Enc. Branco | 39.73
NU174430 | NU174430 | Posto trabalho 4 colunas Enc. Alumínio | 68.08
NU174454 | NU174454 | Posto trabalho 4 colunas Enc. Antracite | 68.08
NU200118 | NU200118 | Quadro perfil 1 mód. Branco NU | 2.49
NU200130 | NU200130 | Quadro perfil 1 mód. Alumínio NU | 11.48
NU200154 | NU200154 | Quadro perfil 1 mód. Antracite NU | 4.91
NU200218 | NU200218 | Quadro 1 elem. Studio Branco NU | 0.89
NU200230 | NU200230 | Quadro 1 elem. Studio Alumínio NU | 3.3
NU200254 | NU200254 | Quadro 1 elem. Studio Antracite NU | 2.96
NU200418 | NU200418 | Quadro 2 elem. Studio Branco NU | 1.78
NU200430 | NU200430 | Quadro 2 elem. Studio Alumínio NU | 4.93
NU200454 | NU200454 | Quadro 2 elem. Studio Antracite NU | 4.44
NU200618 | NU200618 | Quadro 3 elem. Studio Branco NU | 3.55
NU200630 | NU200630 | Quadro 3 elem. Studio Alumínio NU | 11.52
NU200654 | NU200654 | Quadro 3 elem. Studio Antracite NU | 10.36
NU200818 | NU200818 | Quadro 4 elem. Studio Branco NU | 4.26
NU200830 | NU200830 | Quadro 4 elem. Studio Alumínio NU | 15.79
NU200854 | NU200854 | Quadro 4 elem. Studio Antracite NU | 14.2
NU201018 | NU201018 | Quadro 5 elem. Studio Branco NU | 5.25
NU201030 | NU201030 | Quadro 5 elem. Studio Alumínio NU | 19.72
NU201054 | NU201054 | Quadro 5 elem. Studio Antracite NU | 17.75
NU203718 | NU203718 | Tomada 2P+T monobloco Branco NU | 3.71
NU206718 | NU206718 | Tomada dupla 2P+T Branco NU | 13.79
NU206730 | NU206730 | Tomada dupla 2P+T Alumínio NU | 17.3
NU206754 | NU206754 | Tomada dupla 2P+T Antracite NU | 15.57
NU280211 | NU280211 | Quadro 1 elem. Studio Verde/Branco NU | 5.39
NU280213 | NU280213 | Quadro 1 elem. Studio Vermelho/BR NU | 5.39
NU280214 | NU280214 | Quadro 1 elem. Studio Ameixa/Branco NU | 5.39
NU280216 | NU280216 | Quadro 1 elem. Studio Cacau/Branco NU | 5.39
NU280217 | NU280217 | Quadro 1 elem. Studio Cacau/Preto NU | 5.39
NU280221 | NU280221 | Quadro 1 elem. Studio Cinzento/BR NU | 5.39
NU280222 | NU280222 | Quadro 1 elem. Studio Cinz/Preto NU | 5.39
NU280224 | NU280224 | Quadro 1 elem. Studio Cinz Claro/BR NU | 5.39
NU280226 | NU280226 | Quadro 1 elem. Studio Taupe/Branco NU | 5.39
NU280228 | NU280228 | Quadro 1 elem. Studio Taupe/Preto NU | 5.39
NU280250 | NU280250 | Quadro 1E Studio Bronz Metal/BR NU | 12.39
NU280252 | NU280252 | Quadro 1E Studio Bronze Metal/Preto NU | 12.39
NU280253 | NU280253 | Quadro 1 elem. Studio Aço/Preto NU | 12.39
NU280255 | NU280255 | Quadro 1 elem. Studio Alu/Creme NU | 13.43
NU280256 | NU280256 | Quadro 1 elem. Studio Alu/Preto NU | 13.43
NU280257 | NU280257 | Quadro 1 elem. Studio Cobre/Branco NU | 13.43
NU280411 | NU280411 | Quadro 2 elem. Studio Verde/Branco NU | 8.09
NU280413 | NU280413 | Quadro 2 elem. Studio Vermelho/BR NU | 8.09
NU280414 | NU280414 | Quadro 2 elem. Studio Ameixa/Branco NU | 8.09
NU280416 | NU280416 | Quadro 2 elem. Studio Cacau/Branco NU | 8.09
NU280417 | NU280417 | Quadro 2 elem. Studio Cacau/Preto NU | 8.09
NU280421 | NU280421 | Quadro 2 elem. Studio Cinzento/BR NU | 8.09
NU280422 | NU280422 | Quadro 2 elem. Studio Cinz/Preto NU | 8.09
NU280424 | NU280424 | Quadro 2 elem. Studio Cinz Claro/BR NU | 8.09
NU280426 | NU280426 | Quadro 2 elem. Studio Taupe/Branco NU | 8.09
NU280428 | NU280428 | Quadro 2 elem. Studio Taupe/Preto NU | 8.09
NU280450 | NU280450 | Quadro 2E Studio Bronz Metal/BR NU | 18.59
NU280452 | NU280452 | Quadro 2E Studio Bronze Metal/Preto NU | 18.59
NU280453 | NU280453 | Quadro 2 elem. Studio Aço/Preto NU | 18.59
NU280455 | NU280455 | Quadro 2 elem. Studio Alu/Creme NU | 24.18
NU280456 | NU280456 | Quadro 2 elem. Studio Alu/Preto NU | 24.18
NU280457 | NU280457 | Quadro 2 elem. Studio Cobre/Branco NU | 24.18
NU280611 | NU280611 | Quadro 3 elem. Studio Verde/Branco NU | 13.46
NU280613 | NU280613 | Quadro 3 elem. Studio Vermelho/BR NU | 13.46
NU280614 | NU280614 | Quadro 3 elem. Studio Ameixa/Branco NU | 13.46
NU280616 | NU280616 | Quadro 3 elem. Studio Cacau/Branco NU | 13.46
NU280617 | NU280617 | Quadro 3 elem. Studio Cacau/Preto NU | 13.46
NU280621 | NU280621 | Quadro 3 elem. Studio Cinzento/BR NU | 13.46
NU280622 | NU280622 | Quadro 3 elem. Studio Cinz/Preto NU | 13.46
NU280624 | NU280624 | Quadro 3 elem. Studio Cinz Claro/BR NU | 13.46
NU280626 | NU280626 | Quadro 3 elem. Studio Taupe/Branco NU | 13.46
NU280628 | NU280628 | Quadro 3 elem. Studio Taupe/Preto NU | 13.46
NU280650 | NU280650 | Quadro 3E Studio Bronz Metal/BR NU | 30.97
NU280652 | NU280652 | Quadro 3E Studio Bronze Metal/Preto NU | 30.97
NU280653 | NU280653 | Quadro 3 elem. Studio Aço/Preto NU | 30.97
NU280655 | NU280655 | Quadro 3 elem. Studio Alu/Creme NU | 30.22
NU280656 | NU280656 | Quadro 3 elem. Studio Alu/Preto NU | 30.22
NU280657 | NU280657 | Quadro 3 elem. Studio Cobre/Branco NU | 30.22
NU280811 | NU280811 | Quadro 4 elem. Studio Verde/Branco NU | 16.15
NU280813 | NU280813 | Quadro 4 elem. Studio Vermelho/BR NU | 16.15
NU280814 | NU280814 | Quadro 4 elem. Studio Ameixa/Branco NU | 16.15
NU280816 | NU280816 | Quadro 4 elem. Studio Cacau/Branco NU | 16.15
NU280817 | NU280817 | Quadro 4 elem. Studio Cacau/Preto NU | 16.15
NU280821 | NU280821 | Quadro 4 elem. Studio Cinzento/BR NU | 16.15
NU280822 | NU280822 | Quadro 4 elem. Studio Cinz/Preto NU | 16.15
NU280824 | NU280824 | Quadro 4 elem. Studio Cinz Claro/BR NU | 16.15
NU280826 | NU280826 | Quadro 4 elem. Studio Taupe/Branco NU | 16.15
NU280828 | NU280828 | Quadro 4 elem. Studio Taupe/Preto NU | 16.15
NU280850 | NU280850 | Quadro 4E Studio Bronz Metal/BR NU | 43.36
NU280852 | NU280852 | Quadro 4E Studio Bronze Metal/Preto NU | 43.36
NU280853 | NU280853 | Quadro 4 elem. Studio Aço/Preto NU | 43.36
NU280855 | NU280855 | Quadro 4 elem. Studio Alu/Creme NU | 60.46
NU280856 | NU280856 | Quadro 4 elem. Studio Alu/Preto NU | 60.46
NU280857 | NU280857 | Quadro 4 elem. Studio Cobre/Branco NU | 60.46
NU303703 | NU303703 | Tomada 2P+T Vermelho NU | 3.68
NU303706 | NU303706 | Tomada 2P+T Verde NU | 3.68
NU303718 | NU303718 | Tomada 2P+T Branco NU | 2.82
NU303718TA | NU303718TA | Tomada 2P+T c/tampa Branco NU | 6.91
NU303730 | NU303730 | Tomada 2P+T Alumínio NU | 5.05
NU303730TA | NU303730TA | Tomada 2P+T c/tampa Alumínio NU | 10.09
NU303754 | NU303754 | Tomada 2P+T Antracite NU | 4.55
NU303754TA | NU303754TA | Tomada 2P+T c/tampa Atrancite NU | 9.08
NU305703 | NU305703 | Tomada 2P+T lig. rápida Vermelho NU | 3.68
NU305718 | NU305718 | Tomada 2P+T lig. rápida Branco NU | 2.99
NU305730 | NU305730 | Tomada 2P+T lig. rápida Alumínio NU | 6.07
NU305754 | NU305754 | Tomada 2P+T lig. rápida Antracite NU | 4.82
NU306703A | NU306703A | Tomada dupla 2P+T PRF/IPT VRM NU | 12.27
NU306703AS | NU306703AS | Tom dupla 2P+T luz pil PRF/IPT VRM NU | 15.02
NU306706AS | NU306706AS | Tom dupla 2P+T luz pil PRF/IPT VRD NU | 17.19
NU306718A | NU306718A | Tomada dupla 2P+T PRF/IPT BR NU | 12.27
NU306718AS | NU306718AS | Toma dupla 2P+T luz pil PRF/IPT BR NU | 15.02
NU306730A | NU306730A | Tomada dupla 2P+T PRF/IPT Alumínio NU | 14.31
NU306730AS | NU306730AS | Tom dupla 2P+T luz pil PRF/IPT Alum NU | 20.52
NU306754A | NU306754A | Tomada dupla 2P+T PRF/IPT Atrancite NU | 14.31
NU306754AS | NU306754AS | Tom dupla 2P+T luz pil PRF/IPT Ant NU | 20.52
NU306761AS | NU306761AS | Tom dupla 2P+T luz pil PRF/IPT LARJ NU | 17.19
NU310118 | NU310118 | Interruptor 1 módulo Branco NU | 2.32
NU310130 | NU310130 | Interruptor 1 módulo Alumínio NU | 4.66
NU310154 | NU310154 | Interruptor 1 módulo Antracite NU | 4.18
NU310318 | NU310318 | Com.de escada 1 módulo Branco NU | 3.94
NU310318S | NU310318S | Com. escada sinalizador 1 mód Br NU | 6.17
NU310330 | NU310330 | Com.escada 1 módulo Alumínio NU | 5.91
NU310330S | NU310330S | Com ESC SIN 1 MOD AL NU | 10.29
NU310354 | NU310354 | Com.escada 1 módulo Antracite NU | 5.33
NU310354S | NU310354S | Com ESC SIN 1 mód. ANT NU | 9.26
NU310518 | NU310518 | Inversor de grupo Branco NU | 15.98
NU310530 | NU310530 | Inversor de grupo Alumínio NU | 19.31
NU310554 | NU310554 | Inversor de grupo Antracite NU | 17.38
NU310618 | NU310618 | Botão de pressão 1 mód. Branco NU | 2.58
NU310618C | NU310618C | B. Pressão 1 mód. Simb. Camp Branco NU | 4.18
NU310618L | NU310618L | B. Pressão 1 mód. Simb. Luz Branco NU | 4.18
NU310618N | NU310618N | Botão de pressão 1 mód. lum Branco NU | 15.89
NU310630 | NU310630 | Botão de pressão 1 mód. Alumínio NU | 5.15
NU310630C | NU310630C | B. Pressão 1 mód. Simb. Camp Alum NU | 6.91
NU310630L | NU310630L | B. Pressão 1 mód. Simb. Luz Alum NU | 6.91
NU310630N | NU310630N | Botão de pressão 1 mód. lum Alum NU | 19.07
NU310654 | NU310654 | Botão de pressão 1 mód. Antracite NU | 4.65
NU310654C | NU310654C | B. Pressão 1 mód. Simb. Camp ANT NU | 6.22
NU310654L | NU310654L | B. Pressão 1 mód. Simb. Luz ANT NU | 6.22
NU310654N | NU310654N | Botão pressão 1 mód. lum Antracite NU | 17.17
NU316118 | NU316118 | Interruptor 16A 1 módulo Branco NU | 7.27
NU316218 | NU316218 | Int bipolar16A 1 módulo Branco NU | 12.52
NU316218S | NU316218S | Int bipolar16A 1 mód sinalizador Br NU | 27.39
NU316318 | NU316318 | Com.de escada 16A 1 módulo Branco NU | 8.45
NU316330 | NU316330 | Com.de escada 16A 1 mód. Alumínio NU | 10.15
NU316354 | NU316354 | Com.de escada 16A 1 mód. Antracite NU | 9.13
NU320118 | NU320118 | Interruptor Branco NU | 2.59
NU320130 | NU320130 | Interruptor Alumínio NU | 5.38
NU320154 | NU320154 | Interruptor Antracite NU | 4.84
NU320318 | NU320318 | Com.de escada Branco NU | 3.06
NU320318S | NU320318S | Com.de escada sinalizador Branco NU | 6.17
NU320330 | NU320330 | Com.de escada Alumínio NU | 4.9
NU320330S | NU320330S | Com.de escada sinalizador Alumínio NU | 10.29
NU320354 | NU320354 | Com.de escada Antracite NU | 4.66
NU320354S | NU320354S | Com.escada sinalizador Antracite NU | 9.26
NU320518 | NU320518 | Inversor de grupo Branco NU | 12.02
NU320530 | NU320530 | Inversor de grupo Alumínio NU | 15.63
NU320554 | NU320554 | Inversor de grupo Antracite NU | 14.07
NU320618 | NU320618 | Botaão de pressão Branco NU | 3.22
NU320618C | NU320618C | Botão de pressão símb Camp Branco NU | 5.13
NU320618CN | NU320618CN | B. Pressão símb Campainha lum BR NU | 17.48
NU320618L | NU320618L | Botão de pressão símb Luz Branco NU | 5.13
NU320618LN | NU320618LN | Botão pressão símb Luz lum Branco NU | 17.48
NU320618N | NU320618N | Botão pressão luminoso Branco NU | 17.48
NU320630 | NU320630 | Botão de pressão Alumínio NU | 5.48
NU320630C | NU320630C | Botão de pressão símb Camp Alumínio NU | 7.3
NU320630CN | NU320630CN | B. Pressão símb Campainha lum Alum NU | 22.03
NU320630L | NU320630L | Botão de pressão símb Luz Alumínio NU | 7.3
NU320630LN | NU320630LN | Botão pressão símb Luz lum Alum NU | 22.03
NU320630N | NU320630N | Botão pressão luminoso Alumínio NU | 20.02
NU320654 | NU320654 | Botão de pressão Antracite NU | 4.92
NU320654C | NU320654C | B. Pressão símb Campainha Antracite NU | 6.57
NU320654CN | NU320654CN | B. Pressão símb Campainha lum ANT NU | 19.82
NU320654L | NU320654L | Botão de pressão símb Luz Antracite NU | 6.57
NU320654LN | NU320654LN | Botão pressão símb Luz lum Antrac NU | 19.82
NU320654N | NU320654N | Botão pressão luminoso Antracite NU | 18.03
NU320718 | NU320718 | Botão de pressão de estores Branco NU | 11.22
NU320730 | NU320730 | Botão pressão de estores Alumínio NU | 17.74
NU320754 | NU320754 | Botão pressão de estores Antracite NU | 15.97
NU320818 | NU320818 | Interruptor de estores Branco NU | 9.5
NU320830 | NU320830 | Interruptor de estores Alumínio NU | 17.65
NU320854 | NU320854 | Interruptor de estores Antracite NU | 15.89
NU321118 | NU321118 | Com.de lustre Branco NU | 10.64
NU321318 | NU321318 | Com.de escada duplo Branco NU | 10.64
NU321330 | NU321330 | Com.de escada duplo Alumínio NU | 15.97
NU321354 | NU321354 | Com.de escada duplo Antracite NU | 14.37
NU322620 | NU322620 | Botão de pressão de cordão Branco NU | 12.7
NU322630 | NU322630 | Botão de pressão de cordão Alumínio NU | 19.52
NU322654 | NU322654 | Botão pressão de cordão Antracite NU | 17.56
NU323718 | NU323718 | Botão de EST c/STOP BR NU | 9.5
NU323730 | NU323730 | Botão de EST c/STOP AL NU | 17.65
NU323754 | NU323754 | Botão EST c/STOP ANT NU | 15.89
NU324620 | NU324620 | B.P. NA/NC c/etiq BR NU | 9.39
NU324630 | NU324630 | B.P NA/NC c/etiq BR AL NU | 13.16
NU324654 | NU324654 | BP NA/NC c/etiq BR ANT NU | 11.85
NU326118 | NU326118 | Interruptor 16A Branco NU | 5.2
NU326218 | NU326218 | Interruptor bipolar16A Branco NU | 10.96
NU326218S | NU326218S | Int bipolar16A sinalizador BR NU | 27.39
NU326230 | NU326230 | Interruptor bipolar16A Alumínio NU | 13.99
NU326230S | NU326230S | Int bipolar16A sinalizador Alum NU | 31.5
NU326254 | NU326254 | Interruptor bipolar16A Antracite NU | 12.59
NU326254S | NU326254S | Int bipolar16A sinalizador ANTR NU | 28.36
NU326318 | NU326318 | Com.de escada 16A Branco NU | 6.36
NU326330 | NU326330 | Com.de escada 16A Alumínio NU | 9.49
NU326354 | NU326354 | Com.de escada 16A Antracite NU | 8.53
NU328318 | NU328318 | Interruptor de cartão 10A Branco NU | 21.84
NU328330 | NU328330 | Interruptor de cartão 10A Alumínio NU | 28.4
NU328354 | NU328354 | Interruptor de cartão 10A Antracite NU | 25.55
NU340618 | NU340618 | Tom RJ45 cat.sSTP 1 mod. Branco NU | 18.35
NU340630 | NU340630 | Tom RJ45 cat.sSTP 1 mod. Alumínio NU | 23.87
NU340654 | NU340654 | Tom RJ45 cat.sSTP 1 mod. Antracite NU | 21.49
NU340718 | NU340718 | Tom RJ45 inclin. cat.6 STP 2 mod.Br NU | 19.85
NU340730 | NU340730 | Tom RJ45 inclin. cat6 STP 2 mod Alu NU | 29.79
NU340754 | NU340754 | Tom RJ45 inclin. cat6 STP 2 mod Ant NU | 26.8
NU341018 | NU341018 | Tom RJ45 cat.5e UTP 1 mod. Branco NU | 11.2
NU341030 | NU341030 | Tom RJ45 cat.5e UTP 1 mod. Alumínio NU | 15.59
NU341054 | NU341054 | Tom RJ45 cat.5e UTP 1 mod. Ant NU | 14.04
NU341118 | NU341118 | Tom RJ45 cat.5e UTP 2 mod. Branco NU | 11.4
NU341130 | NU341130 | Tom RJ45 cat.5e UTP 2 mod. Alumínio NU | 16.35
NU341154 | NU341154 | Tom RJ45 cat.5e UTP 2 mod. Ant NU | 14.72
NU341218 | NU341218 | TRJ45 C5 FTP 1 mod. BR NU | 17.24
NU341230 | NU341230 | TRJ45 C5 FTP 1 mod. AL NU | 18.76
NU341318 | NU341318 | TRJ45 C5 FTP 2M BR NU | 17.47
NU341330 | NU341330 | TRJ45 C5 FTP 2M AL NU | 22.13
NU341418 | NU341418 | Tom RJ45 cat.6 UTP 1 mod. Branco NU | 11.7
NU341430 | NU341430 | Tom RJ45 cat.6 UTP 1 mod. Alumínio NU | 16.44
NU341454 | NU341454 | Tom RJ45 cat.6 UTP 1 mod. Antracite NU | 14.79
NU341518 | NU341518 | Tom RJ45 cat.6 UTP 2 mod. Branco NU | 12.55
NU341530 | NU341530 | Tom RJ45 cat.6 UTP 2 mod. Alumínio NU | 18.19
NU341554 | NU341554 | Tom RJ45 cat.6 UTP 2 mod. Antracite NU | 16.37
NU341618 | NU341618 | Tom RJ45 cat.6 STP 1 mod. Branco NU | 18.8
NU341630 | NU341630 | Tom RJ45 cat.6 STP 1 mod. Alumínio NU | 23.49
NU341654 | NU341654 | Tom RJ45 cat.6 STP 1 mod. Antracite NU | 21.14
NU341718 | NU341718 | Tom RJ45 cat.6 STP 2 mod. Branco NU | 18.97
NU341730 | NU341730 | Tom RJ45 cat.6 STP 2 mod. Alumínio NU | 27.51
NU341754 | NU341754 | Tom RJ45 cat.6 STP 2 mod. Antracite NU | 24.77
NU341818 | NU341818 | Tomada 2XUSB 2,1A carregador Branco NU | 36.68
NU341830 | NU341830 | Tomada 2XUSB 2,1A carregador Alu NU | 43.08
NU341854 | NU341854 | Tomada 2XUSB 2,1A carregador Ant NU | 38.78
NU341918 | NU341918 | Tom RJ45 cat.6 FTP 2 mod. Branco NU | 16.3
NU341930 | NU341930 | Tom RJ45 cat.6 FTP 2 mod. Alumínio NU | 23.65
NU341954 | NU341954 | Tom RJ45 cat.6 FTP 2 mod. Antracita NU | 21.29
NU342018 | NU342018 | Tom dupla RJ45 cat.6 UTP 2 mod. Br NU | 22.39
NU342030 | NU342030 | Tom dupla RJ45 cat.6 UTP 2 mod Alum NU | 31.2
NU342054 | NU342054 | Tom dupla RJ45 cat6 UTP 2 mod Ant NU | 28.08
NU342618 | NU342618 | Tom dupla RJ45 cat.6 STP 2 mod. BrNU | 28.47
NU342630 | NU342630 | Tom dupla RJ45 cat.6 STP 2 mod. Alu NU | 41.27
NU342654 | NU342654 | Tom dupla RJ45 cat.6 STP 2 mod. Ant NU | 37.14
NU342818 | NU342818 | Tom USB 2,1A carregador 1 mód. BR NU | 49.35
NU342830 | NU342830 | Tom USB 2,1A carregador 1 mód. Alu NU | 59.21
NU342854 | NU342854 | Tom USB 2,1A carregador 1 mód. Ant NU | 53.29
NU342930 | NU342930 | Tom USB 2.0 dados 1 mód. Alumínio NU | 46.13
NU343018 | NU343018 | Tomada HDMI 1 mod. Branco NU | 37.77
NU343030 | NU343030 | Tomada HDMI 1 mod. Alumínio NU | 45
NU343054 | NU343054 | Tomada HDMI 1 mod. Antracite NU | 40.5
NU343118 | NU343118 | Tom audio-video 3 RCA 1 mod. Branco NU | 72.53
NU343130 | NU343130 | Tom audio-video 3 RCA 1 mod Alu NU | 79.37
NU343154 | NU343154 | Tom audio-video 3 RCA 1 mod Ant NU | 71.43
NU343218 | NU343218 | Tomada VGA 1 mod. Branca NU | 31.5
NU343230 | NU343230 | Tomada VGA 1 mod. Alumínio NU | 40.82
NU343254 | NU343254 | Tomada VGA 1 mod. Antracite NU | 36.74
NU343318 | NU343318 | Tomada Minijack 3,5 mm 1 mod BR NU | 31.5
NU343330 | NU343330 | Tomada Minijack 3,5 mm 1 mod Alu NU | 40.82
NU343354 | NU343354 | Tomada Minijack 3,5 mm 1 mod Ant NU | 36.74
NU344718 | NU344718 | Tom RJ45 cat.6 FTP 1 mod. Branco NU | 18.8
NU344730 | NU344730 | Tom RJ45 cat.6 FTP 1 mod. Alumínio NU | 23.49
NU344754 | NU344754 | Tom RJ45 cat.6 FTP 1 mod. Antracite NU | 21.14
NU344818 | NU344818 | Tom RJ45 cat.6 A FTP 1 mod. Branco NU | 16.15
NU344830 | NU344830 | Tom RJ45 cat.6 A FTP 1 mod. Alum NU | 23.42
NU344854 | NU344854 | Tom RJ45 cat.6 A FTP 1 mod. Ant NU | 21.07
NU344918 | NU344918 | Tom RJ45 cat.6 A FTP 2 mod. Branco NU | 17.94
NU344930 | NU344930 | Tom RJ45 cat.6 A FTP 2 mod. Alum NU | 26.01
NU344954 | NU344954 | Tom RJ45 cat.6 A FTP 2 mod. Ant NU | 23.42
NU345018 | NU345018 | Tom R-TV/SAT derivação única Branco NU | 22.85
NU345030 | NU345030 | Tom R-TV/SAT derivação única Alu NU | 29.71
NU345054 | NU345054 | Tom R-TV/SAT derivação única Ant NU | 26.72
NU345118 | NU345118 | Tom TV-FM derivação única Branco NU | 15.56
NU345130 | NU345130 | Tom TV-FM derivação única Alumínio NU | 19.28
NU345154 | NU345154 | Tom TV-FM derivação única Antracite NU | 17.36
NU345218 | NU345218 | Tom TV-FM terminal Branco NU | 20.9
NU345230 | NU345230 | Tom TV-FM terminal Alumínio NU | 27.17
NU345254 | NU345254 | Tom TV-FM terminal Antracite NU | 24.45
NU345318 | NU345318 | Tom TV-FM intermédia Branco NU | 17.65
NU345330 | NU345330 | Tom TV-FM intermédia Alumínio NU | 20.32
NU345354 | NU345354 | Tom TV-FM intermédia Antracite NU | 18.29
NU345418 | NU345418 | Tom R-TV/SAT Derivacion unica BR NU | 22.85
NU345430 | NU345430 | Tom R-TV/SAT Derivacion unica Alu NU | 26.33
NU345454 | NU345454 | Tom R-TV/SAT Derivacion unica Ant NU | 23.69
NU345518 | NU345518 | Tom R-TV/SAT terminal Branco NU | 22.85
NU345530 | NU345530 | Tom R-TV/SAT terminal Alumínio NU | 26.33
NU345554 | NU345554 | Tom R-TV/SAT terminal Antracite NU | 23.69
NU345618 | NU345618 | Tom R-TV/SAT intermédia Branco NU | 22.85
NU345630 | NU345630 | Tom R-TV/SAT intermédia Alumínio NU | 26.33
NU345654 | NU345654 | Tom R-TV/SAT intermédia Antracite NU | 23.69
NU346818 | NU346818 | Tom TV/SAT tipo F 1 mod. Branco NU | 6.96
NU346830 | NU346830 | Tom TV/SAT tipo F 1 mod. Alumínio NU | 10.44
NU346854 | NU346854 | Tom TV/SAT tipo F 1 mod. Antracite NU | 9.39
NU349118 | NU349118 | Tom telefone RJ12 1 mod. Branco NU | 8.65
NU349130 | NU349130 | Tom telefone RJ12 1 mod. Alumínio NU | 10.95
NU349154 | NU349154 | Tom telefone RJ12 1 mod. Antracite NU | 9.85
NU349718 | NU349718 | Tom telefone RJ12 2 mod. Branco NU | 8.8
NU349730 | NU349730 | Tom telefone RJ12 2 mod. Alumínio NU | 11.05
NU349754 | NU349754 | Tom telefone RJ12 2 mod. Antracite NU | 9.94
NU350118 | NU350118 | Termostato Branco NU | 84.67
NU350130 | NU350130 | Termostato Alumínio NU | 127.01
NU350154 | NU350154 | Termostato Antracite NU | 114.31
NU350318 | NU350318 | Termostato piso radiante Branco NU | 76.2
NU350330 | NU350330 | Termostato piso radiante Alumínio NU | 114.31
NU350354 | NU350354 | Termostato piso radiante Antracite NU | 102.88
NU350818 | NU350818 | Wiser interrup. Controlo estores | 102.69
NU350830 | NU350830 | Wiser interrup. Controlo estores | 115.39
NU350854 | NU350854 | Wiser interrup. Controlo estores | 115.39
NU351418 | NU351418 | Regulador de luz LED 4-200VA Branco NU | 138.36
NU351430 | NU351430 | Regulador luz LED 4-200VA Alumínio NU | 152.3
NU351454 | NU351454 | Regulador luz LED 4-200VA Antracit NU | 137.06
NU351518 | NU351518 | Wiser botão uni. regul. intens. luz LED | 117.12
NU351530 | NU351530 | Wiser botão uni. regul. intens. luz LED | 131.6
NU351554 | NU351554 | Wiser botão uni. regul. intens. luz LED | 131.6
NU351618 | NU351618 | Wiser botão rot. univ. reg. int. luz LED | 131.75
NU351630 | NU351630 | Wiser botão rot. univ. reg. int. luz LED | 148.04
NU351654 | NU351654 | Wiser botão rot. univ. reg. int. luz LED | 148.04
NU352518 | NU352518 | Detector mov. 10A c.inter Branco NU | 147.57
NU352530 | NU352530 | Detector mov. 10A c.inter Alum NU | 161.94
NU352554 | NU352554 | Detector mov. 10A c.interruptor Ant NU | 145.75
NU352618 | NU352618 | Wiser sensor c/int 10A BR | 111.02
NU352630 | NU352630 | Wiser sensor mov. c/ interrup. 10 A | 133.24
NU352654 | NU352654 | Wiser sensor int 10A ANT | 133.24
NU352718 | NU352718 | Wiser sens mov botão reg inten. luz LED | 130.43
NU352730 | NU352730 | Wiser sens mov botão reg inten. luz LED | 146.56
NU352754 | NU352754 | Wiser sens reg inten ANT | 146.56
NU353518 | NU353518 | Interruptor horário 10A Branco NU | 82.15
NU353530 | NU353530 | Interruptor horário 10A Alumínio NU | 136.92
NU353554 | NU353554 | Interruptor horário 10A Antracite NU | 123.23
NU353718 | NU353718 | Wiser interruptor de relé 10 A | 97.17
NU353730 | NU353730 | Wiser interruptor de relé 10 A | 109.19
NU353754 | NU353754 | Wiser interruptor de relé 10 A | 109.19
NU370118 | NU370118 | INTER chave 3 pos BR NU | 156.82
NU3772 | NU3772 | Lâmpadas LED 2mod. 230 V 4 cores NU | 67.96
NU3775 | NU3775 | Lâmpadas LED 1mod. 230 V 4 cores NU | 52.26
NU3776 | NU3776 | Piloto autónomo de balizagem IK07 NU | 134.87
NU378518 | NU378518 | Besouro 250V 2 mod. Branco NU | 26.91
NU378530 | NU378530 | Besouro 250V 2 mod. Alumínio NU | 33.08
NU378554 | NU378554 | Besouro 250V 2 mod. Antracite NU | 29.79
NU378618 | NU378618 | Campaínha 5 melodias Branco NU | 103.5
NU378630 | NU378630 | Campaínha 5 melodias Alumínio NU | 119.03
NU378654 | NU378654 | Campaínha 5 melodias Antracite NU | 107.13
NU386218 | NU386218 | saída de cabos Branco NU | 4.27
NU386230 | NU386230 | saída de cabos Alumínio NU | 7.52
NU386254 | NU386254 | saída de cabos Antracite NU | 6.77
NU600280 | NU600280 | Quadro 1 elem. Pure Alumínio NU | 29.55
NU600282 | NU600282 | Quadro 1 elem. Pure Borracha NU | 29.55
NU600283 | NU600283 | Quadro 1 elem. Pure Madeira Nórdica NU | 36.87
NU600284 | NU600284 | Quadro 1 elem. Pure Carvalho NU | 36.87
NU600285 | NU600285 | Quadro 1 elem. Pure Vidro Branco NU | 51.9
NU600286 | NU600286 | Quadro 1 elem. Pure Vidro Preto NU | 51.9
NU600287 | NU600287 | Quadro 1 elem. Pure Ardósia NU | 51.9
NU600289 | NU600289 | Quadro 1 elem. Pure BR Translúcido NU | 29.55
NU600480 | NU600480 | Quadro 2 elem horiz Pure Alumínio NU | 44.34
NU600482 | NU600482 | Quadro 2 elem horiz Pure Borracha NU | 44.34
NU600483 | NU600483 | Quadro 2E horiz Pure Mad Nórdica NU | 73.75
NU600484 | NU600484 | Quadro 2 elem horiz Pure Carvalho NU | 73.75
NU600485 | NU600485 | Quadro 2 elem horiz Pure Vidro BR NU | 103.81
NU600486 | NU600486 | Quadro 2E horiz Pure Vidro Preto NU | 103.81
NU600487 | NU600487 | Quadro 2 elem horiz Pure Ardósia NU | 103.81
NU600489 | NU600489 | Quadro 2E horiz Pure BR Translúcido NU | 44.34
NU6004V80 | NU6004V80 | Quadro 2 elem horiz Pure Alumínio NU | 44.34
NU6004V81 | NU6004V81 | QDR 2E H Pure Cróm Esc NU | 44.34
NU6004V82 | NU6004V82 | Quadro 2 elem horiz Pure Borracha NU | 44.34
NU6004V83 | NU6004V83 | Quadro 2E horiz Pure Mad Nórdica NU | 73.75
NU6004V84 | NU6004V84 | Quadro 2 elem horiz Pure Carvalho NU | 73.75
NU6004V85 | NU6004V85 | Quadro 2 elem horiz Pure Vidro BR NU | 103.81
NU6004V86 | NU6004V86 | Quadro 2E horiz Pure Vidro Preto NU | 103.81
NU6004V87 | NU6004V87 | Quadro 2 elem horiz Pure Ardósia NU | 103.81
NU6004V89 | NU6004V89 | Quadro 2E horiz Pure BR Translúcido NU | 44.34
NU600680 | NU600680 | Quadro 3 elem. Pure Alumínio NU | 73.89
NU600682 | NU600682 | Quadro 3 elem. Pure Borracha NU | 73.89
NU600683 | NU600683 | Quadro 3 elem. Pure Madeira Nórdica NU | 129.06
NU600684 | NU600684 | Quadro 3 elem. Pure Carvalho NU | 129.06
NU600685 | NU600685 | Quadro 3 elem. Pure Vidro Branco NU | 181.68
NU600686 | NU600686 | Quadro 3 elem. Pure Vidro Preto NU | 181.68
NU600687 | NU600687 | Quadro 3 elem. Pure Ardósia NU | 181.68
NU600689 | NU600689 | Quadro 3 elem. Pure BR Translúcido NU | 73.89
NU600880 | NU600880 | Quadro 4 elem. Pure Alumínio NU | 106.4
NU600882 | NU600882 | Quadro 4 elem. Pure Borracha NU | 106.4
NU600883 | NU600883 | Quadro 4 elem. Pure Madeira Nórdica NU | 147.5
NU600884 | NU600884 | Quadro 4 elem. Pure Carvalho NU | 147.5
NU600885 | NU600885 | Quadro 4 elem. Pure Vidro Branco NU | 207.63
NU600886 | NU600886 | Quadro 4 elem. Pure Vidro Preto NU | 207.63
NU600887 | NU600887 | Quadro 4 elem. Pure Ardósia NU | 207.63
NU600889 | NU600889 | Quadro 4 elem. Pure BR Translúcido NU | 106.4
NU7002 | NU7002 | Chassis Zmack NU | 1.17
NU7002P | NU7002P | Chassis Plástico NU | 0.52
NU7892 | NU7892 | Accessory claws for zamak Fixing Frame | 0.89
NU800218 | NU800218 | Cx de superfície 1 elem. Studio BR NU | 4.62
NU800244 | NU800244 | Cx super 1E Studio CR NU | 4.1
NU800418 | NU800418 | Cx de superfície 2 elem. Studio BR NU | 8.96
NU800444 | NU800444 | Cx super 2E Studio CR NU | 8.96
NU8734 | NU8734 | Caixa de encastrar PdT 3 columnas | 18.29
NU903718 | NU903718 | Centro tomada 2P+T Branco NU | 1.67
NU903718U | NU903718U | Centro tom 2P+T subst Unica BR NU | 1.88
NU903730 | NU903730 | Centro tomada 2P+T Alumínio NU | 4.96
NU903730U | NU903730U | Centro tom 2P+T subst Unica ALUM NU | 4.96
NU903754 | NU903754 | Centro tomada 2P+T Antracite NU | 4.47
NU903754U | NU903754U | Centro tom 2P+T subst Unica ANTR NU | 4.47
NU910018 | NU910018 | Tecla 1 mod. Branco NU | 1.36
NU910018N | NU910018N | Tecla 1 mod. com visor Branco NU | 2.93
NU910018U | NU910018U | Tecla subst Unica 1 mod. Branco NU | 1.51
NU910030 | NU910030 | Tecla 1 mod. Alumínio NU | 4.08
NU910030N | NU910030N | Tecla 1 mod. com visor Alumínio NU | 5.07
NU910030U | NU910030U | Tecla subst Unica 1 mod. Alumínio NU | 4.08
NU910054 | NU910054 | Tecla 1 mod. Antracite NU | 3.67
NU910054N | NU910054N | Tecla 1 mod. com visor Antracite NU | 4.57
NU910054U | NU910054U | Tecla subst Unica 1mod. Antracite NU | 3.67
NU920018 | NU920018 | Tecla 2 mod. Branco NU | 1.57
NU920018N | NU920018N | Tecla 2 mod. com visor Branco NU | 3.14
NU920018U | NU920018U | Tecla subst Unica 2 mod. Branco NU | 1.72
NU920030 | NU920030 | Tecla 2 mod. Alumínio NU | 4.17
NU920030N | NU920030N | Tecla 2 mod. com visor Alumínio NU | 5.49
NU920030U | NU920030U | Tecla subst Unica 2 mod. Alumínio NU | 3.92
NU920054 | NU920054 | Tecla 2 mod. Antracite NU | 3.75
NU920054N | NU920054N | Tecla 2 mod. com visor Antracite NU | 4.94
NU920054U | NU920054U | Tecla subst Unica 2mod. Antracite NU | 3.53
NU941118T | NU941118T | Centro tomada RJ45 2 mod. Branco NU | 10.44
NU943818 | NU943818 | Centro fibra optica APC Dupl Branco NU | 3.34
NU943830 | NU943830 | Centro fibra optica APC Dupl Alu NU | 5.89
NU943854 | NU943854 | Centro fibra optica APC Dupl Ant NU | 5.31
NU943918 | NU943918 | Centro fibra optica Simpl/LC Branco NU | 2.59
NU943930 | NU943930 | Centro fibra optica Simpl/LC Alu NU | 5.89
NU943954 | NU943954 | Centro fibra optica Simpl/LC Ant NU | 5.31
NU944018 | NU944018 | Centro tomada TV/FM Branco NU | 2.81
NU944030 | NU944030 | Centro tomada TV/FM Alumínio NU | 4.81
NU944054 | NU944054 | Centro tomada TV/FM Antracite NU | 4.33
NU944118 | NU944118 | Centro tomada R-TV/SAT Branco NU | 2.81
NU944130 | NU944130 | Centro tomada R-TV/SAT Alumínio NU | 4.81
NU944154 | NU944154 | Centro tomada R-TV/SAT Antracite NU | 4.33
NU9580 | NU9580 | Adaptad. instalacão vert em coluna NU | 1.99
NU9823AM | NU9823AM | Lâmp LED 12-24V VerdeNU | 27.6
NU9825A | NU9825A | Lâmpada LED 200V Vermelho NU | 11.48
NU9825AZ | NU9825AZ | Lâmpada LED 200V Azul NU | 11.48
NU9830 | NU9830 | Lâmpada LED Vermelha Plug&Play NU | 13.58
NU986518 | NU986518 | Tampa cega 1 mod. Branco NU | 1.78
NU986530 | NU986530 | Tampa cega 1 mod. Alumínio NU | 4.09
NU986554 | NU986554 | Tampa cega 1 mod. Antracite NU | 3.68
NU986618 | NU986618 | Tampa cega 2 mod. Branco NU | 1.82
NU986630 | NU986630 | Tampa cega 2 mod. Alumínio NU | 4.33
NU986654 | NU986654 | Tampa cega 2 mod. Antracite NU | 3.9
OVA18045 | OVA18045 | EXW-P-C MIC 2,5/2 500/1PB | 5770.9
OVA18046 | OVA18046 | EXW-P-C MIC 2,5/4 500/1PB | 6226.5
OVA18047 | OVA18047 | EXW-P-C MIC 2,5/6 500/1PB | 6780.8
OVA18049 | OVA18049 | EXW-P-C MIN 2,5/4 1500/1PB | 8544
OVA18501 | OVA18501 | MBE200D EXW-P-C | 84.9
OVA18503 | OVA18503 | MLD32 EXW-P-C | 377.7
OVA18508 | OVA18508 | MLT EXW-P-C | 143.4
OVA18509 | OVA18509 | MLT-MC EXW-P-C | 238.9
OVA18515 | OVA18515 | MCHG 2,5A EXW-P-C | 802.2
OVA18518 | OVA18518 | COP.TRASP.C/SERR. EXW-P-C MIN | 410.2
OVA18526 | OVA18526 | COP.TRASP.C/SERR. EXW-P-C MIC | 408.9
OVA18538 | OVA18538 | W ABILIT.CBS/SPACELYNK/BMS | 1242.7
OVA18539 | OVA18539 | BOX IP20 MBE200D EXW-POWER-CBS | 34
OVA18541 | OVA18541 | MLD32 EXW-P-C spare part | 452.7
OVA34244 | OVA34244 | Convertion Kit Fluo. T5 1h duration | 172.7
OVA34245 | OVA34245 | Convertion Kit Fluo. T5 3h duration | 324.6
OVA37105 | OVA37105 | Rilux LED Basic 8W L100/1,5/SE | 47.5
OVA37106 | OVA37106 | Rilux LED Medium 11-24W L170/1,5/SA | 54.1
OVA37107 | OVA37107 | Rilux LED Plus 24W L225/1/SE | 51.4
OVA37108 | OVA37108 | Rilux LED Medium 11W L150/1,5/SE | 49
OVA38072E | OVA38072E | MAXISLIM M60 1H Permanente | 610.4
OVA38073E | OVA38073E | MAXISLIM M60 3H Permanente | Descontinuado
OVA38074E | OVA38074E | MAXISLIM M80 1H Permanente | 591.2
OVA38075E | OVA38075E | MAXISLIM M80 3H Permanente | 634.6
OVA38250 | OVA38250 | EXEASYSIGN IP40 STD NM-M 1,5H | 95.3
OVA38252 | OVA38252 | EXEASYSIGN IP40 STD NM-M 1,5H | 112.5
OVA38350 | OVA38350 | E EASYLED IP42 1H 45 NP | Descontinuado
OVA38351 | OVA38351 | EXIWAY EASYLED IP42 1h 70Lm NP | 58.2
OVA38352 | OVA38352 | EXIWAY EASYLED IP42 1h 120Lm NP | 70
OVA38353 | OVA38353 | EXIWAY EASYLED IP42 3h 120Lm NP | 85.5
OVA38354 | OVA38354 | EXIWAY EASYLED IP42 2h 140Lm NP | 80.5
OVA38355 | OVA38355 | EXIWAY EASYLED IP42 1h 170Lm NP | 71.6
OVA38356 | OVA38356 | EXIWAY EASYLED IP42 1h 170Lm P | 73.5
OVA38357 | OVA38357 | EXIWAY EASYLED IP42 1h 240Lm NP | 89.4
OVA38358 | OVA38358 | EXIWAY EASYLED IP42 1h 300Lm NP | 107.3
OVA38359 | OVA38359 | EXIWAY-EASYLED IP65 1h 70Lm NP | 68.5
OVA38360 | OVA38360 | EXIWAY-EASYLED IP65 1h 120Lm NP | 70.3
OVA38361 | OVA38361 | EXIWAY-EASYLED IP65 2h 140Lm NP | 75.3
OVA38362 | OVA38362 | EXIWAY-EASYLED IP65 1h 170Lm NP | 66.7
OVA38363 | OVA38363 | EXIWAY-EASYLED IP65 1h 170Lm P | 73.5
OVA38364 | OVA38364 | EMERGENCY LIGHT IP65 NON MAINTAINED | 82.3
OVA38368 | OVA38368 | EASYLED IP42 3h 105Lm NP | Sob Consulta
OVA38372 | OVA38372 | EASYLED IP42 1h 70Lm NP T | Descontinuado
OVA38464E | OVA38464E | ASTRO GUIDA 1h Mantida 24 mtos | Descontinuado
OVA38465E | OVA38465E | ASTRO GUIDA 3h Mantida 24 mtos | Descontinuado
OVA38719 | OVA38719 | EXIWAY-ONE IP65 ACT.L/260SA/1NC -25ºC | Descontinuado
OVA41033E | OVA41033E | Lanterna portAtil JODIOLUX | 280.4
OVA41317E | OVA41317E | Lanterna portAtil TOP 4 | 153.5
OVA41318E | OVA41318E | Lanterna portAtil TOPLUX 10-3 | 194.4
OVA41319E | OVA41319E | Lanterna portAtil TOPLUX 490lm-4h | 245.4
OVA41435E | OVA41435E | GUARDIAN 400lm 1h NAo Mantida 2x20 W | 319.3
OVA41436E | OVA41436E | GUARDIAN 1050lm 1h NAo Mantida 2 x 50W | 417.5
OVA41437E | OVA41437E | GUARDIAN 200lm 1h NAo-Mantida 2x10w | 311.7
OVA42532 | OVA42532 | LANTERNA NITIDA LARANJA 2/2NC BL | Descontinuado
OVA42533 | OVA42533 | LANTERNA NITIDA AZUL 2/2NC BL | Descontinuado
OVA42534 | OVA42534 | LANTERNA NITIDA VERDE 2/2NC BL | Descontinuado
OVA42535 | OVA42535 | LANTERNA GRANLUX | Descontinuado
OVA42536 | OVA42536 | LANTERNA MAXILUX | Descontinuado
OVA42537 | OVA42537 | LANTERNA TEAM | Descontinuado
OVA42539 | OVA42539 | ARMADURA PORTATIL MYLIGHT BL | Descontinuado
OVA43104E | OVA43104E | EVX FERRO ATE 36W BATERIA EM LINHA | Descontinuado
OVA43106E | OVA43106E | EVX FERRO ATE 58W BATERIA EM LINHA | 134.8
OVA43111E | OVA43111E | EVX PLUS ate 58W bateria em linha | 162.9
OVA43112E | OVA43112E | EVX PLUS ate 58W bateria em linha | 199.7
OVA43500 | OVA43500 | Led Convertion Kit 3h 12-55V | 93.8
OVA43501 | OVA43501 | Led Convertion Kit 3h 20-105V | 93.8
OVA43600 | OVA43600 | Led Convertion Kit autotest 3h 12-55V | 97.9
OVA43601 | OVA43601 | Led Convertion Kit autotest 3h 20-105V | 97.9
OVA43700 | OVA43700 | Led Convertion Kit Dali 3h 12-55V | 137.5
OVA43701 | OVA43701 | Led Convertion Kit Dali 3h 12-55V | 137.5
OVA46017 | OVA46017 | SPOT IP40 DCC L/300/216VDC-230 | 273.9
OVA46020 | OVA46020 | Smartled EXWP 300/216VDC - 230 | 173.2
OVA46021 | OVA46021 | Smartled EXWP 650/216VDC - 231 | 175.5
OVA46022 | OVA46022 | Smartled EXWP 1000/216VDC - 232 | 177.6
OVA46023 | OVA46023 | SmartExit EXP-P-C 26m/216VDC-230 SS | 150.8
OVA46024 | OVA46024 | SmartExit EXP-P-C 32m/216VDC-230 SS | 163.4
OVA48020 | OVA48020 | EXW-SMARTDUO IP65 ACT.L/2X1200/1LFP F | 602.7
OVA48060 | OVA48060 | EXW-SMARTDUO IP65 DICUBE L/2X1200/1LFP | 602.7
OVA48100 | OVA48100 | SMARTLED IP65 2H 250lm P | 140.2
OVA48101 | OVA48101 | SMARTLED IP65 1H 300lm NP | 123.5
OVA48102 | OVA48102 | SMARTLED IP65 1H 300lm P | 132.1
OVA48103 | OVA48103 | SMARTLED IP65 2H 400lm NP | 163
OVA48104 | OVA48104 | SMARTLED IP65 1H 610lm NP | 137.5
OVA48105 | OVA48105 | SMARTLED IP65 1H 800lm NP | 143.3
OVA48106 | OVA48106 | SMARTLED IP65 2H 800lm NP | 143.3
OVA48107 | OVA48107 | SMARTLED IP65 1H 1000lm NP | 143.3
OVA48301 | OVA48301 | SMARTLED Activa IP65 1H 180lm NP | 130.2
OVA48302 | OVA48302 | SMARTLED Activa IP65 2H 180lm NP | 129
OVA48303 | OVA48303 | SMARTLED Activa IP65 1H 180lm P | 134.1
OVA48304 | OVA48304 | SMARTLED Activa IP65 2H 180lm P | 139.1
OVA48307 | OVA48307 | SMARTLED Activa IP65 2H 270lm NP | 141
OVA48308 | OVA48308 | SMARTLED Activa IP65 1H 300lm NP | 132.6
OVA48309 | OVA48309 | SMARTLED Activa IP65 1H 460lm NP | 142
OVA48312 | OVA48312 | SMARTLED Activa IP65 1H 610lm NP | 146.4
OVA48314 | OVA48314 | SMARTLED Activa IP65 1H 700lm P | 184.1
OVA48316 | OVA48316 | SMARTLED Activa IP65 1H 800lm NP | 172.4
OVA48318 | OVA48318 | SMARTLED Activa 1H 1000lm NP | 143.3
OVA48404 | OVA48404 | Exit sign surf. self-test 24m 1,5 maint. | 143.1
OVA48405 | OVA48405 | SMARTEXIT 3H 26M | 132
OVA48406 | OVA48406 | Exit sign surf. self-test 32m 1,5 maint. | 154.7
OVA48407 | OVA48407 | SMARTEXIT 3H 32M | 142.8
OVA48500 | OVA48500 | SmartLed Addr. IP65 120lm 2h | 109.4
OVA48501 | OVA48501 | SmartLed Addr. IP65 120lm 2h maint. | 117.1
OVA48502 | OVA48502 | SmartLed Addr. IP65 180lm 3h | 119.8
OVA48503 | OVA48503 | SmartLed Addr. IP65 180lm 3h maint. | 127.5
OVA48504 | OVA48504 | SmartLed Addr. IP65 210lm 1h | 109.4
OVA48505 | OVA48505 | SmartLed Addr. IP65 210lm 1h maint. | 117
OVA48506 | OVA48506 | SmartLed Addr. IP65 235lm 2h | 119.8
OVA48507 | OVA48507 | SmartLed Addr. IP65 300lm 1h | 119.8
OVA48508 | OVA48508 | SmartLed Addr. IP65 550lm 2h | 145.5
OVA48509 | OVA48509 | SmartLed Addr. IP65 550lm 2h maint. | 152.5
OVA48510 | OVA48510 | SmartLed Addr. IP65 650lm 1h | 131.2
OVA48511 | OVA48511 | SmartLed Addr. IP65 650lm 1h maint. | 138.2
OVA48512 | OVA48512 | SmartLed Addr. IP65 820lm 1h | 145.5
OVA48600 | OVA48600 | Exit sign flush Addr. 24m 1,5 maint. | 185.9
OVA48602 | OVA48602 | Exit sign flush Addr. 32m 1,5 maint. | 185.9
OVA48604 | OVA48604 | Exit sign surf. Addr. 24m 1,5 maint. | 202.8
OVA48605 | OVA48605 | Smartexit Adr. 24m 3 P | 187.1
OVA48606 | OVA48606 | Exit sign surf. Addr. 32m 1,5 maint. | 209.5
OVA48607 | OVA48607 | Smartexit Ad 32m 3 P | 193.4
OVA48700 | OVA48700 | Exiway Smartled - emergency light - LED | 189.8
OVA48900 | OVA48900 | SMARTBEAM EMB AREA AB 3h 220lm STD | 100.3
OVA48901 | OVA48901 | SMARTBEAM TET EVAC 3h 190lm STD | 123.4
OVA48902 | OVA48902 | SMARTBEAM EMB EVAC 1,5h 200lm STD | 80.5
OVA48903 | OVA48903 | SMARTBEAM EMB EVAC 1,5h 200lm STD | 80.5
OVA48904 | OVA48904 | SMARTBEAM EMB EVAC 3h 200lm STD | 100.3
OVA48907 | OVA48907 | SMARTBEAM TET AREA AB 3h 220lm STD | 123.4
OVA48920 | OVA48920 | SpotLED flush escape 200lm - 1,5h | 115.7
OVA48921 | OVA48921 | SpotLED flush open area 220lm - 1,5h | 115.7
OVA48922 | OVA48922 | SpotLED flush escape 200lm - 3h | 137.9
OVA48923 | OVA48923 | SpotLED flush open area 220lm- 3h | 144.5
OVA48924 | OVA48924 | SpotLED surface escape 190lm - 1,5h | 117.4
OVA48925 | OVA48925 | SpotLED surface open area 220lm - 1,5h | 119.6
OVA48926 | OVA48926 | SpotLED surface escape 190lm - 3h | 140.2
OVA48927 | OVA48927 | SpotLED surface open area 220lm - 3h | 140.2
OVA48928 | OVA48928 | SMARTBEAM 5lux EMB 1,5h 210lm ACTIVA | Sob Consulta
OVA48929 | OVA48929 | SMARTBEAM TET AREA AB 3h 390lm ACTIVA | Sob Consulta
OVA48930 | OVA48930 | SMARTBEAM TET EVAC 3h 390lm ACTIVA | Sob Consulta
OVA48931 | OVA48931 | SMARTBEAM TET 5lux 3h 200lm ACTIVA | Sob Consulta
OVA48940 | OVA48940 | SpotLED flush addr escape 200lm - 1,5h | 112.3
OVA48941 | OVA48941 | SpotLED flush addr open area 220lm - 1,5 | 127.7
OVA48942 | OVA48942 | SpotLED surface addr escape 190lm - 1,5 | 113.6
OVA48943 | OVA48943 | SpotLED surface addr open area 220lm - 1 | 113.6
OVA48944 | OVA48944 | SpotLED flush addr escape 200lm - 3h | 130.9
OVA48945 | OVA48945 | SpotLED flush addr open area 220lm - 3h | 137
OVA48946 | OVA48946 | SpotLED surface addr escape 190lm - 3h | 137.9
OVA48947 | OVA48947 | SpotLED surface addr open area 220lm - 3 | 137.9
OVA50236E | OVA50236E | 10 RIGHT Pictogramas RILUX 6W | Descontinuado
OVA50238E | OVA50238E | 10 RIGHT Pictogramas RILUX 8W | 27.7
OVA50240E | OVA50240E | 10 RIGHT Pictogramas RILUX 11-18W | Descontinuado
OVA50241E | OVA50241E | 10 EXIT Pictogramas RILUX 11-8W | Descontinuado
OVA50246E | OVA50246E | Conj. De 5 Pictogramas ASTRO GUIDA | Descontinuado
OVA50247E | OVA50247E | 10 LEFT Pictogramas RILUX 6W | Descontinuado
OVA50248E | OVA50248E | 10 DOWN Pictogramas RILUX 6W | Descontinuado
OVA50249E | OVA50249E | 10 LEFT Pictogramas RILUX 8W | 26.9
OVA50250E | OVA50250E | 10 DOWN Pictogramas RILUX 8W | 23.4
OVA50251E | OVA50251E | 10 LEFT Pictogramas RILUX 11-18W | Descontinuado
OVA50252E | OVA50252E | 10 DOWN Pictogramas RILUX 11-18W | Descontinuado
OVA50281E | OVA50281E | Pictograma EXIT 1F-2F ASTRO GUIDA | 8.9
OVA50314E | OVA50314E | Kit p- SuspensAo QUICK SIGNAL | 53.9
OVA50315E | OVA50315E | Difusor 360? TOP-TOPLUX | Descontinuado
OVA50316E | OVA50316E | Suporte Montag. Bandeira QUICK SIGNAL | 15.2
OVA50318E | OVA50318E | Kit p- Tecto falso QUICK SIGNAL | 30.5
OVA50319E | OVA50319E | Tela RIGHT 1 face QUICK SIGNAL | 19
OVA50320E | OVA50320E | Tela LEFT 1 face QUICK SIGNAL | Descontinuado
OVA50321E | OVA50321E | Tela DOWN 1 face QUICK SIGNAL | Descontinuado
OVA50322E | OVA50322E | Tela LEFT-RIGHT 2 Faces QUICK SIGNAL | 23.8
OVA50323E | OVA50323E | Tela DOWN 2 Faces QUICK SIGNAL | 23.8
OVA50324E | OVA50324E | Tela EXIT 1-2 Faces QUICK SIGNAL | Descontinuado
OVA50325E | OVA50325E | Controlo Remoto TELEUR 100 | 130.8
OVA50342E | OVA50342E | Grelha ProtecCAo GUARDIAN | Descontinuado
OVA50347E | OVA50347E | Kit p- SuspensAo LUXA | 21.8
OVA50355E | OVA50355E | Suporte Montag. Bandeira ASTRO GUIDA | Descontinuado
OVA50356E | OVA50356E | Kit p- SuspenCAo ASTRO GUIDA | 17.4
OVA50357E | OVA50357E | Grelha Protec. ASTRO GUIDA | 59.3
OVA50358E | OVA50358E | Carregador 12-24V lanternas PortAteis | 110.5
OVA50359E | OVA50359E | Suporte JODIOLUX | Descontinuado
OVA50360E | OVA50360E | Suporte TOP-TOPLUX | 33
OVA51012E | OVA51012E | Bateria de NiCd 2,4V 1,5Ah L | 27.5
OVA51013E | OVA51013E | Bateria de NiCd 3,6V 1,5Ah L | 33.2
OVA51014E | OVA51014E | Bateria de NiCd 4,8V 0,6Ah P | 16.2
OVA51015E | OVA51015E | Bateria de NiCd 4,8V 1,5Ah P | Descontinuado
OVA51016E | OVA51016E | Bateria de NiCd 4,8V 1,5Ah L | 36.1
OVA51017E | OVA51017E | Bateria de NiCd 4,8V 2,2Ah L | Descontinuado
OVA51018E | OVA51018E | Bateria de NiCd 6V 0,6Ah L | 17.9
OVA51019E | OVA51019E | Bateria de NiCd 6,0V 1,5Ah L | 56.6
OVA51020E | OVA51020E | Bateria de NiCd 6V 7Ah B | Descontinuado
OVA51022E | OVA51022E | Bateria de NiCd 8,4V 1,5Ah L | Descontinuado
OVA51023E | OVA51023E | Bateria Pb 6V 4Ah | Descontinuado
OVA51024E | OVA51024E | Bateria Pb 12V 7,2Ah | Descontinuado
OVA51025E | OVA51025E | Bateria Pb 6V 7Ah | 44.4
OVA51026E | OVA51026E | Bateria NiCd 3,6V 2,0Ah L | Descontinuado
OVA51027E | OVA51027E | Bateria NiCd 3,6V 2,0Ah P | Descontinuado
OVA51029E | OVA51029E | Bateria NiCd 3,6V 4,0Ah P | Descontinuado
OVA51031E | OVA51031E | Bateria NiCd 4,8V 4,5Ah L | 57.5
OVA51032E | OVA51032E | Bateria NiCd 6,0V 4,5Ah L | Descontinuado
OVA51034E | OVA51034E | CCFL Tube L540 D12 p- MAXI SLIM M60 | 119.3
OVA51035E | OVA51035E | CCFL Tube L700 D12 p- MAXI SLIM M80 | 91.7
OVA51036E | OVA51036E | Bateria NiCd 6V 7Ah B | Descontinuado
OVA51038E | OVA51038E | Bateria NiCd 6V 2,2Ah L | Descontinuado
OVA51039E | OVA51039E | Bateria NiCd 6V 4Ah L | 83.7
OVA51054 | OVA51054 | BATERIA NiCd 6V 2,5Ah LCF | 52.6
OVA51056 | OVA51056 | BATERIA NiCd 7,2V 1,6Ah LCF | 48.2
OVA51057 | OVA51057 | LAMPADA FLUORESCENTE 6W G5 DS MOO | Descontinuado
OVA51058 | OVA51058 | LAMPADA FLUORESCENTE 6W G5 TS HIT | Descontinuado
OVA51065 | OVA51065 | BAT 4,8V 1,2Ah Cee 6SA | Descontinuado
OVA51085 | OVA51085 | LAMPADA FLUORESCENTE 18W 2G11 PH | Descontinuado
OVA51094 | OVA51094 | BATERIA NiCd 3.6V 2.5Ah LCF | Descontinuado
OVA51104 | OVA51104 | BATERIA NICD 2,4V0,8AH ACF3 | 16.2
OVA51105 | OVA51105 | BATERIA NICD 3,6V0,8AH ACF3 | 21
OVA51106 | OVA51106 | BATERIA NICD 4,8V0,8AH ACF3 | 22.1
OVA51107 | OVA51107 | BATERIA NICD 4,8V1,6AH LCF3P | 30.8
OVA51108 | OVA51108 | BATERIA NICD 3,6V1,6AH LCF3P112 | 33.9
OVA51109 | OVA51109 | BAT PB 6V3,8AH | Descontinuado
OVA51143 | OVA51143 | BAT PB 3,6V1,5AH | 16.7
OVA51144 | OVA51144 | BAT PB 4,8V 1,5AH | 16.7
OVA51145 | OVA51145 | BAT PB 4,8V 1,6AH | 16.7
OVA51146 | OVA51146 | BAT PB 6,0V 1,5AH | 18.5
OVA51147 | OVA51147 | BAT PB 6,0V 1,6AH | 19.1
OVA51148 | OVA51148 | BAT PB 7,2V 1,5AH | 21.8
OVA51149 | OVA51149 | BAT PB 7,2V 1,6AH | 24.3
OVA51151 | OVA51151 | BAT PB 4,8V 4,0AH | 70.3
OVA51152 | OVA51152 | BAT PB 6,0V 2,0AH | 45.6
OVA51153 | OVA51153 | BAT PB 7,2V 2,0AH | 50.2
OVA51154 | OVA51154 | SMARTEXIT BAT 3,2v 1,5AH | Sob Consulta
OVA51157 | OVA51157 | SMARTBEAM DiCube - BATERIA - 6,4 V-1,5Ah | Sob Consulta
OVA51158 | OVA51158 | SMARTBEAM DiCube - BATERIA - 6,4V-3,2Ah | Sob Consulta
OVA51162 | OVA51162 | BAT PB 3,6V0,8AH | Sob Consulta
OVA51165 | OVA51165 | BAT PB 6,4V 3,2AH | Sob Consulta
OVA52210 | OVA52210 | DICUBE IMPRESSORA | Sob Consulta
OVA52214 | OVA52214 | GATEWAY DARDO PLUS/LONWORKS - DLM | Descontinuado
OVA52215 | OVA52215 | MODULO COMUNICACAO DARDO/WEBSERVER DCM | 1136.9
OVA53000E | OVA53000E | MAXI SLIM M60-Difusor 1Face Dta | 128.9
OVA53001E | OVA53001E | MAXI SLIM M60-Difusor 1Face Esq | Descontinuado
OVA53002E | OVA53002E | MAXI SLIM M60-Difusor 1Face Baixo | 128.9
OVA53003E | OVA53003E | MAXI SLIM M60-Difusor 2Faces Dta-Esq | Descontinuado
OVA53004E | OVA53004E | MAXI SLIM M60-Difusor 2Faces Baixo | Descontinuado
OVA53005E | OVA53005E | MAXI SLIM M80-Difusor 1Face Dta | 155.1
OVA53006E | OVA53006E | MAXI SLIM M80-Difusor 1Face Esq | 155.1
OVA53007E | OVA53007E | MAXI SLIM M80-Difusor 1Face Baixo | 155.1
OVA53008E | OVA53008E | MAXI SLIM M80-Difusor 2Faces Dta-Esq | 249.2
OVA53009E | OVA53009E | MAXI SLIM M80-Difusor 2Faces Baixo | 249.2
OVA53010E | OVA53010E | MAXI SLIM M60 - Grelha de ProtecCAo | 96.3
OVA53011E | OVA53011E | MAXI SLIM M80 - Grelha de ProtecCAo | 264.3
OVA53032E | OVA53032E | Screen SALIDA 1F-2F QUICK SIGNAL | 25.6
OVA53056 | OVA53056 | PICT STD DT+ES+BX EXW-ONE/PLUS 6-11W | Descontinuado
OVA53058 | OVA53058 | PICT DIN DT+ES+BX EXW-ONE/PLUS 6-11W | Descontinuado
OVA53061 | OVA53061 | KIT VTRS BX/BX EXW-ONE/PLUS 6-11W | Descontinuado
OVA53062 | OVA53062 | KIT VTRS DT/ES EXW-ONE/PLUS 8-18-24W | Descontinuado
OVA53063 | OVA53063 | KIT VTRS BX/BX EXW-ONE/PLUS 8-18-24W | Descontinuado
OVA53064 | OVA53064 | KIT VTRS/DIN DT/ES EXW-ONE/PLUS 6-11W | Descontinuado
OVA53065 | OVA53065 | KIT VTRS/DIN BX/BX EXW-ONE/PLUS 6-11W | Descontinuado
OVA53066 | OVA53066 | KIT VTRS/DIN D/E EXW-ONE/PLUS 8-18-24W | Descontinuado
OVA53067 | OVA53067 | KIT VTRS/DIN B/B EXW-ONE/PLUS 8-18-24W | Descontinuado
OVA53068 | OVA53068 | KIT PRISMASIG.TETO EXIWAY-ONE 8-18-24W | Descontinuado
OVA53069 | OVA53069 | KIT PRISMASIG.BAND.EXW-ONE 8-18-24W | Descontinuado
OVA53070 | OVA53070 | KIT PRISMASIG.PAREDE EXW-ONE 8-18-24W | Descontinuado
OVA53071 | OVA53071 | KIT TETO FALSO BRC EXW-ONE 6-11W | Descontinuado
OVA53072 | OVA53072 | KIT TETO FALSO PRT EXW-ONE 6-11W | Descontinuado
OVA53073 | OVA53073 | KIT TETO FALSO ALU EXW-ONE 6-11W | Descontinuado
OVA53074 | OVA53074 | KIT TETO FALSO BRC EXW-ONE 8-18-24W | Descontinuado
OVA53075 | OVA53075 | KIT TETO FALSO PRT EXW-ONE 8-18-24W | Descontinuado
OVA53076 | OVA53076 | KIT TETO FALSO ALU EXW-ONE 8-18-24W | Descontinuado
OVA53083 | OVA53083 | CAIXA EMBUITR EXW-ONE/PLUS 6-11W | Descontinuado
OVA53084 | OVA53084 | CAIXA EMBUITR EXW-ONE/PLUS 8-18-24W | 23.2
OVA53098 | OVA53098 | GRELHA PROTECAO EXW-ONE/PLUS 6-11W | 66.6
OVA53099 | OVA53099 | GRELHA PROTECAO EXW-ONE/PLUS 8-18-24W | Descontinuado
OVA53100 | OVA53100 | KIT ANTIVANDLISMO EXW-ONE/PLUS | Descontinuado
OVA53101 | OVA53101 | ESPELHO BRC EXW-ONE 6-11W | Descontinuado
OVA53102 | OVA53102 | ESPELHO PRT EXW-ONE 6-11W | Descontinuado
OVA53103 | OVA53103 | ESPELHO ALU EXW-ONE 6-11W | Descontinuado
OVA53104 | OVA53104 | ESPELHO BRC EXW-ONE 8-18-24W | Descontinuado
OVA53106 | OVA53106 | ESPELHO ALU EXW-ONE 8-18-24W | Descontinuado
OVA53119 | OVA53119 | CAIXA EMBUITR EASYLED | 14.9
OVA53120 | OVA53120 | KIT TETO FALSO EASYLED BRC | 12.1
OVA53129 | OVA53129 | PICTOGRAMAS STD DT+ES+BX EASYLED | 5.3
OVA53130 | OVA53130 | CX EMB. EASYLED C/PARAFUSOS (T.FALSO) | 19.3
OVA53131 | OVA53131 | KIT FIXACAO T.FALSO (3 CONJ C/4 PARAF) | Descontinuado
OVA53136 | OVA53136 | KIT VTRS DT/ES EXW-EASYLED | Descontinuado
OVA53137 | OVA53137 | KIT VTRS/ISO DT/ES EXW-EASYLED | 58
OVA53138 | OVA53138 | KIT VTRS BX/BX EXW-EASYLED | Descontinuado
OVA53139 | OVA53139 | KIT VTRS/ISO BX/BX EXW-EASYLED | 55.9
OVA53148 | OVA53148 | Exit Sign ISO Down/white Quick (single s | 18
OVA53149 | OVA53149 | Exit Sign ISO Left/Right Quick (double s | 24.8
OVA53156 | OVA53156 | Aro Saliente SMARTLED | Descontinuado
OVA53157 | OVA53157 | KIT INC.S/SUPP.CONTROS.EXW-SMARTLED | 6.2
OVA53158 | OVA53158 | KIT SIGN/ISO DX+SX+BS EXW-SMARTLED | 24
OVA53159 | OVA53159 | KIT VTRS 5SCH/ISO STD EXW-SMARTLED | 118.8
OVA53160 | OVA53160 | Grelha Protec SMARTLED | 35
OVA53161 | OVA53161 | TBS-Smartled 150 | 121.1
OVA53162 | OVA53162 | TBS-Smartled 250 | 192.4
OVA53163 | OVA53163 | Bucins SMARTLED | 11.9
OVA53164 | OVA53164 | KIT V 4X P 45° SMARTLED | 29
OVA53166 | OVA53166 | DICUBE UNIDADE CTRL | Sob Consulta
OVA53167 | OVA53167 | DiCube Control Unit + Power Line | 1027.9
OVA53168 | OVA53168 | DiCube Line Controller | 397
OVA53169 | OVA53169 | Dongle for PC Suite 1 site | 465.5
OVA53170 | OVA53170 | Dongle for PC Suite 30 site | 527.1
OVA53171 | OVA53171 | DICUBE SW ILIMITADO | 758.6
OVA53172 | OVA53172 | Visual lighting data pulling device | 61
OVA53173 | OVA53173 | Kit Exit Screen 45° for Smartexit 24m | 15.3
OVA53174 | OVA53174 | Kit Exit Screen 45° for Smartexit 32m | 25
OVA53175 | OVA53175 | Hanging kit for Exit Sign | 96.9
OVA53176 | OVA53176 | Protective Grid 24m version | 49.5
OVA53177 | OVA53177 | Protective Grid 32m version | 59
OVA53180 | OVA53180 | KIT VTRS 5SCH/ISO STD EXW-SPOTLED | 42.2
OVA53181 | OVA53181 | CORN.B.EXW-SMARTBEAM-F | 4.2
OVA53183 | OVA53183 | KIT 4SCH/ISO 45° K.VTRS EXW-SMARTBEAM | 10.6
OVA53184 | OVA53184 | Easyled Frame | 5
OVA58994 | OVA58994 | BATERIA NiCd 4,8V4AH LCF FGSE | 59.7
OVA59823 | OVA59823 | SMART FALSE CEILING KIT | 12.9
P1T-SP | P1T-SP | APC Essential SurgeArrest 1 ou | 23.29
P620KA0A0R | P620KA0A0R | TARJETA ION6200 COM. EP2 | 257.8
P850EB0 | P850EB0 | I/O Expander - 8DI,4DO,4AO SIN CABLE | 1329.7
PA1LB50 | PA1LB50 | CAM SOPR CV3-LB-MB | 528.35
PA1LB75 | PA1LB75 | CONTACTO MOVEL | 582.45
PA1LB76 | PA1LB76 | CONTACTO MOVEL | 554.82
PA1LB80 | PA1LB80 | JOGO DE CONTACTOS | 600.52
PA1LB89 | PA1LB89 | DISP SOPR | 213.23
PA1PB50 | PA1PB50 | CAM SOPR CV3PB | 948.25
PA1RB50 | PA1RB50 | CAM SOPR CV3RB | 979.23
PA2GB80 | PA2GB80 | ACES CV1-GB | 715.52
PA2HB80 | PA2HB80 | JOGO CONT CV3 | 795.68
PASU170X3A | PASU170X3A | **BRACKET FOR HEATERS 6KW | Sob Consulta
PCST600S | PCST600S | Kit of 3 Split CT for 600A/1 | 99999.99
PD3P100AT1B | PD3P100AT1B | 3-Pole Circuit Breaker, 100A, T1 Type fo | 438.33
PD3P150AT3B | PD3P150AT3B | 3-Pole Circuit Breaker, 150A, T3 | 723.33
PD3P175AT3B | PD3P175AT3B | 3-Pole Circuit Breaker, 175A, T3 Type fo | 755
PD3P225AT3B | PD3P225AT3B | 3P Circuit Breaker,225A,T3,PX250/500kW | 675
PD3P300AT5B | PD3P300AT5B | 3-Pole Circuit Breaker, 300A, T5 Type fo | 1476.67
PD3P400AT5B | PD3P400AT5B | 3-Pole Circuit Breaker, 400A, T5 Type | 1516.67
PD3P80AT1B | PD3P80AT1B | 3-Pole Circuit Breaker, 80A, T1 Type f | 445
PD3PADAPT1 | PD3PADAPT1 | ADAPTOR FOR T1 TYPE CIRCUIT BREAKER, 3 P | 206.67
PD3PADAPT3 | PD3PADAPT3 | ADAPTOR FOR T3 TYPE CIRCUIT BREAKER, 3 P | 253.33
PD3PADAPT5 | PD3PADAPT5 | ADAPTOR FOR T5 TYPE CIRCUIT BREAKER, 3 P | 540
PD4P175AT3B | PD4P175AT3B | 4-Pole Circuit Breaker, 175A, T3 Type | 1390
PD4P225AT3B | PD4P225AT3B | 4-Pole Circuit Breaker, 225A, T3 Type | 1110
PDM1316IEC-3P | PDM1316IEC-3P | APC IT POWER DISTRIBUTION MODULE 3X1 POL | 1073.33
PDM1332IEC-3P | PDM1332IEC-3P | APC IT POWER DISTRIBUTION MODULE 3X1 POL | 1073.33
PDM1332IEC-3P-2 | PDM1332IEC-3P-2 | APC IT POWER DISTRIBUTION MODULE 3X1 POL | 1161.67
PDM1332IEC-3P-3 | PDM1332IEC-3P-3 | APC IT POWER DISTRIBUTION MODULE 3X1 POL | 1213.33
PDM2316IEC-3P30R-1 | PDM2316IEC-3P30R-1 | Pwr Dist. Mod. 3X1 Pole 3 Wire RCD 16A 3 | 1198.33
PDM2332IEC-3P30R-1 | PDM2332IEC-3P30R-1 | PWR DIST. MOD. 3X1 POLE 3 WIRE RCD 32A 3 | 1183.33
PDM2332IEC-3P30R-2 | PDM2332IEC-3P30R-2 | Power Dist Mod 3x1 POLE 3 Wire RCD 32A | 1328.33
PDM2332IEC-3P30R-3 | PDM2332IEC-3P30R-3 | Power Dist Mod 3x1 POLE 3 Wire RCD 32A | 1468.33
PDM316IEC-30R-140 | PDM316IEC-30R-140 | Power Dist Mod 3 Pole 5 Wire RCD 16A 30m | 730
PDM316IEC-30R-500 | PDM316IEC-30R-500 | POWER DIST. MOD. 3 POLE 5 WIRE RCD 16A 3 | 783.33
PDM332IEC-30R-140 | PDM332IEC-30R-140 | Power Dist Mod 3 Pole 5 Wire RCD 32A 30m | 745
PDM332IEC-30R-320 | PDM332IEC-30R-320 | Power Dist Mod 3 Pole 5 Wire RCD 32A 30m | 776.67
PDM332IEC-30R-500 | PDM332IEC-30R-500 | Power Dist. Mod. 3 Pole 5 Wire RCD 32A 3 | 803.33
PDM332IEC-30R-860 | PDM332IEC-30R-860 | Power Dist. Mod. 3 Pole 5 Wire RCD 32A 3 | 850
PDM3516IEC-1040 | PDM3516IEC-1040 | APC IT POWER DISTRIBUTION MODULE 3 POLE | 716.67
PDM3516IEC-140 | PDM3516IEC-140 | IT Pow Dist. Mod 3P 5W 16A IEC309 140cm | 603.33
PDM3516IEC-200 | PDM3516IEC-200 | APC IT POWER DISTRIBUTION MODULE 3 POLE | 611.67
PDM3516IEC-260 | PDM3516IEC-260 | IT Pow Dist. Mod 3P 5W 16A IEC309 260cm | 621.67
PDM3516IEC-320 | PDM3516IEC-320 | APC IT POWER DISTRIBUTION MODULE 3 POLE | 626.67
PDM3516IEC-440 | PDM3516IEC-440 | IT Pow Dist. Mod 3P 5W 16A IEC309 440cm | 643.33
PDM3516IEC-500 | PDM3516IEC-500 | APC IT POWER DISTRIBUTION MODULE 3 POLE | 648.33
PDM3516IEC-560 | PDM3516IEC-560 | IT Pow Dist. Mod 3P 5W 16A IEC309 560cm | 656.67
PDM3516IEC-620 | PDM3516IEC-620 | APC IT POWER DISTRIBUTION MODULE 3 POLE | 663.33
PDM3516IEC-680 | PDM3516IEC-680 | APC IT POWER DISTRIBUTION MODULE 3 POLE | 670
PDM3516IEC-740 | PDM3516IEC-740 | APC IT POWER DISTRIBUTION MODULE 3 POLE | 678.33
PDM3516IEC-800 | PDM3516IEC-800 | APC IT POWER DISTRIBUTION MODULE 3 POLE | 685
PDM3516IEC-860 | PDM3516IEC-860 | APC IT POWER DISTRIBUTION MODULE 3 POLE | 691.67
PDM3516IEC-920 | PDM3516IEC-920 | IT Pow Dist. Mod 3P 5W 16A IEC309 920cm | 698.33
PDM3516IEC-980 | PDM3516IEC-980 | APC IT POWER DISTRIBUTION MODULE 3 POLE | 706.67
PDM3532IEC-200 | PDM3532IEC-200 | APC IT POWER DISTRIBUTION MODULE 3 POLE | 623.33
PDM3532IEC-260 | PDM3532IEC-260 | IT Power Dist Mod 3P 5W 32A IEC309 260 | 631.67
PDM3532IEC-320 | PDM3532IEC-320 | APC IT POWER DISTRIBUTION MODULE 3 POLE | 636.67
PDM3532IEC-380 | PDM3532IEC-380 | APC IT POWER DISTRIBUTION MODULE 3 POLE | 645
PDM3532IEC-500 | PDM3532IEC-500 | APC IT POWER DISTRIBUTION MODULE 3 POLE | 658.33
PDM3532IEC-980 | PDM3532IEC-980 | APC IT POWER DISTRIBUTION MODULE 3 POLE | 718.33
PDM3532IEC-980 | PDM3532IEC-980 | Power Dist Mod 3P 5W 32A IEC309 980cm | 99999.99
PDM3563IEC-1040 | PDM3563IEC-1040 | Power Distrib.Module 3 Pole 5 Wire 63A | 3258.33
PDM3563IEC-200 | PDM3563IEC-200 | APC IT Power Distribution Module 3 Pole | 1613.33
PDPM138H-5U | PDPM138H-5U | Modular Rackmounted IT Power Distributio | 2841.67
PDPM138H-R | PDPM138H-R | APC Modular Rack-mounted Distribution Pa | 4158.33
PDPM277H | PDPM277H | INFRASTRUXURE MODULAR IT POWER | 9000
PDUM160H-B | PDUM160H-B | Mod. IT Power Distrib. Unit 36 Poles 40 | 26425
PDX316IEC-1080 | PDX316IEC-1080 | APC MODULAR IT POWER DISTRIBUTION CABLE | 291.67
PDX316IEC-120 | PDX316IEC-120 | APC MODULAR IT POWER DISTRIBUTION CABLE | 240
PDX316IEC-1200 | PDX316IEC-1200 | APC MODULAR IT POWER DISTRIBUTION CABLE | 296.67
PDX316IEC-240 | PDX316IEC-240 | APC MODULAR IT POWER DISTRIBUTION CABLE | 248.33
PDX316IEC-360 | PDX316IEC-360 | APC Modular IT Power Distribution Cable | 260
PDX316IEC-480 | PDX316IEC-480 | APC MODULAR IT POWER DISTRIBUTION CABLE | 255
PDX316IEC-600 | PDX316IEC-600 | APC MODULAR IT POWER DISTRIBUTION CABLE | 261.67
PDX316IEC-720 | PDX316IEC-720 | Mod IT Pow Dist Ext3 W16A IEC309 720cm | 270
PDX316IEC-840 | PDX316IEC-840 | Mod IT Pow Dist Ext3 W16A IEC309 840cm | 275
PDX316IEC-960 | PDX316IEC-960 | Mod IT Pow Dist Ext3 W16A IEC309 960cm | 283.33
PDX332IEC-1080 | PDX332IEC-1080 | APC MODULAR IT POWER DISTRIBUTION CABLE | 410
PDX332IEC-120 | PDX332IEC-120 | APC MODULAR IT POWER DISTRIBUTION CABLE | 306.67
PDX332IEC-1200 | PDX332IEC-1200 | APC MODULAR IT POWER DISTRIBUTION CABLE | 423.33
PDX332IEC-240 | PDX332IEC-240 | APC MODULAR IT POWER DISTRIBUTION CABLE | 321.67
PDX332IEC-360 | PDX332IEC-360 | APC MODULAR IT POWER DISTRIBUTION CABLE | 328.33
PDX332IEC-480 | PDX332IEC-480 | APC MODULAR IT POWER DISTRIBUTION CABLE | 336.67
PDX332IEC-600 | PDX332IEC-600 | APC MODULAR IT POWER DISTRIBUTION CABLE | 350
PDX332IEC-720 | PDX332IEC-720 | Mod IT Pow Dist Ext3 W32A IEC309 720cm | 365
PDX332IEC-840 | PDX332IEC-840 | APC MODULAR IT POWER DISTRIBUTION CABLE | 378.33
PDX332IEC-960 | PDX332IEC-960 | Mod IT Pow Dist Ext 3W 32A IEC309 960c | 391.67
PDX516IEC309-3C19 | PDX516IEC309-3C19 | APC IT Power Distribution Cable Splitter | 541.65
PDX532IEC-300 | PDX532IEC-300 | APC MODULAR IT POWER DISTRIBUTION CABLE | 473.33
PDX532IEC-600 | PDX532IEC-600 | APC MODULAR IT POWER DISTRIBUTION CABLE | 510
PF8VNT3-GR | PF8VNT3-GR | APC Performance SurgeArrest 8 outlets | 48.79
PFMSB51042 | PFMSB51042 | SmartBunker FX 42U 5KVA UPS Air Cooled I | 99999.99
PKB63P534 | PKB63P534 | BASE MURAL CON INTERRUPTOR DE BLOQUEO 63 | 184.68
PKB63P535 | PKB63P535 | TOM.SAL C-ENC 380-415VCA 3NPT 63A IP65 | 512.6
PKB63T535 | PKB63T535 | BASE COM INTERRUPTOR DE BLOQU | 532.84
PKE16M413 | PKE16M413 | FIC. P. 16A MOVEL IP44 110V 2P+T | 7.11
PKE16M414 | PKE16M414 | FIC. P. 16A MOVEL IP44 110V 3P+T | 8.33
PKE16M415 | PKE16M415 | FIC. P. 16A MOVEL IP44 110V 3P+N+T | 8.16
PKE16M423 | PKE16M423 | FIC. P. 16A MOVEL IP44 220V 2P+T | 5.18
PKE16M424 | PKE16M424 | FIC. P. 16A MOVEL IP44 220V 3P+T | 7.76
PKE16M425 | PKE16M425 | **FIC. P. 16A MOVEL IP44 220V 3P+N+T | 9.75
PKE16M433 | PKE16M433 | **FIC. P. 16A MOVEL IP44 380V 2P+T | 7.33
PKE16M434 | PKE16M434 | FIC. P. 16A MOVEL IP44 380V 3P+T | 5.92
PKE16M435 | PKE16M435 | FIC. P. 16A MOVEL IP44 380V 3P+N+T | 7.02
PKE16M444 | PKE16M444 | **FIC. P. 16A MOVEL IP44 480V 3P+T | 8.2
PKE16M445 | PKE16M445 | FIC. P. 16A MOVEL IP44 480V 3P+N+T | 10.19
PKE16M713 | PKE16M713 | FIC. P. 16A MOVEL IP67 110V 2P+T | 11.88
PKE16M714 | PKE16M714 | **FIC. P. 16A MOVEL IP67 110V 3P+T | 14.64
PKE16M715 | PKE16M715 | **FIC. P. 16A MOVEL IP67 110V 3P+N+T | 15.87
PKE16M723 | PKE16M723 | FIC. P. 16A MOVEL IP67 220V 2P+T | 8.98
PKE16M724 | PKE16M724 | **FIC. P. 16A MOVEL IP67 220V 3P+T | 15.08
PKE16M725 | PKE16M725 | FIC. P. 16A MOVEL IP67 220V 3P+N+T | 12.95
PKE16M733 | PKE16M733 | **FIC. P. 16A MOVEL IP67 380V 2P+T | 13.36
PKE16M734 | PKE16M734 | FIC. P. 16A MOVEL IP67 380V 3P+T | 11.01
PKE16M735 | PKE16M735 | FIC. P. 16A MOVEL IP67 380V 3P+N+T | 11.77
PKE16M744 | PKE16M744 | FIC. P. 16A MOVEL IP67 480V 3P+T | 15.38
PKE16M745 | PKE16M745 | FIC. P. 16A MOVEL IP67 480V 3P+N+T | 17.26
PKE16W413 | PKE16W413 | FIC. P. 16A MURAL IP44 110V 2P+T | 17.86
PKE16W414 | PKE16W414 | FIC. P. 16A MURAL IP44 110V 3P+T | 11.05
PKE16W415 | PKE16W415 | FIC. P. 16A MURAL IP44 110V 3P+N+T | 37.59
PKE16W423 | PKE16W423 | FIC. P. 16A MURAL IP44 220V 2P+T | 9.37
PKE16W424 | PKE16W424 | FIC. P. 16A MURAL IP44 220V 3P+T | 13.96
PKE16W425 | PKE16W425 | FIC. P. 16A MURAL IP44 220V 3P+N+T | 16.12
PKE16W433 | PKE16W433 | FIC. P. 16A MURAL IP44 380V 2P+T | 11.84
PKE16W434 | PKE16W434 | FIC. P. 16A MURAL IP44 380V 3P+T | 10.16
PKE16W435 | PKE16W435 | FIC. P. 16A MURAL IP44 380V 3P+N+T | 11.94
PKE32M413 | PKE32M413 | **FIC. P. 32A MOVEL IP44 110V 2P+T | 9.7
PKE32M414 | PKE32M414 | FIC. P. 32A MOVEL IP44 110V 3P+T | 12.95
PKE32M415 | PKE32M415 | **FIC. P. 32A MOVEL IP44 110V 3P+N+T | 13.32
PKE32M423 | PKE32M423 | FIC. P. 32A MOVEL IP44 220V 2P+T | 8.37
PKE32M424 | PKE32M424 | FIC. P. 32A MOVEL IP44 220V 3P+T | 12.14
PKE32M425 | PKE32M425 | FIC. P. 32A MOVEL IP44 220V 3P+N+T | 13.43
PKE32M433 | PKE32M433 | FIC. P. 32A MOVEL IP44 380V 2P+T | 11.12
PKE32M434 | PKE32M434 | FIC. P. 32A MOVEL IP44 380V 3P+T | 9.65
PKE32M435 | PKE32M435 | FIC. P. 32A MOVEL IP44 380V 3P+N+T | 10.01
PKE32M444 | PKE32M444 | **FIC. P. 32A MOVEL IP44 480V 3P+T | 13.23
PKE32M445 | PKE32M445 | **FIC. P. 32A MOVEL IP44 480V 3P+N+T | 14.43
PKE32M713 | PKE32M713 | **FIC. P. 32A MOVEL IP67 110V 2P+T | 20.94
PKE32M714 | PKE32M714 | **FIC. P. 32A MOVEL IP67 110V 3P+T | 17.37
PKE32M715 | PKE32M715 | **FIC. P. 32A MOVEL IP67 110V 3P+N+T | 23.87
PKE32M723 | PKE32M723 | FIC. P. 32A MOVEL IP67 220V 2P+T | 14.32
PKE32M724 | PKE32M724 | **FIC. P. 32A MOVEL IP67 220V 3P+T | 20.92
PKE32M725 | PKE32M725 | **FIC. P. 32A MOVEL IP67 220V 3P+N+T | 23.87
PKE32M733 | PKE32M733 | FIC. P. 32A MOVEL IP67 380V 2P+T | 21.27
PKE32M734 | PKE32M734 | FIC. P. 32A MOVEL IP67 380V 3P+T | 15.77
PKE32M735 | PKE32M735 | FIC. P. 32A MOVEL IP67 380V 3P+N+T | 16.86
PKE32M744 | PKE32M744 | **FIC. P. 32A MOVEL IP67 480V 3P+T | 20.59
PKE32M745 | PKE32M745 | FIC. P. 32A MOVEL IP67 480V 3P+N+T | 17.74
PKE32M7C4 | PKE32M7C4 | **FIC. P. 32A MOVEL IP67 CONT 3P+T | 19.36
PKE32W413 | PKE32W413 | FIC. P. 32A MURAL IP44 110V 2P+T | 18.28
PKE32W423 | PKE32W423 | FIC. P. 32A MURAL IP44 220V 2P+T | 17.89
PKE32W424 | PKE32W424 | FIC. P. 32A MURAL IP44 220V 3P+T | 17.68
PKE32W425 | PKE32W425 | FIC. P. 32A MURAL IP44 220V 3P+N+T | 21.57
PKE32W433 | PKE32W433 | FIC. P. 32A MURAL IP44 380V 2P+T | 18.14
PKE32W434 | PKE32W434 | FIC. P. 32A MURAL IP44 380V 3P+T | 15.85
PKE32W435 | PKE32W435 | FIC. P. 32A MURAL IP44 380V 3P+N+T | 17
PKE32W444 | PKE32W444 | FIC. P. 32A MURAL IP44 480V 3P+T | 18.43
PKE32W445 | PKE32W445 | FIC. P. 32A MURAL IP44 480V 3P+N+T | 18.16
PKF16F413 | PKF16F413 | TOM. P. 16A E. INCL. IP44 110V 2P+T | 7.22
PKF16F414 | PKF16F414 | **TOM. P. 16A E. INCL. IP44 110V 3P+T | 11.43
PKF16F415 | PKF16F415 | TOM. P. 16A E. INCL. IP44 110V 3P+N+T | 11.52
PKF16F423 | PKF16F423 | TOM. P. 16A E. INCL. IP44 220V 2P+T | 7.33
PKF16F424 | PKF16F424 | TOM. P. 16A E. INCL. IP44 220V 3P+T | 10.36
PKF16F425 | PKF16F425 | TOM. P. 16A E. INCL. IP44 220V 3P+N+T | 9.93
PKF16F433 | PKF16F433 | TOM. P. 16A E. INCL. IP44 380V 2P+T | 7.92
PKF16F434 | PKF16F434 | TOM. P. 16A E. INCL. IP44 380V 3P+T | 8.16
PKF16F435 | PKF16F435 | TOM. P. 16A E. INCL. IP44 380V 3P+N+T | 9.19
PKF16F444 | PKF16F444 | **TOM. P. 16A E. INCL. IP44 480V 3P+T | 11.8
PKF16F445 | PKF16F445 | TOM. P. 16A E. INCL. IP44 480V 3P+N+T | 12.55
PKF16F713 | PKF16F713 | TOM. P. 16A E. INCL. IP67 110V 2P+T | 15.68
PKF16F714 | PKF16F714 | **TOM. P. 16A E. INCL. IP67 110V 3P+T | 16.22
PKF16F715 | PKF16F715 | **TOM. P. 16A E. INCL. IP67 110V 3P+N+T | 13.94
PKF16F723 | PKF16F723 | TOM. P. 16A E. INCL. IP67 220V 2P+T | 9.53
PKF16F724 | PKF16F724 | TOM. P. 16A E. INCL. IP67 220V 3P+T | 11.7
PKF16F725 | PKF16F725 | TOM. P. 16A E. INCL. IP67 220V 3P+N+T | 16.94
PKF16F733 | PKF16F733 | TOM. P. 16A E. INCL. IP67 380V 2P+T | 11.63
PKF16F734 | PKF16F734 | TOM. P. 16A E. INCL. IP67 380V 3P+T | 11.34
PKF16F735 | PKF16F735 | TOM. P. 16A E. INCL. IP67 380V 3P+N+T | 12.12
PKF16F744 | PKF16F744 | T P 16A E I IP67 480V 3PT | 16.6
PKF16F745 | PKF16F745 | T 16A E I IP67 480V 3PNT | 18.72
PKF16G413 | PKF16G413 | **TOM. P. 16A E. DIR. IP44 110V 2P+T | 9.58
PKF16G414 | PKF16G414 | **TOM. P. 16A E. DIR. IP44 110V 3P+T | 11.43
PKF16G415 | PKF16G415 | TOM. P. 16A E. DIR. IP44 110V 3P+N+T | 10.35
PKF16G423 | PKF16G423 | TOM. P. 16A E. DIR. IP44 220V 2P+T | 7.45
PKF16G424 | PKF16G424 | TOM. P. 16A E. DIR. IP44 220V 3P+T | 7.9
PKF16G425 | PKF16G425 | T 16A E D IP44 220V 3PNT | 11.9
PKF16G433 | PKF16G433 | **TOM. P. 16A E. DIR. IP44 380V 2P+T | 10.54
PKF16G434 | PKF16G434 | TOM. P. 16A E. DIR. IP44 380V 3P+T | 8.21
PKF16G435 | PKF16G435 | TOM. P. 16A E. DIR. IP44 380V 3P+N+T | 9.66
PKF16G444 | PKF16G444 | **TOM. P. 16A E. DIR. IP44 480V 3P+T | 8.95
PKF16G445 | PKF16G445 | **TOM. P. 16A E. DIR. IP44 480V 3P+N+T | 10.28
PKF16G713 | PKF16G713 | TOM. P. 16A E. DIR. IP67 110V 2P+T | 15.68
PKF16G714 | PKF16G714 | **TOM. P. 16A E. DIR. IP67 110V 3P+T | 16.22
PKF16G715 | PKF16G715 | **TOM. P. 16A E. DIR. IP67 110V 3P+N+T | 13.94
PKF16G723 | PKF16G723 | TOM. P. 16A E. DIR. IP67 220V 2P+T | 10.01
PKF16G724 | PKF16G724 | **TOM. P. 16A E. DIR. IP67 220V 3P+T | 15.87
PKF16G725 | PKF16G725 | **TOM. P. 16A E. DIR. IP67 220V 3P+N+T | 17.9
PKF16G733 | PKF16G733 | **TOM. P. 16A E. DIR. IP67 380V 2P+T | 14.43
PKF16G734 | PKF16G734 | TOM. P. 16A E. DIR. IP67 380V 3P+T | 11.34
PKF16G735 | PKF16G735 | TOM. P. 16A E. DIR. IP67 380V 3P+N+T | 12.63
PKF16G744 | PKF16G744 | **TOM. P. 16A E. DIR. IP67 480V 3P+T | 15.87
PKF16G745 | PKF16G745 | **TOM. P. 16A E. DIR. IP67 480V 3P+N+T | 17.9
PKF16M413 | PKF16M413 | TOM. P. 16A MOVEL IP44 110V 2P+T | 9.53
PKF16M414 | PKF16M414 | TOM. P. 16A MOVEL IP44 110V 3P+T | 12.25
PKF16M415 | PKF16M415 | TOM. P. 16A MOVEL IP44 110V 3P+N+T | 12.38
PKF16M423 | PKF16M423 | TOM. P. 16A MOVEL IP44 220V 2P+T | 6.56
PKF16M424 | PKF16M424 | **TOM. P. 16A MOVEL IP44 220V 3P+T | 10.6
PKF16M425 | PKF16M425 | **TOM. P. 16A MOVEL IP44 220V 3P+N+T | 13.1
PKF16M433 | PKF16M433 | **TOM. P. 16A MOVEL IP44 380V 2P+T | 10.34
PKF16M434 | PKF16M434 | TOM. P. 16A MOVEL IP44 380V 3P+T | 7.85
PKF16M435 | PKF16M435 | TOM. P. 16A MOVEL IP44 380V 3P+N+T | 9.65
PKF16M444 | PKF16M444 | **TOM. P. 16A MOVEL IP44 480V 3P+T | 11.61
PKF16M445 | PKF16M445 | **TOM. P. 16A MOVEL IP44 480V 3P+N+T | 13.1
PKF16M713 | PKF16M713 | TOM. P. 16A MOVEL IP67 110V 2P+T | 15.7
PKF16M714 | PKF16M714 | **TOM. P. 16A MOVEL IP67 110V 3P+T | 19.11
PKF16M715 | PKF16M715 | **TOM. P. 16A MOVEL IP67 110V 3P+N+T | 17.03
PKF16M723 | PKF16M723 | TOM. P. 16A MOVEL IP67 220V 2P+T | 11.77
PKF16M724 | PKF16M724 | **TOM. P. 16A MOVEL IP67 220V 3P+T | 20.02
PKF16M725 | PKF16M725 | **TOM. P. 16A MOVEL IP67 220V 3P+N+T | 22.14
PKF16M733 | PKF16M733 | **TOM. P. 16A MOVEL IP67 380V 2P+T | 17.26
PKF16M734 | PKF16M734 | TOM. P. 16A MOVEL IP67 380V 3P+T | 13.62
PKF16M735 | PKF16M735 | TOM. P. 16A MOVEL IP67 380V 3P+N+T | 15.66
PKF16M744 | PKF16M744 | **TOM. P. 16A MOVEL IP67 480V 3P+T | 19.53
PKF16M745 | PKF16M745 | TOM. P. 16A MOVEL IP67 480V 3P+N+T | 23.14
PKF16W413 | PKF16W413 | TOM. P. 16A MURAL IP44 110V 2P+T | 18.68
PKF16W414 | PKF16W414 | TOM. P. 16A MURAL IP44 110V 3P+T | 17.88
PKF16W415 | PKF16W415 | TOM. P. 16A MURAL IP44 110V 3P+N+T | 19.08
PKF16W423 | PKF16W423 | TOM. P. 16A MURAL IP44 220V 2P+T | 14.8
PKF16W424 | PKF16W424 | TOM. P. 16A MURAL IP44 220V 3P+T | 16.75
PKF16W425 | PKF16W425 | TOM. P. 16A MURAL IP44 220V 3P+N+T | 20.26
PKF16W433 | PKF16W433 | TOM. P. 16A MURAL IP44 380V 2P+T | 21.03
PKF16W434 | PKF16W434 | TOM. P. 16A MURAL IP44 380V 3P+T | 14.38
PKF16W435 | PKF16W435 | TOM. P. 16A MURAL IP44 380V 3P+N+T | 14.79
PKF16W444 | PKF16W444 | TOM. P. 16A MURAL IP44 480V 3P+T | 17.81
PKF16W445 | PKF16W445 | TOM. P. 16A MURAL IP44 480V 3P+N+T | 18.97
PKF16W713 | PKF16W713 | TOM. P. 16A MURAL IP67 110V 2P+T | 28.33
PKF16W714 | PKF16W714 | TOM. P. 16A MURAL IP67 110V 3P+T | 29.11
PKF16W715 | PKF16W715 | TOM. P. 16A MURAL IP67 110V 3P+N+T | 30.7
PKF16W723 | PKF16W723 | TOM. P. 16A MURAL IP67 220V 2P+T | 22.81
PKF16W724 | PKF16W724 | TOM. P. 16A MURAL IP67 220V 3P+T | 37.25
PKF16W725 | PKF16W725 | TOM. P. 16A MURAL IP67 220V 3P+N+T | 39.25
PKF16W733 | PKF16W733 | TOM. P. 16A MURAL IP67 380V 2P+T | 35.75
PKF16W734 | PKF16W734 | TOM. P. 16A MURAL IP67 380V 3P+T | 18.49
PKF16W735 | PKF16W735 | TOM. P. 16A MURAL IP67 380V 3P+N+T | 19.87
PKF16W744 | PKF16W744 | TOM. P. 16A MURAL IP67 480V 3P+T | 29.51
PKF16W745 | PKF16W745 | TOM. P. 16A MURAL IP67 480V 3P+N+T | 39.25
PKF32F413 | PKF32F413 | **TOM. P. 32A E. INCL. IP44 110V 2P+T | 13.44
PKF32F414 | PKF32F414 | TOM. P. 32A E. INCL. IP44 110V 3P+T | 16.43
PKF32F415 | PKF32F415 | **TOM. P. 32A E. INCL. IP44 110V 3P+N+T | 18.67
PKF32F423 | PKF32F423 | TOM. P. 32A E. INCL. IP44 220V 2P+T | 11.15
PKF32F424 | PKF32F424 | **TOM. P. 32A E. INCL. IP44 220V 3P+T | 16.67
PKF32F425 | PKF32F425 | TOM. P. 32A E. INCL. IP44 220V 3P+N+T | 13.93
PKF32F433 | PKF32F433 | TOM. P. 32A E. INCL. IP44 380V 2P+T | 14.92
PKF32F434 | PKF32F434 | TOM. P. 32A E. INCL. IP44 380V 3P+T | 11.43
PKF32F435 | PKF32F435 | TOM. P. 32A E. INCL. IP44 380V 3P+N+T | 12.47
PKF32F444 | PKF32F444 | **TOM. P. 32A E. INCL. IP44 480V 3P+T | 17.11
PKF32F445 | PKF32F445 | TOM. P. 32A E. INCL. IP44 480V 3P+N+T | 14.18
PKF32F713 | PKF32F713 | TOM. P. 32A E. INCL. IP67 110V 2P+T | 25.44
PKF32F714 | PKF32F714 | TOM. P. 32A E. INCL. IP67 110V 3P+T | 22.93
PKF32F715 | PKF32F715 | **TOM. P. 32A E. INCL. IP67 110V 3P+N+T | 21.25
PKF32F723 | PKF32F723 | TOM. P. 32A E. INCL. IP67 220V 2P+T | 15.75
PKF32F724 | PKF32F724 | TOM. P. 32A E. INCL. IP67 220V 3P+T | 23.14
PKF32F725 | PKF32F725 | TOM. P. 32A E. INCL. IP67 220V 3P+N+T | 20.45
PKF32F733 | PKF32F733 | TOM. P. 32A E. INCL. IP67 380V 2P+T | 22.2
PKF32F734 | PKF32F734 | TOM. P. 32A E. INCL. IP67 380V 3P+T | 16.55
PKF32F735 | PKF32F735 | TOM. P. 32A E. INCL. IP67 380V 3P+N+T | 18.28
PKF32F744 | PKF32F744 | **TOM. P. 32A E. INCL. IP67 480V 3P+T | 25.45
PKF32F745 | PKF32F745 | TOM. P. 32A E. INCL. IP67 480V 3P+N+T | 26.03
PKF32F7C4 | PKF32F7C4 | TOM. P. 32A E. INCL. IP67 CONT 3P+T | 17.41
PKF32G413 | PKF32G413 | **TOM. P. 32A E. DIR. IP44 110V 2P+T | 16.22
PKF32G414 | PKF32G414 | TOM. P. 32A E. DIR. IP44 110V 3P+T | 12.7
PKF32G415 | PKF32G415 | **TOM. P. 32A E. DIR. IP44 110V 3P+N+T | 15.3
PKF32G423 | PKF32G423 | TOM. P. 32A E. DIR. IP44 220V 2P+T | 10.32
PKF32G424 | PKF32G424 | TOM. P. 32A E. DIR. IP44 220V 3P+T | 14.17
PKF32G425 | PKF32G425 | **TOM. P. 32A E. DIR. IP44 220V 3P+N+T | 19.38
PKF32G433 | PKF32G433 | **TOM. P. 32A E. DIR. IP44 380V 2P+T | 13.05
PKF32G434 | PKF32G434 | TOM. P. 32A E. DIR. IP44 380V 3P+T | 11.9
PKF32G435 | PKF32G435 | TOM. P. 32A E. DIR. IP44 380V 3P+N+T | 13.1
PKF32G444 | PKF32G444 | **TOM. P. 32A E. DIR. IP44 480V 3P+T | 13.89
PKF32G445 | PKF32G445 | TOM. P. 32A E. DIR. IP44 480V 3P+N+T | 17.72
PKF32G713 | PKF32G713 | **TOM. P. 32A E. DIR. IP67 110V 2P+T | 19.28
PKF32G714 | PKF32G714 | **TOM. P. 32A E. DIR. IP67 110V 3P+T | 19.37
PKF32G715 | PKF32G715 | **TOM. P. 32A E. DIR. IP67 110V 3P+N+T | 26.82
PKF32G723 | PKF32G723 | TOM. P. 32A E. DIR. IP67 220V 2P+T | 17.37
PKF32G724 | PKF32G724 | TOM. P. 32A E. DIR. IP67 220V 3P+T | 20.47
PKF32G725 | PKF32G725 | **TOM. P. 32A E. DIR. IP67 220V 3P+N+T | 28.21
PKF32G733 | PKF32G733 | **TOM. P. 32A E. DIR. IP67 380V 2P+T | 24.12
PKF32G734 | PKF32G734 | TOM. P. 32A E. DIR. IP67 380V 3P+T | 17.04
PKF32G735 | PKF32G735 | TOM. P. 32A E. DIR. IP67 380V 3P+N+T | 19.03
PKF32G744 | PKF32G744 | **TOM. P. 32A E. DIR. IP67 480V 3P+T | 19.67
PKF32G745 | PKF32G745 | **TOM. P. 32A E. DIR. IP67 480V 3P+N+T | 27.52
PKF32G7C4 | PKF32G7C4 | TOM. P. 32A E. DIR. IP67 CONT 3P+T | 21.97
PKF32M413 | PKF32M413 | **TOM. P. 32A MOVEL IP44 110V 2P+T | 16.43
PKF32M414 | PKF32M414 | TOM. P. 32A MOVEL IP44 110V 3P+T | 12.94
PKF32M415 | PKF32M415 | **TOM. P. 32A MOVEL IP44 110V 3P+N+T | 15.86
PKF32M423 | PKF32M423 | TOM. P. 32A MOVEL IP44 220V 2P+T | 10.74
PKF32M424 | PKF32M424 | **TOM. P. 32A MOVEL IP44 220V 3P+T | 16.41
PKF32M425 | PKF32M425 | **TOM. P. 32A MOVEL IP44 220V 3P+N+T | 21.15
PKF32M433 | PKF32M433 | TOM. P. 32A MOVEL IP44 380V 2P+T | 15.37
PKF32M434 | PKF32M434 | TOM. P. 32A MOVEL IP44 380V 3P+T | 12.84
PKF32M435 | PKF32M435 | TOM. P. 32A MOVEL IP44 380V 3P+N+T | 13.99
PKF32M444 | PKF32M444 | **TOM. P. 32A MOVEL IP44 480V 3P+T | 13.68
PKF32M445 | PKF32M445 | TOM. P. 32A MOVEL IP44 480V 3P+N+T | 18.46
PKF32M713 | PKF32M713 | **TOM. P. 32A MOVEL IP67 110V 2P+T | 21.76
PKF32M714 | PKF32M714 | **TOM. P. 32A MOVEL IP67 110V 3P+T | 21.98
PKF32M715 | PKF32M715 | **TOM. P. 32A MOVEL IP67 110V 3P+N+T | 29.73
PKF32M723 | PKF32M723 | TOM. P. 32A MOVEL IP67 220V 2P+T | 18.6
PKF32M724 | PKF32M724 | TOM. P. 32A MOVEL IP67 220V 3P+T | 30.08
PKF32M725 | PKF32M725 | **TOM. P. 32A MOVEL IP67 220V 3P+N+T | 32.31
PKF32M733 | PKF32M733 | **TOM. P. 32A MOVEL IP67 380V 2P+T | 27.27
PKF32M734 | PKF32M734 | TOM. P. 32A MOVEL IP67 380V 3P+T | 20.24
PKF32M735 | PKF32M735 | TOM. P. 32A MOVEL IP67 380V 3P+N+T | 22.11
PKF32M744 | PKF32M744 | **TOM. P. 32A MOVEL IP67 480V 3P+T | 28.77
PKF32M745 | PKF32M745 | **TOM. P. 32A MOVEL IP67 480V 3P+N+T | 32.31
PKF32M7C4 | PKF32M7C4 | TOM. P. 32A MOVEL IP67 CONT 3P+T | 26.04
PKF32W413 | PKF32W413 | TOM. P. 32A MURAL IP44 110V 2P+T | 24.94
PKF32W414 | PKF32W414 | TOM. P. 32A MURAL IP44 110V 3P+T | 24.7
PKF32W415 | PKF32W415 | TOM. P. 32A MURAL IP44 110V 3P+N+T | 27.3
PKF32W423 | PKF32W423 | TOM. P. 32A MURAL IP44 220V 2P+T | 19.63
PKF32W424 | PKF32W424 | TOM. P. 32A MURAL IP44 220V 3P+T | 24.7
PKF32W425 | PKF32W425 | TOM. P. 32A MURAL IP44 220V 3P+N+T | 34.23
PKF32W433 | PKF32W433 | TOM. P. 32A MURAL IP44 380V 2P+T | 31.47
PKF32W434 | PKF32W434 | TOM. P. 32A MURAL IP44 380V 3P+T | 22.64
PKF32W435 | PKF32W435 | TOM. P. 32A MURAL IP44 380V 3P+N+T | 23.9
PKF32W444 | PKF32W444 | TOM. P. 32A MURAL IP44 480V 3P+T | 24.7
PKF32W445 | PKF32W445 | TOM. P. 32A MURAL IP44 480V 3P+N+T | 28.49
PKF32W713 | PKF32W713 | TOM. P. 32A MURAL IP67 110V 2P+T | 39.46
PKF32W714 | PKF32W714 | TOM. P. 32A MURAL IP67 110V 3P+T | 49.09
PKF32W715 | PKF32W715 | TOM. P. 32A MURAL IP67 110V 3P+N+T | 42.27
PKF32W723 | PKF32W723 | TOM. P. 32A MURAL IP67 220V 2P+T | 32.2
PKF32W724 | PKF32W724 | TOM. P. 32A MURAL IP67 220V 3P+T | 50.57
PKF32W725 | PKF32W725 | TOM. P. 32A MURAL IP67 220V 3P+N+T | 55.33
PKF32W733 | PKF32W733 | TOM. P. 32A MURAL IP67 380V 2P+T | 39.46
PKF32W734 | PKF32W734 | TOM. P. 32A MURAL IP67 380V 3P+T | 24.35
PKF32W735 | PKF32W735 | TOM. P. 32A MURAL IP67 380V 3P+N+T | 26.85
PKF32W744 | PKF32W744 | TOM. P. 32A MURAL IP67 480V 3P+T | 41.08
PKF32W745 | PKF32W745 | TOM. P. 32A MURAL IP67 480V 3P+N+T | 55.33
PKF32W7C4 | PKF32W7C4 | TOM. P. 32A MURAL IP67 CONT 3P+T | 38.29
PKN51B | PKN51B | SOCLE PRISE Dom NF ENC 50X50 FIX POST BL | 8.14
PKN61B | PKN61B | TOMADA NF ENC IP54 65X85 AZ | 8.56
PKS51B | PKS51B | SCHUKO EMP. 50X50 IP54, POS, AZUL | 6.31
PKS51G | PKS51G | SCHUKO EMP. 50X50 IP54, POS, GRIS | 6.31
PKS51N | PKS51N | SCHUKO EMP. 50X50 IP54, POS, NEGR | 7.08
PKS52B | PKS52B | SCHUKO EMP. 50X50 IP54, LAT AZUL | 4.82
PKS52G | PKS52G | SCHUKO EMP. 50X50 IP54, LAT GRIS | 6.71
PKS52N | PKS52N | **SCHUKO EMP. 50X50 IP54, LAT NEGR | 5.85
PKS61B | PKS61B | SCHUKO EMP. 65X85 IP54, POS, AZUL | 8.56
PKS61G | PKS61G | SCHUKO EMP. 65X85 IP54, POS, GRIS | 8.99
PKS61N | PKS61N | SCHUKO EMP. 65X85 IP54, POS, NEGRA | 10.08
PKS62B | PKS62B | SCHUKO EMP. 65X85 IP54, LAT AZUL | 8.78
PKS62G | PKS62G | SCHUKO EMP. 65X85 IP54, LAT GRIS | 9.63
PKS62N | PKS62N | SCHUKO EMP. 65X85 IP54, LAT NEGRA | 8.43
PKX16M413 | PKX16M413 | FIC. LR. 16A MOVEL IP44 110V 2P+T | 5.12
PKX16M414 | PKX16M414 | **FIC. LR. 16A MOVEL IP44 110V 3P+T | 9.56
PKX16M415 | PKX16M415 | **FIC. LR. 16A MOVEL IP44 110V 3P+N+T | 11.19
PKX16M423 | PKX16M423 | FIC. LR. 16A MOVEL IP44 220V 2P+T | 6
PKX16M424 | PKX16M424 | FIC. LR. 16A MOVEL IP44 220V 3P+T | 7.43
PKX16M425 | PKX16M425 | FIC. LR. 16A MOVEL IP44 220V 3P+N+T | 10.04
PKX16M433 | PKX16M433 | FIC. LR. 16A MOVEL IP44 380V 2P+T | 8.19
PKX16M434 | PKX16M434 | FIC. LR. 16A MOVEL IP44 380V 3P+T | 6.23
PKX16M435 | PKX16M435 | FIC. LR. 16A MOVEL IP44 380V 3P+N+T | 8.17
PKX16M444 | PKX16M444 | **FIC. LR. 16A MOVEL IP44 480V 3P+T | 9.98
PKX16M445 | PKX16M445 | **FIC. LR. 16A MOVEL IP44 480V 3P+N+T | 11.19
PKX16M713 | PKX16M713 | **FIC. LR. 16A MOVEL IP67 110V 2P+T | 13.16
PKX16M714 | PKX16M714 | **FIC. LR. 16A MOVEL IP67 110V 3P+T | 14.79
PKX16M715 | PKX16M715 | **FIC. LR. 16A MOVEL IP67 110V 3P+N+T | 16.02
PKX16M723 | PKX16M723 | FIC. LR. 16A MOVEL IP67 220V 2P+T | 8.9
PKX16M724 | PKX16M724 | **FIC. LR. 16A MOVEL IP67 220V 3P+T | 15.55
PKX16M725 | PKX16M725 | **FIC. LR. 16A MOVEL IP67 220V 3P+N+T | 16.68
PKX16M733 | PKX16M733 | FIC. LR. 16A MOVEL IP67 380V 2P+T | 13.75
PKX16M734 | PKX16M734 | FIC. LR. 16A MOVEL IP67 380V 3P+T | 10.51
PKX16M735 | PKX16M735 | FIC. LR. 16A MOVEL IP67 380V 3P+N+T | 12.82
PKX16M744 | PKX16M744 | FIC. LR. 16A MOVEL IP67 480V 3P+T | 13.81
PKX16M745 | PKX16M745 | F LR 16A M IP67 480V 3PNT | 16.15
PKX16W413 | PKX16W413 | FIC. LR. 16A MURAL IP44 110V 2P+T | 11.24
PKX16W414 | PKX16W414 | FIC. LR. 16A MURAL IP44 110V 3P+T | 17.62
PKX16W415 | PKX16W415 | FIC. LR. 16A MURAL IP44 110V 3P+N+T | 20.71
PKX16W423 | PKX16W423 | FIC. LR. 16A MURAL IP44 220V 2P+T | 13.48
PKX16W424 | PKX16W424 | FIC. LR. 16A MURAL IP44 220V 3P+T | 16.17
PKX16W425 | PKX16W425 | FIC. LR. 16A MURAL IP44 220V 3P+N+T | 25.82
PKX16W433 | PKX16W433 | FIC. LR. 16A MURAL IP44 380V 2P+T | 20.25
PKX16W434 | PKX16W434 | FIC. LR. 16A MURAL IP44 380V 3P+T | 14.71
PKX16W435 | PKX16W435 | FIC. LR. 16A MURAL IP44 380V 3P+N+T | 17.91
PKX16W444 | PKX16W444 | FIC. LR. 16A MURAL IP44 480V 3P+T | 17.35
PKX16W445 | PKX16W445 | FIC. LR. 16A MURAL IP44 480V 3P+N+T | 20.86
PKX32M413 | PKX32M413 | FIC. LR. 32A MOVEL IP44 110V 2P+T | 13
PKX32M414 | PKX32M414 | **FIC. LR. 32A MOVEL IP44 110V 3P+T | 15.16
PKX32M415 | PKX32M415 | **FIC. LR. 32A MOVEL IP44 110V 3P+N+T | 16.8
PKX32M423 | PKX32M423 | FIC. LR. 32A MOVEL IP44 220V 2P+T | 10.25
PKX32M424 | PKX32M424 | FIC. LR. 32A MOVEL IP44 220V 3P+T | 15.2
PKX32M425 | PKX32M425 | **FIC. LR. 32A MOVEL IP44 220V 3P+N+T | 16.8
PKX32M433 | PKX32M433 | **FIC. LR. 32A MOVEL IP44 380V 2P+T | 13.79
PKX32M434 | PKX32M434 | FIC. LR. 32A MOVEL IP44 380V 3P+T | 11.1
PKX32M435 | PKX32M435 | FIC. LR. 32A MOVEL IP44 380V 3P+N+T | 13.44
PKX32M444 | PKX32M444 | FIC. LR. 32A MOVEL IP44 480V 3P+T | 15.56
PKX32M445 | PKX32M445 | **FIC. LR. 32A MOVEL IP44 480V 3P+N+T | 16.24
PKX32M713 | PKX32M713 | **FIC. LR. 32A MOVEL IP67 110V 2P+T | 20.64
PKX32M714 | PKX32M714 | **FIC. LR. 32A MOVEL IP67 110V 3P+T | 21.19
PKX32M715 | PKX32M715 | **FIC. LR. 32A MOVEL IP67 110V 3P+N+T | 27.83
PKX32M723 | PKX32M723 | FIC. LR. 32A MOVEL IP67 220V 2P+T | 14.74
PKX32M724 | PKX32M724 | **FIC. LR. 32A MOVEL IP67 220V 3P+T | 21.81
PKX32M725 | PKX32M725 | F LR 32A M IP67 220V 3PNT | 25.22
PKX32M733 | PKX32M733 | **FIC. LR. 32A MOVEL IP67 380V 2P+T | 20.54
PKX32M734 | PKX32M734 | FIC. LR. 32A MOVEL IP67 380V 3P+T | 15.72
PKX32M735 | PKX32M735 | FIC. LR. 32A MOVEL IP67 380V 3P+N+T | 18.73
PKX32M744 | PKX32M744 | **FIC. LR. 32A MOVEL IP67 480V 3P+T | 21.81
PKX32M745 | PKX32M745 | **FIC. LR. 32A MOVEL IP67 480V 3P+N+T | 24.12
PKX32M7C4 | PKX32M7C4 | FIC. LR. 32A MOVEL IP67 CONT 3P+T | 16.38
PKX32W413 | PKX32W413 | FIC. LR. 32A MURAL IP44 110V 2P+T | 23.62
PKX32W414 | PKX32W414 | FIC. LR. 32A MURAL IP44 110V 3P+T | 25.82
PKX32W415 | PKX32W415 | FIC. LR. 32A MURAL IP44 110V 3P+N+T | 28.7
PKX32W423 | PKX32W423 | FIC. LR. 32A MURAL IP44 220V 2P+T | 14.92
PKX32W424 | PKX32W424 | FIC. LR. 32A MURAL IP44 220V 3P+T | 31.93
PKX32W425 | PKX32W425 | FIC. LR. 32A MURAL IP44 220V 3P+N+T | 28.7
PKX32W433 | PKX32W433 | FIC. LR. 32A MURAL IP44 380V 2P+T | 23.73
PKX32W434 | PKX32W434 | FIC. LR. 32A MURAL IP44 380V 3P+T | 20.31
PKX32W435 | PKX32W435 | FIC. LR. 32A MURAL IP44 380V 3P+N+T | 22.58
PKX32W444 | PKX32W444 | FIC. LR. 32A MURAL IP44 480V 3P+T | 25.3
PKX32W445 | PKX32W445 | FIC. LR. 32A MURAL IP44 480V 3P+N+T | 28.7
PKY16F413 | PKY16F413 | TOM. LR. 16A E. INCL. IP44 110V 2P+T | 10.35
PKY16F414 | PKY16F414 | **TOM. LR. 16A E. INCL. IP44 110V 3P+T | 11.54
PKY16F415 | PKY16F415 | **TOM. LR. 16A E. INCL. IP44 110V 3P+N+T | 9.99
PKY16F423 | PKY16F423 | TOM. LR. 16A E. INCL. IP44 220V 2P+T | 8.1
PKY16F424 | PKY16F424 | TOM. LR. 16A E. INCL. IP44 220V 3P+T | 11.23
PKY16F425 | PKY16F425 | TOM. LR. 16A E. INCL. IP44 220V 3P+N+T | 13.22
PKY16F433 | PKY16F433 | TOM. LR. 16A E. INCL. IP44 380V 2P+T | 10.37
PKY16F434 | PKY16F434 | TOM. LR. 16A E. INCL. IP44 380V 3P+T | 8.82
PKY16F435 | PKY16F435 | TOM. LR. 16A E. INCL. IP44 380V 3P+N+T | 10.8
PKY16F444 | PKY16F444 | **TOM. LR. 16A E. INCL. IP44 480V 3P+T | 11.4
PKY16F445 | PKY16F445 | TOM. LR. 16A E. INCL. IP44 480V 3P+N+T | 10.61
PKY16F713 | PKY16F713 | **TOM. LR. 16A E. INCL. IP67 110V 2P+T | 15.15
PKY16F714 | PKY16F714 | **TOM. LR. 16A E. INCL. IP67 110V 3P+T | 12.99
PKY16F715 | PKY16F715 | **TOM. LR. 16A E. INCL. IP67 110V 3P+N+T | 14.08
PKY16F723 | PKY16F723 | TOM. LR. 16A E. INCL. IP67 220V 2P+T | 10.08
PKY16F724 | PKY16F724 | **TOM. LR. 16A E. INCL. IP67 220V 3P+T | 16.02
PKY16F725 | PKY16F725 | **TOM. LR. 16A E. INCL. IP67 220V 3P+N+T | 18.07
PKY16F733 | PKY16F733 | TOM. LR. 16A E. INCL. IP67 380V 2P+T | 13.59
PKY16F734 | PKY16F734 | TOM. LR. 16A E. INCL. IP67 380V 3P+T | 11.44
PKY16F735 | PKY16F735 | TOM. LR. 16A E. INCL. IP67 380V 3P+N+T | 12.98
PKY16F744 | PKY16F744 | **TOM. LR. 16A E. INCL. IP67 480V 3P+T | 15.51
PKY16F745 | PKY16F745 | **TOM. LR. 16A E. INCL. IP67 480V 3P+N+T | 14.32
PKY16G413 | PKY16G413 | **TOM. LR. 16A E. DIR. IP44 110V 2P+T | 10.44
PKY16G414 | PKY16G414 | **TOM. LR. 16A E. DIR. IP44 110V 3P+T | 9.15
PKY16G415 | PKY16G415 | **TOM. LR. 16A E. DIR. IP44 110V 3P+N+T | 9.99
PKY16G423 | PKY16G423 | TOM. LR. 16A E. DIR. IP44 220V 2P+T | 7.1
PKY16G424 | PKY16G424 | TOM. LR. 16A E. DIR. IP44 220V 3P+T | 10.95
PKY16G425 | PKY16G425 | TOM. LR. 16A E. DIR. IP44 220V 3P+N+T | 10.37
PKY16G433 | PKY16G433 | **TOM. LR. 16A E. DIR. IP44 380V 2P+T | 10.3
PKY16G434 | PKY16G434 | **TOM. LR. 16A E. DIR. IP44 380V 3P+T | 8.5
PKY16G435 | PKY16G435 | TOM. LR. 16A E. DIR. IP44 380V 3P+N+T | 9.7
PKY16G444 | PKY16G444 | **TOM. LR. 16A E. DIR. IP44 480V 3P+T | 9.03
PKY16G445 | PKY16G445 | **TOM. LR. 16A E. DIR. IP44 480V 3P+N+T | 9.91
PKY16G713 | PKY16G713 | **TOM. LR. 16A E. DIR. IP67 110V 2P+T | 15.15
PKY16G714 | PKY16G714 | **TOM. LR. 16A E. DIR. IP67 110V 3P+T | 12.99
PKY16G715 | PKY16G715 | **TOM. LR. 16A E. DIR. IP67 110V 3P+N+T | 14.08
PKY16G723 | PKY16G723 | TOM. LR. 16A E. DIR. IP67 220V 2P+T | 9.99
PKY16G724 | PKY16G724 | **TOM. LR. 16A E. DIR. IP67 220V 3P+T | 16.02
PKY16G725 | PKY16G725 | **TOM. LR. 16A E. DIR. IP67 220V 3P+N+T | 14.32
PKY16G733 | PKY16G733 | TOM. LR. 16A E. DIR. IP67 380V 2P+T | 10.86
PKY16G734 | PKY16G734 | TOM. LR. 16A E. DIR. IP67 380V 3P+T | 14.77
PKY16G735 | PKY16G735 | TOM. LR. 16A E. DIR. IP67 380V 3P+N+T | 12.72
PKY16G744 | PKY16G744 | **TOM. LR. 16A E. DIR. IP67 480V 3P+T | 12.69
PKY16G745 | PKY16G745 | TOM. LR. 16A E. DIR. IP67 480V 3P+N+T | 13.3
PKY16M413 | PKY16M413 | TOM. LR. 16A MOVEL IP44 110V 2P+T | 7.84
PKY16M414 | PKY16M414 | **TOM. LR. 16A MOVEL IP44 110V 3P+T | 11.84
PKY16M415 | PKY16M415 | **TOM. LR. 16A MOVEL IP44 110V 3P+N+T | 14.08
PKY16M423 | PKY16M423 | TOM. LR. 16A MOVEL IP44 220V 2P+T | 7.99
PKY16M424 | PKY16M424 | **TOM. LR. 16A MOVEL IP44 220V 3P+T | 12.03
PKY16M425 | PKY16M425 | TOM. LR. 16A MOVEL IP44 220V 3P+N+T | 11.72
PKY16M433 | PKY16M433 | TOM. LR. 16A MOVEL IP44 380V 2P+T | 10.92
PKY16M434 | PKY16M434 | TOM. LR. 16A MOVEL IP44 380V 3P+T | 9.17
PKY16M435 | PKY16M435 | TOM. LR. 16A MOVEL IP44 380V 3P+N+T | 10.89
PKY16M444 | PKY16M444 | TOM. LR. 16A MOVEL IP44 480V 3P+T | 9.82
PKY16M445 | PKY16M445 | **TOM. LR. 16A MOVEL IP44 480V 3P+N+T | 10.49
PKY16M713 | PKY16M713 | **TOM. LR. 16A MOVEL IP67 110V 2P+T | 18.02
PKY16M714 | PKY16M714 | **TOM. LR. 16A MOVEL IP67 110V 3P+T | 15.3
PKY16M715 | PKY16M715 | **TOM. LR. 16A MOVEL IP67 110V 3P+N+T | 25.07
PKY16M723 | PKY16M723 | TOM. LR. 16A MOVEL IP67 220V 2P+T | 11.89
PKY16M724 | PKY16M724 | **TOM. LR. 16A MOVEL IP67 220V 3P+T | 20.59
PKY16M725 | PKY16M725 | **TOM. LR. 16A MOVEL IP67 220V 3P+N+T | 22.36
PKY16M733 | PKY16M733 | T LR 16A MV IP67 380V 2PT | 16.89
PKY16M734 | PKY16M734 | TOM. LR. 16A MOVEL IP67 380V 3P+T | 13.74
PKY16M735 | PKY16M735 | TOM. LR. 16A MOVEL IP67 380V 3P+N+T | 15.5
PKY16M744 | PKY16M744 | **TOM. LR. 16A MOVEL IP67 480V 3P+T | 22.73
PKY16M745 | PKY16M745 | TOM. LR. 16A MOVEL IP67 480V 3P+N+T | 17.18
PKY16W413 | PKY16W413 | TOM. LR. 16A MURAL IP44 110V 2P+T | 18.81
PKY16W414 | PKY16W414 | TOM. LR. 16A MURAL IP44 110V 3P+T | 21.75
PKY16W415 | PKY16W415 | TOM. LR. 16A MURAL IP44 110V 3P+N+T | 23.14
PKY16W423 | PKY16W423 | TOM. LR. 16A MURAL IP44 220V 2P+T | 17.46
PKY16W424 | PKY16W424 | TOM. LR. 16A MURAL IP44 220V 3P+T | 26.99
PKY16W425 | PKY16W425 | TOM. LR. 16A MURAL IP44 220V 3P+N+T | 24.21
PKY16W433 | PKY16W433 | TOM. LR. 16A MURAL IP44 380V 2P+T | 20.22
PKY16W434 | PKY16W434 | TOM. LR. 16A MURAL IP44 380V 3P+T | 18.32
PKY16W435 | PKY16W435 | TOM. LR. 16A MURAL IP44 380V 3P+N+T | 18.22
PKY16W444 | PKY16W444 | TOM. LR. 16A MURAL IP44 480V 3P+T | 27.29
PKY16W445 | PKY16W445 | TOM. LR. 16A MURAL IP44 480V 3P+N+T | 24.21
PKY32F413 | PKY32F413 | **TOM. LR. 32A E. INCL. IP44 110V 2P+T | 18.27
PKY32F414 | PKY32F414 | **TOM. LR. 32A E. INCL. IP44 110V 3P+T | 20.07
PKY32F415 | PKY32F415 | **TOM. LR. 32A E. INCL. IP44 110V 3P+N+T | 21.71
PKY32F423 | PKY32F423 | TOM. LR. 32A E. INCL. IP44 220V 2P+T | 11.55
PKY32F424 | PKY32F424 | **TOM. LR. 32A E. INCL. IP44 220V 3P+T | 19.75
PKY32F425 | PKY32F425 | **TOM. LR. 32A E. INCL. IP44 220V 3P+N+T | 22.57
PKY32F433 | PKY32F433 | **TOM. LR. 32A E. INCL. IP44 380V 2P+T | 18.69
PKY32F434 | PKY32F434 | TOM. LR. 32A E. INCL. IP44 380V 3P+T | 13.73
PKY32F435 | PKY32F435 | TOM. LR. 32A E. INCL. IP44 380V 3P+N+T | 15.2
PKY32F444 | PKY32F444 | TOM. LR. 32A E. INCL. IP44 480V 3P+T | 18.51
PKY32F445 | PKY32F445 | **TOM. LR. 32A E. INCL. IP44 480V 3P+N+T | 22.01
PKY32F713 | PKY32F713 | **TOM. LR. 32A E. INCL. IP67 110V 2P+T | 24.6
PKY32F714 | PKY32F714 | **TOM. LR. 32A E. INCL. IP67 110V 3P+T | 24.7
PKY32F715 | PKY32F715 | **TOM. LR. 32A E. INCL. IP67 110V 3P+N+T | 27.08
PKY32F723 | PKY32F723 | TOM. LR. 32A E. INCL. IP67 220V 2P+T | 16.84
PKY32F724 | PKY32F724 | **TOM. LR. 32A E. INCL. IP67 220V 3P+T | 24.95
PKY32F725 | PKY32F725 | **TOM. LR. 32A E. INCL. IP67 220V 3P+N+T | 27.81
PKY32F733 | PKY32F733 | TOM. LR. 32A E. INCL. IP67 380V 2P+T | 22.41
PKY32F734 | PKY32F734 | TOM. LR. 32A E. INCL. IP67 380V 3P+T | 17.57
PKY32F735 | PKY32F735 | TOM. LR. 32A E. INCL. IP67 380V 3P+N+T | 18.48
PKY32F744 | PKY32F744 | **TOM. LR. 32A E. INCL. IP67 480V 3P+T | 19.89
PKY32F745 | PKY32F745 | **TOM. LR. 32A E. INCL. IP67 480V 3P+N+T | 21.31
PKY32F7C4 | PKY32F7C4 | TOM. LR. 32A E. INCL. IP67 CONT 3P+T | 24.7
PKY32G413 | PKY32G413 | **TOM. LR. 32A E. DIR. IP44 110V 2P+T | 13.31
PKY32G414 | PKY32G414 | **TOM. LR. 32A E. DIR. IP44 110V 3P+T | 15.9
PKY32G415 | PKY32G415 | **TOM. LR. 32A E. DIR. IP44 110V 3P+N+T | 19.99
PKY32G423 | PKY32G423 | **TOM. LR. 32A E. DIR. IP44 220V 2P+T | 11
PKY32G424 | PKY32G424 | **TOM. LR. 32A E. DIR. IP44 220V 3P+T | 19.92
PKY32G425 | PKY32G425 | **TOM. LR. 32A E. DIR. IP44 220V 3P+N+T | 22.01
PKY32G433 | PKY32G433 | **TOM. LR. 32A E. DIR. IP44 380V 2P+T | 19.16
PKY32G434 | PKY32G434 | TOM. LR. 32A E. DIR. IP44 380V 3P+T | 15.6
PKY32G435 | PKY32G435 | TOM. LR. 32A E. DIR. IP44 380V 3P+N+T | 13.88
PKY32G444 | PKY32G444 | **TOM. LR. 32A E. DIR. IP44 480V 3P+T | 13.71
PKY32G445 | PKY32G445 | **TOM. LR. 32A E. DIR. IP44 480V 3P+N+T | 17.44
PKY32G713 | PKY32G713 | **TOM. LR. 32A E. DIR. IP67 110V 2P+T | 24.6
PKY32G714 | PKY32G714 | **TOM. LR. 32A E. DIR. IP67 110V 3P+T | 19.57
PKY32G715 | PKY32G715 | **TOM. LR. 32A E. DIR. IP67 110V 3P+N+T | 21.45
PKY32G723 | PKY32G723 | **TOM. LR. 32A E. DIR. IP67 220V 2P+T | 21.19
PKY32G724 | PKY32G724 | **TOM. LR. 32A E. DIR. IP67 220V 3P+T | 24.95
PKY32G725 | PKY32G725 | T LR 32 E D IP67 220 3PNT | 29.07
PKY32G733 | PKY32G733 | **TOM. LR. 32A E. DIR. IP67 380V 2P+T | 19.29
PKY32G734 | PKY32G734 | **TOM. LR. 32A E. DIR. IP67 380V 3P+T | 23.39
PKY32G735 | PKY32G735 | TOM. LR. 32A E. DIR. IP67 380V 3P+N+T | 19.02
PKY32G744 | PKY32G744 | **TOM. LR. 32A E. DIR. IP67 480V 3P+T | 19.89
PKY32G745 | PKY32G745 | **TOM. LR. 32A E. DIR. IP67 480V 3P+N+T | 21.31
PKY32G7C4 | PKY32G7C4 | TOM. LR. 32A E. DIR. IP67 CONT 3P+T | 17.58
PKY32M413 | PKY32M413 | TOM. LR. 32A MOVEL IP44 110V 2P+T | 14.04
PKY32M414 | PKY32M414 | **TOM. LR. 32A MOVEL IP44 110V 3P+T | 13.94
PKY32M415 | PKY32M415 | **TOM. LR. 32A MOVEL IP44 110V 3P+N+T | 23.34
PKY32M423 | PKY32M423 | TOM. LR. 32A MOVEL IP44 220V 2P+T | 13.16
PKY32M424 | PKY32M424 | **TOM. LR. 32A MOVEL IP44 220V 3P+T | 19.9
PKY32M425 | PKY32M425 | **TOM. LR. 32A MOVEL IP44 220V 3P+N+T | 20.94
PKY32M433 | PKY32M433 | TOM. LR. 32A MOVEL IP44 380V 2P+T | 17.34
PKY32M434 | PKY32M434 | TOM. LR. 32A MOVEL IP44 380V 3P+T | 12.94
PKY32M435 | PKY32M435 | TOM. LR. 32A MOVEL IP44 380V 3P+N+T | 16.76
PKY32M444 | PKY32M444 | **TOM. LR. 32A MOVEL IP44 480V 3P+T | 17.45
PKY32M445 | PKY32M445 | **TOM. LR. 32A MOVEL IP44 480V 3P+N+T | 19.24
PKY32M713 | PKY32M713 | **TOM. LR. 32A MOVEL IP67 110V 2P+T | 27.76
PKY32M714 | PKY32M714 | **TOM. LR. 32A MOVEL IP67 110V 3P+T | 22.62
PKY32M715 | PKY32M715 | **TOM. LR. 32A MOVEL IP67 110V 3P+N+T | 24.6
PKY32M723 | PKY32M723 | TOM. LR. 32A MOVEL IP67 220V 2P+T | 18.6
PKY32M724 | PKY32M724 | **TOM. LR. 32A MOVEL IP67 220V 3P+T | 29.08
PKY32M725 | PKY32M725 | **TOM. LR. 32A MOVEL IP67 220V 3P+N+T | 32.62
PKY32M733 | PKY32M733 | **TOM. LR. 32A MOVEL IP67 380V 2P+T | 27.53
PKY32M734 | PKY32M734 | TOM. LR. 32A MOVEL IP67 380V 3P+T | 20.06
PKY32M735 | PKY32M735 | TOM. LR. 32A MOVEL IP67 380V 3P+N+T | 22.25
PKY32M744 | PKY32M744 | **TOM. LR. 32A MOVEL IP67 480V 3P+T | 23.04
PKY32M745 | PKY32M745 | **TOM. LR. 32A MOVEL IP67 480V 3P+N+T | 32.62
PKY32M7C4 | PKY32M7C4 | TOM. LR. 32A MOVEL IP67 CONT 3P+T | 24.97
PKY32W413 | PKY32W413 | TOM. LR. 32A MURAL IP44 110V 2P+T | 30.25
PKY32W414 | PKY32W414 | TOM. LR. 32A MURAL IP44 110V 3P+T | 31.54
PKY32W415 | PKY32W415 | TOM. LR. 32A MURAL IP44 110V 3P+N+T | 50.75
PKY32W423 | PKY32W423 | TOM. LR. 32A MURAL IP44 220V 2P+T | 24.91
PKY32W424 | PKY32W424 | TOM. LR. 32A MURAL IP44 220V 3P+T | 31.54
PKY32W425 | PKY32W425 | TOM. LR. 32A MURAL IP44 220V 3P+N+T | 34.58
PKY32W433 | PKY32W433 | TOM. LR. 32A MURAL IP44 380V 2P+T | 30.25
PKY32W434 | PKY32W434 | TOM. LR. 32A MURAL IP44 380V 3P+T | 27.25
PKY32W435 | PKY32W435 | TOM. LR. 32A MURAL IP44 380V 3P+N+T | 28.26
PKY32W444 | PKY32W444 | TOM. LR. 32A MURAL IP44 480V 3P+T | 39.81
PKY32W445 | PKY32W445 | TOM. LR. 32A MURAL IP44 480V 3P+N+T | 34.58
PKZ085 | PKZ085 | CAIXA SALIENTE PARA TOMADA 65x85 | 10.43
PKZ100 | PKZ100 | CAIXA SALIENTE PARA TOMADA 90x100 | 18.35
PKZA203 | PKZA203 | ADAPTADOR 2P+T 16A 230V 6H-2P+T SCHUKO | 15.65
PKZM403 | PKZM403 | ADAP. MULTI 2 SAIDAS 16A IP44 230V 2PT | 46.4
PKZM405 | PKZM405 | **ADAP. MULTI 2 SAIDAS 16A IP44 400V 2PT | 48.39
PKZM406 | PKZM406 | ADAP. MULTI 2 SAIDAS 16A IP44 400V 3PT | 61.07
PKZM409 | PKZM409 | ADAP. MULTI 3 SAIDAS 16A IP44 230V 2PT | 61.91
PKZM412 | PKZM412 | ADAP. MULTI 3 SAIDAS 16A IP44 400V 3PT | 73.73
PKZM413 | PKZM413 | AD 2S16A IP44 230V 2PT+1S32A 400V 3PNT | 97.81
PKZM701 | PKZM701 | **ADAP. MULTI 2 SAIDAS 16A IP67 110V 2PT | 54.2
PKZM703 | PKZM703 | ADAP. MULTI 2 SAIDAS 16A IP67 230V 2PT | 57.07
PKZM705 | PKZM705 | **ADAP. MULTI 2 SAIDAS 16A IP67 400V 2PT | 56.54
PKZM706 | PKZM706 | A ML 2S 16A IP67 400V 3PT | 66.89
PKZM707 | PKZM707 | ADAP. MULTI 3 SAIDAS 16A IP67 110V 2PT | 67.92
PKZM709 | PKZM709 | ADAP. MULTI 3 SAiDAS 16A IP67 230V 2PT | 70.08
PKZM710 | PKZM710 | ADAP. MULTI 3 SAIDAS 16A IP67 230V 3PT | Sob Consulta
PKZM712 | PKZM712 | ADAP. MULTI 3 SAIDAS 16A IP67 400V 3PT | 86.24
PKZM713 | PKZM713 | AD 2S16A IP67 230V 2PT+1S32A 400V 3PNT | 134.02
PM1WB-GR | PM1WB-GR | APC Essential SurgeArrest 1 outlet 230V, | 15
PM1W-GR | PM1W-GR | APC Essential SurgeArrest 1 outlet 230V | 15
PM5-GR | PM5-GR | SurgeArrest 5 oulets 230V Germany | 23.21
PM5T-GR | PM5T-GR | SurgeArrest 5 outlets w/ phone protectio | 28.21
PM5U-GR | PM5U-GR | SurgeArrest 5 outlets w/ port USB charge | 37.14
PM5V-GR | PM5V-GR | SurgeArrest 5 outlets w/ Coax Protection | 28.46
PM6-GR | PM6-GR | Essential SurgeArrest 6 outlets 230V | 35
PM6U-GR | PM6U-GR | SurgeArrest 6 outlets w/ 2 port USB char | 50
PM8-GR | PM8-GR | Essential SurgeArrest 8 outlets 230V | 47.14
PMF83VT-GR | PMF83VT-GR | Surge Arrest 8 outlets w/ Phone e Coax P | 51.43
PMH63VT-GR | PMH63VT-GR | SurgeArrest 6 outlets w/ Phone e Coax P. | 42.88
PN1FB004 | PN1FB004 | POLO 80A P/CV1 | 526.39
PN1FB009 | PN1FB009 | POLO | 558.95
PN1FB50 | PN1FB50 | CAMARA DE SOPRAGEM | 293.16
PN1FB514 | PN1FB514 | BOBIN SOPR | 220.65
PN1FB80 | PN1FB80 | JOGO DE CONTACTOS | 183.93
PN1GB002 | PN1GB002 | POLO COMPLETO | 1224.12
PN1GB101 | PN1GB101 | POLO MOVEL | 728.07
PN1GB50 | PN1GB50 | CAM SOPR GB | 409.79
PN1GB80 | PN1GB80 | JOGO DE CONTACTOS | 374.1
PN1HB001 | PN1HB001 | POLO COMPLETO | 1137.88
PN1HB80 | PN1HB80 | JOGO DE CONTACTOS | 530.66
PN1JB001 | PN1JB001 | POLO COMPLETO | 1444.77
PN1JB50 | PN1JB50 | CAMARA DE SOPRAGEM | 397.19
PN1JB80 | PN1JB80 | JOGO DE CONTACTOS | 715.52
PN1KB001 | PN1KB001 | POLO COMPLETO | Descontinuado
PN1KB101 | PN1KB101 | POLO MOVEL | 870
PN1KB80 | PN1KB80 | JOGO DE CONTACTOS | 784.91
PN5HB00 | PN5HB00 | POLO COMPL | 879.47
PNET1GB | PNET1GB | APC PROTECTNET WITH GIGABIT PR | 33.21
PNOTEPROC6-EC | PNOTEPROC6-EC | APC NOTEBOOK SURGE PROTECTOR FOR AC, PHO | 33.21
PNOTEPROC8-EC | PNOTEPROC8-EC | APC NOTEBOOK SURGE PROTECTOR FOR AC, PHO | 35
PORTALOG | PORTALOG | **PORTA QUAD.LOGIS 22 MODULOS | Sob Consulta
PORTALOGMC | PORTALOGMC | **PORTA LOGIS MATELCOMP | Sob Consulta
PRA06118 | PRA06118 | EXTENSAO PRAGMA 18 1F | 37.7
PRA06124 | PRA06124 | PRAGMA INTERFACE 24 1 F | 95.91
PRA06218 | PRA06218 | EXTENSAO PRAGMA 18 2F | 43.89
PRA06224 | PRA06224 | PRAGMA INTERFACE 24 2 F | 121.44
PRA06318 | PRA06318 | EXTENSAO PRAGMA 18 3F | 56.7
PRA06324 | PRA06324 | PRAGMA INTERFACE 24 3 F | 136.65
PRA07118 | PRA07118 | PORTA PARA EXTENSAO PRAGMA 1F | 24.09
PRA07218 | PRA07218 | PORTA PARA EXTENSAO PRAGMA 2F | 27.16
PRA07318 | PRA07318 | PORTA PARA EXTENSAO PRAGMA 3F | 30.06
PRA13836 | PRA13836 | PRAGMA 6F 24 DE ENCASTRAR | 530.21
PRA15113 | PRA15113 | PORTA TRANSPARENTE PRAGMA 1F 13 | 25.09
PRA15118 | PRA15118 | PORTA TRANSPARENTE PRAGMA 1F 18 | 28.14
PRA15124 | PRA15124 | PORTA TRANSPARENTE PRAGMA 1F 24 | 125.57
PRA15213 | PRA15213 | PORTA TRANSPARENTE PRAGMA 2F 13 | 32.49
PRA15218 | PRA15218 | PORTA TRANSPARENTE PRAGMA 2F 18 | 35.87
PRA15224 | PRA15224 | PORTA TRANSPARENTE PRAGMA 2F 24 | 147.77
PRA15313 | PRA15313 | PORTA TRANSPARENTE PRAGMA 3F 13 | 42.58
PRA15318 | PRA15318 | PORTA TRANSPARENTE PRAGMA 3F 18 | 44.3
PRA15324 | PRA15324 | PORTA TRANSPARENTE PRAGMA 3F 24 | 191.81
PRA15413 | PRA15413 | PORTA TRANSPARENTE PRAGMA 4F 13 | 52.84
PRA15418 | PRA15418 | PORTA TRANSPARENTE PRAGMA 4F 18 | 54.4
PRA15424 | PRA15424 | PORTA TRANSPARENTE PRAGMA 4F 24 | 195.69
PRA15524 | PRA15524 | PORTA TRANSPARENTE PRAGMA 5F 24 | 242.87
PRA15624 | PRA15624 | PORTA TRANSPARENTE PRAGMA 6F 24 | 246.07
PRA16113 | PRA16113 | PORTA OPACA PRAGMA 1F 13 | 16.93
PRA16118 | PRA16118 | PORTA OPACA PRAGMA 1F 18 | 18.25
PRA16124 | PRA16124 | PORTA OPACA PRAGMA 1F 24 | 75.39
PRA16213 | PRA16213 | PORTA OPACA PRAGMA 2F 13 | 19.06
PRA16218 | PRA16218 | PORTA OPACA PRAGMA 2F 18 | 20.26
PRA16224 | PRA16224 | PORTA OPACA PRAGMA 2F 24 | 77.4
PRA16313 | PRA16313 | PORTA OPACA PRAGMA 3F 13 | 25.01
PRA16318 | PRA16318 | PORTA OPACA PRAGMA 3F 18 | 26.78
PRA16324 | PRA16324 | PORTA OPACA PRAGMA 3F 24 | 82.3
PRA16413 | PRA16413 | PORTA OPACA PRAGMA 4F 13 | 32.46
PRA16418 | PRA16418 | PORTA OPACA PRAGMA 4F 18 | 33.4
PRA16424 | PRA16424 | PORTA OPACA PRAGMA 4F 24 | 93.86
PRA16524 | PRA16524 | PORTA OPACA PRAGMA 5F 24 | 108.73
PRA16624 | PRA16624 | PORTA OPACA PRAGMA 6F 24 | 116.16
PRA25624 | PRA25624 | PRAGMA 6F 24 DE ENCASTRAR | Sob Consulta
PRA40113 | PRA40113 | PRAGMA 1F 13 DE ENCASTRAR | 75.13
PRA40118 | PRA40118 | PRAGMA 1F 18 DE ENCASTRAR | 80.23
PRA40124 | PRA40124 | PRAGMA 1F 24 DE ENCASTRAR | 226.57
PRA40213 | PRA40213 | PRAGMA 2F 13 DE ENCASTRAR | 92.89
PRA40218 | PRA40218 | PRAGMA 2F 18 DE ENCASTRAR | 91.12
PRA40224 | PRA40224 | PRAGMA 2F 24 DE ENCASTRAR | 269.18
PRA40313 | PRA40313 | PRAGMA 3F 13 DE ENCASTRAR | 107.24
PRA40318 | PRA40318 | PRAGMA 3F 18 DE ENCASTRAR | 107.24
PRA40324 | PRA40324 | PRAGMA 3F 24 DE ENCASTRAR | 313.14
PRA40413 | PRA40413 | PRAGMA 4F 13 DE ENCASTRAR | 133.41
PRA40418 | PRA40418 | PRAGMA 4F 18 DE ENCASTRAR | 140.84
PRA40424 | PRA40424 | PRAGMA 4F 24 DE ENCASTRAR | 389.75
PRA40524 | PRA40524 | PRAGMA 5F 24 DE ENCASTRAR | 433.75
PRA40624 | PRA40624 | PRAGMA 6F 24 DE ENCASTRAR | 530.21
PRA45113 | PRA45113 | PRAGMA 1F 13 SALIENTE | 67.69
PRA45118 | PRA45118 | PRAGMA 1F 18 SALIENTE | 72.29
PRA45124 | PRA45124 | PRAGMA 1F 24 SALIENTE | 200.16
PRA45213 | PRA45213 | PRAGMA 2F 13 SALIENTE | 83.14
PRA45218 | PRA45218 | PRAGMA 2F 18 SALIENTE | 91.04
PRA45224 | PRA45224 | PRAGMA 2F 24 SALIENTE | 228.71
PRA45313 | PRA45313 | PRAGMA 3F 13 SALIENTE | 102.35
PRA45318 | PRA45318 | PRAGMA 3F 18 SALIENTE | 102.35
PRA45324 | PRA45324 | PRAGMA 3F 24 SALIENTE | 259.75
PRA45413 | PRA45413 | PRAGMA 4F 13 SALIENTE | 114.67
PRA45418 | PRA45418 | PRAGMA 4F 18 SALIENTE | 133.26
PRA45424 | PRA45424 | PRAGMA 4F 24 SALIENTE | 320.21
PRA45524 | PRA45524 | PRAGMA 5F 24 SALIENTE | 361.1
PRA45624 | PRA45624 | PRAGMA 6F 24 SALIENTE | 441.33
PRA53718 | PRA53718 | PRAGMA 4F 18 ENCASTAR C- DLP | 220.12
PRA90001 | PRA90001 | KIT ASSOC P- PRAGMA SALIENTE 13 18 24 | 10.25
PRA90003 | PRA90003 | REFORCO METALICO EXTERNO DE ASSOCIACAO | 104.73
PRA90004 | PRA90004 | KIT ASSOCIACAO P- PRAGMA DE ENC 13M | 25.05
PRA90005 | PRA90005 | KIT ASSOCIACAO P- PRAGMA DE ENC 18 24M | 24.79
PRA90006 | PRA90006 | ECRA SEPARADOR 13 | 58.23
PRA90007 | PRA90007 | ECRA SEPARADOR 18 | 62.2
PRA90008 | PRA90008 | ECRA SEPARADOR 24 | 64.06
PRA90009 | PRA90009 | PLACAS DE FIXACAO SALIENTE 13 18 24 | 7.01
PRA90011 | PRA90011 | KIT FIX PAREDE GESSO CARTON 13 18 24M | 17.15
PRA90013G | PRA90013G | ESPELHO ABERTO 13M PRAGMA | 7.91
PRA90014G | PRA90014G | ESPELHO ABERTO 18M PRAGMA | 9.05
PRA90015G | PRA90015G | ESPELHO ABERTO 24M PRAGMA | 10.18
PRA90016G | PRA90016G | ESPELHO FECHADO 13M PRAGMA | 5.35
PRA90017G | PRA90017G | ESPELHO FECHADO 18 M PRAGMA | 6.42
PRA90018G | PRA90018G | ESPELHO FECHADO 24 M PRAGMA | 8.7
PRA90020G | PRA90020G | KIT OBT 13M/18M/24M (2un) PRAGMA | 8.1
PRA90021 | PRA90021 | KIT 10 BLANKING PLATES GWT750 GREY RAL70 | 7.74
PRA90031 | PRA90031 | PLATINA DE MONTAGEM NG160 | 63.15
PRA90032 | PRA90032 | PLATINA 13 MOD. | 18.3
PRA90033 | PRA90033 | PLATINA 18 MOD. | Descontinuado
PRA90034 | PRA90034 | PLATINA 24 MOD. | 27.19
PRA90035 | PRA90035 | LOTE 5 PORTA ETIQ 13M PRAGMA | 6.65
PRA90036 | PRA90036 | LOTE 5 PORTA ETIQ 18M PRAGMA | 7.57
PRA90037 | PRA90037 | LOTE 5 PORTA ETIQ 24M PRAGMA | 8.47
PRA90039 | PRA90039 | FECHADURA COM CHAVE 405 | 26.73
PRA90040 | PRA90040 | LOTE 2 PLACAS PASSA CABOS SAL 13 MOD | 8.61
PRA90041 | PRA90041 | LOTE 2 PLACAS PASSA CABOS SAL 18 MOD | 11.38
PRA90042 | PRA90042 | LOTE 2 PLACAS PASSA CABOS SAL 24 MOD | 9.71
PRA90043 | PRA90043 | LOTE DE 2 DOBRADICAS | 10.48
PRA90045 | PRA90045 | LOTE DE 2 TERMINAIS 50 MM2 | 13.99
PRA90046 | PRA90046 | LOTE DE 5 TERMINAIS 25MM2 | 24.99
PRA90047 | PRA90047 | LOTE DE 10 TERMINAIS 4X6 MM2 | 41.07
PRA90048 | PRA90048 | LOTE DE 4 KITS REPARTIDOR | 10.3
PRA90049 | PRA90049 | LOTE DE 10 KITS DE JUNCAO 2 PASSOS | 18.89
PRA90050 | PRA90050 | KIT DE JUNCAO 8 PASSOS | 7.7
PRA90051 | PRA90051 | SUPORTE DE BORNES | 9.35
PRA90052 | PRA90052 | LIGADOR TERRA - NEUTRO PARA TERMINAIS | 11.13
PRA90053 | PRA90053 | SUPORTE SPLIT NEUTRAL - INTER FILAS | 3.77
PRA90055 | PRA90055 | FECHADURA C- CHAVE 455 - 1242E - 2433A | 46.24
PRA90056 | PRA90056 | AD. MACHO-TR. MACHO 7MM E DUPLA B. 3MM | 20.14
PRA90057 | PRA90057 | CHASSIS SALIENTE 13 18 | 12.73
PRA90058 | PRA90058 | **CHASSIS SALIENTE 24 | 11.06
PRA90065 | PRA90065 | KIT 7 MODULOS PARA EXTENSAO | 91.22
PRA90066 | PRA90066 | PLACA FECHADA PARA EXTENSAO | 5.9
PRA90067 | PRA90067 | KIT MONT. TOM. INDUSTRIAIS P- EXTENSAO | 6.84
PRA90068 | PRA90068 | KIT MONTAGEM COMPACT PARA EXTENSAO | 84.22
PRA90069 | PRA90069 | ACESS P- MONT DISJ DLP DB EXTENSAO | Sob Consulta
PRA90079 | PRA90079 | KIT P- DB DISJ EDP- 24 SALIENTE | 121.54
PRA90080 | PRA90080 | KIT P- DB DISJ EDP 24 ENCASTRAR | 105.02
PRA90082 | PRA90082 | BOLSA PORTA ESQUEMAS | 10.99
PRA90083 | PRA90083 | KIT DE SELAGEM | 7.06
PRA90084 | PRA90084 | PLACA ENTRADA DE TUBOS 13 MÓD. | Sob Consulta
PRA91077 | PRA91077 | KIT DB DISJ EDP 24 SAL | 121.54
PRA91078 | PRA91078 | KIT DB DISJ EDP 24 ENC | 121.54
PS9-DCE | PS9-DCE | APC PROTECTNET RS-232 DB9 DCE | 28.21
PSWPAPRIME | PSWPAPRIME | PME-STD Base | Sob Consulta
PSWSA1YR | PSWSA1YR | PME-STD Base | 92.3
PTAG5A07 | PTAG5A07 | GALAXY 5000 EMPTY BATTERY | Sob Consulta
PTAG5A10 | PTAG5A10 | GALAXY 5000 EMPTY BATTERY | Sob Consulta
PTAG5DJT | PTAG5DJT | KIT DISJONCTEUR BATTERIE | Sob Consulta
PTASW003 | PTASW003 | **KIT DE 3 TI OUVERT 600/1 | Sob Consulta
PTASW017 | PTASW017 | **KIT DE 3 TI OUVERT 2000/1 | Sob Consulta
PTBG5002 | PTBG5002 | BATERIA SPRINTER P12V600 | Sob Consulta
PTBG5003 | PTBG5003 | BATERIA SPRINTER P12V875 | Sob Consulta
PTBG5004 | PTBG5004 | BATERIA SPRINTER P12V1220 | Sob Consulta
PTBG5005 | PTBG5005 | BATERIA SPRINTER P12V1575 | Sob Consulta
PTBG5006 | PTBG5006 | BATERIA SPRINTER P12V2130 | Sob Consulta
PTBG5008 | PTBG5008 | BATERIA ALCALINA EMISA/SAFT TIPO MP30 | Sob Consulta
PTBG5031 | PTBG5031 | BATERIA MARATHON L12V32 | Sob Consulta
PTBG5036 | PTBG5036 | BATERIA MARATHON L2V320 | Sob Consulta
PTBG5037 | PTBG5037 | BATERIA MARATHON XL12V50 | 99999.99
PTBG5038 | PTBG5038 | BATERIA MARATHON XL12V70 | 99999.99
PTBG5045 | PTBG5045 | **BATERIAS SONNENSCHEIN S12/27 | Sob Consulta
PTBG5059 | PTBG5059 | Bateria Sprinter XP6V2800 | 99999.99
PTBG5060 | PTBG5060 | BATERIA SPRINTER XP12V1800 | Sob Consulta
PTBG5061 | PTBG5061 | BATERIA SPRINTER XP12V2500 | Sob Consulta
PTBG5062 | PTBG5062 | BATERIA SPRINTER XP12V3000 | Sob Consulta
PTBG5063 | PTBG5063 | BATERIA SPRINTER XP12V3400 | 99999.99
PTBG5064 | PTBG5064 | BATERIA SPRINTER XP6V2800 | 99999.99
PTBG5065 | PTBG5065 | BATERIA SPRINTER XP12V4400FT | 99999.99
PTBG5071 | PTBG5071 | BATERIA MARATHON M12V105FT | 99999.99
PTBG5072 | PTBG5072 | BATERIA MARATHON M12V125FT | Sob Consulta
PTBG5073 | PTBG5073 | BATERIA MARATHON M12V155FT | 99999.99
PTBG5074 | PTBG5074 | BATERIA MARATHON M12V60FT | 99999.99
PTBG5075 | PTBG5075 | BATERIA MARATHON M12V35FT | 99999.99
PTBG5076 | PTBG5076 | BATERIA MARATHON M12V50FT | 99999.99
PTBG5077 | PTBG5077 | Bateria Marathon M12V190FT | 99999.99
PTBG5104 | PTBG5104 | BATERIA YUASA REW45-12 | 99999.99
PTBG5105 | PTBG5105 | BATERIA YUASA NP12-12I | Sob Consulta
PTBG5106 | PTBG5106 | BATERIA YUASA NP17-12I | Sob Consulta
PTBG5107 | PTBG5107 | Bateria YUASA NP38-12I 12v 38A/h | 99999.99
PTBG5108 | PTBG5108 | Baterias Yuasa NPL65-12I | 99999.99
PTBG5114 | PTBG5114 | BATERIA YUASA NP100-12 | Sob Consulta
PTBG5121 | PTBG5121 | BATERIA YUASA SWL750 | Sob Consulta
PTBG5122 | PTBG5122 | BATERIA YUASA SWL1100 | 99999.99
PTBG5125 | PTBG5125 | BATERIA YUASA SWL2500 | Sob Consulta
PTBG5126 | PTBG5126 | BATERIA YUASA SWL3300 | Sob Consulta
PTBG5200 | PTBG5200 | Bateria Gel 12V2OPZV100 | Sob Consulta
PTBG5201 | PTBG5201 | Bateria Yuasa NPH5-12 de 5 Ah 12 V | Sob Consulta
PTBG5202 | PTBG5202 | BATERIA CSB 12V 7,2A | 99999.99
PTD180 | PTD180 | TEMP. REPOUSO 1,8/180 SEG | 132.53
PTEL2 | PTEL2 | APC PROTECTNET TELECOM 2 LINE | 31.43
PTGB5073 | PTGB5073 | BATERIA MARATHON M12V50FT | 99999.99
PTGENA1AV2 | PTGENA1AV2 | **AV POWER CONDITIONER & BATTERY BACKUP | Sob Consulta
PTGENA1AV3 | PTGENA1AV3 | **AV ACCESSORIES | Sob Consulta
PTGENA1AV4 | PTGENA1AV4 | **AV PRO INTERCONNECTS | Sob Consulta
PTGENA1AV5 | PTGENA1AV5 | **AV POWER FILTER | Sob Consulta
PTGENA1BU1 | PTGENA1BU1 | **Back UPS | Sob Consulta
PTGENA1BU10 | PTGENA1BU10 | **BACK-UPS PRO | Sob Consulta
PTGENA1BU11 | PTGENA1BU11 | **BACK UPS ACCESSORIES | Sob Consulta
PTGENA1BU12 | PTGENA1BU12 | **APC CS | Sob Consulta
PTGENA1BU13 | PTGENA1BU13 | **APC ES | Sob Consulta
PTGENA1BU14 | PTGENA1BU14 | **Wall-mount Transfer Switches | Sob Consulta
PTGENA1BU2 | PTGENA1BU2 | **Back UPS ES | Sob Consulta
PTGENA1BU3 | PTGENA1BU3 | **Back UPS RS | Sob Consulta
PTGENA1BU4 | PTGENA1BU4 | **Back UPS HS | Sob Consulta
PTGENA1BU5 | PTGENA1BU5 | **Back UPS CS | Sob Consulta
PTGENA1BU6 | PTGENA1BU6 | **BACK-UPS LS | Sob Consulta
PTGENA1BU7 | PTGENA1BU7 | **Back UPS HI | Sob Consulta
PTGENA1BU8 | PTGENA1BU8 | **Back UPS BI | Sob Consulta
PTGENA1OS1 | PTGENA1OS1 | **OEM AND SPECIAL PRODUCTS | Sob Consulta
PTGENA1PC2 | PTGENA1PC2 | **APC RS | Sob Consulta
PTGENA1S11 | PTGENA1S11 | **SMART-UPS | Sob Consulta
PTGENA1S14 | PTGENA1S14 | **SMART-UPS BATTERY SYSTEMS | Sob Consulta
PTGENA1S15 | PTGENA1S15 | **SMART-UPS ACCESSORIES | Sob Consulta
PTGENA1S21 | PTGENA1S21 | SMART-UPS | Sob Consulta
PTGENA1S23 | PTGENA1S23 | SMART-UPS BATTERY SYSTEMS | Sob Consulta
PTGENA1S24 | PTGENA1S24 | SMART-UPS ACCESSORIES | Sob Consulta
PTGENA1S26 | PTGENA1S26 | Step-Down Transformer | Sob Consulta
PTGENA1S31 | PTGENA1S31 | **SMART-UPS ON-LINE | Sob Consulta
PTGENA1S34 | PTGENA1S34 | **SMART-UPS BATTERY SYSTEMS | Sob Consulta
PTGENA1S35 | PTGENA1S35 | **SMART-UPS ACCESSORIES | Sob Consulta
PTGENA1S36 | PTGENA1S36 | **SMART-UPS ON LINE ASSOCIATED SERVICES | Sob Consulta
PTGENA1SP1 | PTGENA1SP1 | **SURGEARREST PERFORMANCE | Sob Consulta
PTGENA1SP2 | PTGENA1SP2 | **SURGEARREST HOME/OFFICE | Sob Consulta
PTGENA1SP3 | PTGENA1SP3 | **SURGEARREST ESSENTIAL | Sob Consulta
PTGENA1SP6 | PTGENA1SP6 | **PROTECTNET | Sob Consulta
PTGENA1SP9 | PTGENA1SP9 | **LINE-R | Sob Consulta
PTGENA1SY1 | PTGENA1SY1 | **SYMMETRA | Sob Consulta
PTGENA1SY3 | PTGENA1SY3 | **SYMMETRA POWER MODULE | Sob Consulta
PTGENA1SY4 | PTGENA1SY4 | **MAINTENANCE BYPASS PANELS | Sob Consulta
PTGENA1SY5 | PTGENA1SY5 | **SYMMETRA BATTERY SYSTEMS | Sob Consulta
PTGENA1SY6 | PTGENA1SY6 | **SYMMETRA ACCESSORIES | Sob Consulta
PTGENA1SY7 | PTGENA1SY7 | **SYMMETRA 1PHASE ASSOCIATED SERVICES | Sob Consulta
PTGENA2AS1 | PTGENA2AS1 | **AIS 3000 | Sob Consulta
PTGENA2AS3 | PTGENA2AS3 | **AIS BATTERY SYSTEMS | Sob Consulta
PTGENA2AS4 | PTGENA2AS4 | **AIS ACCESSORIES | Sob Consulta
PTGENA2AS5 | PTGENA2AS5 | **AIS ASSOCIATED NON CONCURRENT SERVICES | Sob Consulta
PTGENA2CS11 | PTGENA2CS11 | **ACCESSORIES | Sob Consulta
PTGENA2CS12 | PTGENA2CS12 | **Condensers | Sob Consulta
PTGENA2CS13 | PTGENA2CS13 | **Fluid Coolers | Sob Consulta
PTGENA2CS14 | PTGENA2CS14 | **Heat Rejection Accessories | Sob Consulta
PTGENA2CS15 | PTGENA2CS15 | **InRoom Chilled Water | Sob Consulta
PTGENA2CS16 | PTGENA2CS16 | **InRoom Direct Expansion | Sob Consulta
PTGENA2CS17 | PTGENA2CS17 | **Rack Air Distribution | Sob Consulta
PTGENA2CS18 | PTGENA2CS18 | **Room Air Distribution | Sob Consulta
PTGENA2CS19 | PTGENA2CS19 | **Refrigerant Distribution | Sob Consulta
PTGENA2CS20 | PTGENA2CS20 | **Stulz | Sob Consulta
PTGENA2DR10 | PTGENA2DR10 | **InRow Chilled Water | Sob Consulta
PTGENA2DR11 | PTGENA2DR11 | **InRow Direct Expansion | Sob Consulta
PTGENA2DR12 | PTGENA2DR12 | **InRow Pumped Refrigerant | Sob Consulta
PTGENA2DR13 | PTGENA2DR13 | **Refrigerant Distribution | Sob Consulta
PTGENA2DR3 | PTGENA2DR3 | **RACK AIR DISTRIBUTION UNIT | Sob Consulta
PTGENA2DR6 | PTGENA2DR6 | **ACCESSORIES | Sob Consulta
PTGENA2DR7 | PTGENA2DR7 | **Chilled Water Distribution | Sob Consulta
PTGENA2DR8 | PTGENA2DR8 | **Cooling Distribution and Piping Access | Sob Consulta
PTGENA2DR9 | PTGENA2DR9 | **Heat Rejection Accessories | Sob Consulta
PTGENA2GA1 | PTGENA2GA1 | **GALAXY 3500 | Sob Consulta
PTGENA2GA2 | PTGENA2GA2 | **GALAXY 3500 Battery Systems | Sob Consulta
PTGENA2GA3 | PTGENA2GA3 | **GALAXY 3500 Auxiliaries | Sob Consulta
PTGENA2GA4 | PTGENA2GA4 | **GALAXY 3500 associated Services | Sob Consulta
PTGENA2GB1 | PTGENA2GB1 | GALAXY 4500i | Sob Consulta
PTGENA2GB2 | PTGENA2GB2 | GALAXY 4500i Battery Systems | Sob Consulta
PTGENA2GB3 | PTGENA2GB3 | GALAXY 4500i Auxiliaries | Sob Consulta
PTGENA2GB4 | PTGENA2GB4 | GALAXY 4500i Associated Services | Sob Consulta
PTGENA2GB5 | PTGENA2GB5 | GALAXY 7000 (<=200kVA) | Sob Consulta
PTGENA2GB6 | PTGENA2GB6 | GALAXY 7000 (<=200kVA) Battery Systems | Sob Consulta
PTGENA2GB7 | PTGENA2GB7 | GALAXY 7000 (<=200kVA) Auxiliaries | Sob Consulta
PTGENA2GB8 | PTGENA2GB8 | GALAXY 7000 (<=200kVA) Associated Servic | Sob Consulta
PTGENA2GB9 | PTGENA2GB9 | THIRD PARTY PROCUREMENT GP UPS 41-225kVA | Sob Consulta
PTGENA2GC1 | PTGENA2GC1 | **THIRD PARTY PROCUREMENT GP UPS >225kVA | Sob Consulta
PTGENA2GD1 | PTGENA2GD1 | **GALAXY 300 3/1 | Sob Consulta
PTGENA2GD2 | PTGENA2GD2 | **GALAXY 300 3/1 Battery Systems | Sob Consulta
PTGENA2GD3 | PTGENA2GD3 | **GALAXY 300 3/1 Auxiliaries | Sob Consulta
PTGENA2GD4 | PTGENA2GD4 | **GALAXY 300 3/1 Associated Services | Sob Consulta
PTGENA2GD5 | PTGENA2GD5 | **GALAXY 300 3/3 | Sob Consulta
PTGENA2GD8 | PTGENA2GD8 | **GALAXY 300 3/3 Associated Services | Sob Consulta
PTGENA2GD9 | PTGENA2GD9 | **THIRD PARTY PROCUREMENT Entry UPS 10-1 | Sob Consulta
PTGENA2GE1 | PTGENA2GE1 | **SurgeArrest Accessories | Sob Consulta
PTGENA2GE2 | PTGENA2GE2 | **THIRD PARTY PROCUREMENT Critical Power | Sob Consulta
PTGENA2GE3 | PTGENA2GE3 | **Commercial/Industrial Surge Suppressio | Sob Consulta
PTGENA2GE4 | PTGENA2GE4 | **Residential Hardwire Surge Suppression | Sob Consulta
PTGENA2GE5 | PTGENA2GE5 | **Fuel Cells and Generators | Sob Consulta
PTGENA2GS1 | PTGENA2GS1 | **STANDBY POWER GENERATION | Sob Consulta
PTGENA2GS2 | PTGENA2GS2 | **INFRASTRUCTURE POWER DISTRIBUTION | Sob Consulta
PTGENA2GS3 | PTGENA2GS3 | **THIRD PARTY PROCUREMENT POWER GENERATI | Sob Consulta
PTGENA2GS4 | PTGENA2GS4 | **Power Generation Accessories | Sob Consulta
PTGENA2GS5 | PTGENA2GS5 | **Smart Distribution Panel with ATS | Sob Consulta
PTGENA2PD1 | PTGENA2PD1 | **CONFIGURABLE POWER ACCESSORIES | Sob Consulta
PTGENA2PD2 | PTGENA2PD2 | **POWER CORDS | Sob Consulta
PTGENA2PD5 | PTGENA2PD5 | **CONFIGURABLE POWER DISTRIBUTION | Sob Consulta
PTGENA2PD6 | PTGENA2PD6 | **Service Bypass Panels | Sob Consulta
PTGENA2PD7 | PTGENA2PD7 | **MODULAR POWER DISTRIBUTION | Sob Consulta
PTGENA2PD8 | PTGENA2PD8 | **MODULAR POWER ACCESSORIES | Sob Consulta
PTGENA2RA10 | PTGENA2RA10 | **Cable Management | Sob Consulta
PTGENA2RA11 | PTGENA2RA11 | **Data Distribution Cable | Sob Consulta
PTGENA2RA12 | PTGENA2RA12 | **Mounting Hardware | Sob Consulta
PTGENA2RA13 | PTGENA2RA13 | **Specialty Enclosures | Sob Consulta
PTGENA2RA3 | PTGENA2RA3 | **OPEN FRAME RACKS | Sob Consulta
PTGENA2RA4 | PTGENA2RA4 | **CONSOLES AND KVM SWITCHES | Sob Consulta
PTGENA2RA5 | PTGENA2RA5 | **Airflow Management | Sob Consulta
PTGENA2RA6 | PTGENA2RA6 | **NetShelter SX | Sob Consulta
PTGENA2RA7 | PTGENA2RA7 | **NetShelter VL | Sob Consulta
PTGENA2RA8 | PTGENA2RA8 | **Rack Components | Sob Consulta
PTGENA2RA9 | PTGENA2RA9 | **Raised Floor Panels | Sob Consulta
PTGENA2RD2 | PTGENA2RD2 | **Metered Rack PDU | Sob Consulta
PTGENA2RD3 | PTGENA2RD3 | **Power Cords | Sob Consulta
PTGENA2RD4 | PTGENA2RD4 | **Rack PDU Accessories | Sob Consulta
PTGENA2RD5 | PTGENA2RD5 | **Switched Rack PDU | Sob Consulta
PTGENA2RD6 | PTGENA2RD6 | **Basic Rack PDU | Sob Consulta
PTGENA2S41 | PTGENA2S41 | **SMART UPS VT | Sob Consulta
PTGENA2S42 | PTGENA2S42 | **SMART-UPS BATTERY SYSTEMS | Sob Consulta
PTGENA2S43 | PTGENA2S43 | **SMART-UPS ACCESSORIES | Sob Consulta
PTGENA2S44 | PTGENA2S44 | **SMART-UPS 3PHASE ASSOCIATED SERVICES | Sob Consulta
PTGENA2SC2 | PTGENA2SC2 | **ACCESSORIES | Sob Consulta
PTGENA2SC3 | PTGENA2SC3 | **InRack Direct Expansion | Sob Consulta
PTGENA2SC4 | PTGENA2SC4 | **Rack Air Distribution | Sob Consulta
PTGENA2SL1 | PTGENA2SL1 | **SILCON | Sob Consulta
PTGENA2SL2 | PTGENA2SL2 | **SILCON BATTERY SYSTEMS | Sob Consulta
PTGENA2SL3 | PTGENA2SL3 | **SILCON ACCESSORIES | Sob Consulta
PTGENA2SL4 | PTGENA2SL4 | **SILCON ASSOCIATED NON CONCURRENT SERVI | Sob Consulta
PTGENA2SM1 | PTGENA2SM1 | **SYMMETRA MW | Sob Consulta
PTGENA2SM2 | PTGENA2SM2 | **SYMMETRA MW BATTERY SYSTEMS | Sob Consulta
PTGENA2SM3 | PTGENA2SM3 | **SYMMETRA MW ACCESSORIES | Sob Consulta
PTGENA2SM4 | PTGENA2SM4 | **SYMMETRA M Serie ASSOCIATED SERVICES | Sob Consulta
PTGENA2SM5 | PTGENA2SM5 | **THIRD PARTY PROCUREMENT SYMMETRA (M Se | Sob Consulta
PTGENA2SY1 | PTGENA2SY1 | **SYMMETRA PX | Sob Consulta
PTGENA2SY2 | PTGENA2SY2 | **SYMMETRA PX BATTERY SYSTEMS | Sob Consulta
PTGENA2SY3 | PTGENA2SY3 | **SYMMETRA PX ACCESSORIES | Sob Consulta
PTGENA2SY5 | PTGENA2SY5 | **SYMMETRA 3PHASE ASSOCIATED SERVICES | Sob Consulta
PTGENA2SY7 | PTGENA2SY7 | **THIRD PARTY PROCUREMENT SYMMETRA (3Pha | Sob Consulta
PTGENASAE2 | PTGENASAE2 | **NETBOTZ ACCESS CONTROL | Sob Consulta
PTGENASAE4 | PTGENASAE4 | **NETBOTZ ACCESORIES | Sob Consulta
PTGENASDM4 | PTGENASDM4 | **Firmware Upgrades | Sob Consulta
PTGENASDM5 | PTGENASDM5 | **Wizards and Configurators | Sob Consulta
PTGENASDM6 | PTGENASDM6 | **Open Source Software | Sob Consulta
PTGENASDM7 | PTGENASDM7 | **Additional Management Cards and Option | Sob Consulta
PTGENASDS1 | PTGENASDS1 | **POWERCHUTE PERSONAL EDITION | Sob Consulta
PTGENASDS2 | PTGENASDS2 | **USB Cables | Sob Consulta
PTGENASDS3 | PTGENASDS3 | **Interface Cables | Sob Consulta
PTGENASDT1 | PTGENASDT1 | **INFRASTRUXURE CENTRAL | Sob Consulta
PTGENASDT2 | PTGENASDT2 | **CAPACITY MANAGEMENT | Sob Consulta
PTGENASDT3 | PTGENASDT3 | **CHANGE MANAGEMENT | Sob Consulta
PTGENASDT5 | PTGENASDT5 | **OPERATION MANAGEMENT | Sob Consulta
PTGENASDT6 | PTGENASDT6 | **ENERGY MANAGEMENT | Sob Consulta
PTGENASEM1 | PTGENASEM1 | **UPS NETWORK MANAGEMENT CARDS | Sob Consulta
PTGENASES1 | PTGENASES1 | **POWERCHUTE NETWORK SHUTDOWN | Sob Consulta
PTGENASES2 | PTGENASES2 | **POWERCHUTE BUSINESS EDITION | Sob Consulta
PTGENASES3 | PTGENASES3 | **MANAGEMENT PLATFORM INTEGRATION | Sob Consulta
PTGENASPE10 | PTGENASPE10 | **NetBotz 400 | Sob Consulta
PTGENASPE11 | PTGENASPE11 | **NetBotz 500 | Sob Consulta
PTGENASPE4 | PTGENASPE4 | **SENSORS | Sob Consulta
PTGENASPE5 | PTGENASPE5 | **Security Cameras | Sob Consulta
PTGENASPE6 | PTGENASPE6 | **NetBotz Licences | Sob Consulta
PTGENASPE7 | PTGENASPE7 | **NetBotz Central | Sob Consulta
PTGENASPE8 | PTGENASPE8 | **NetBotz 200 | Sob Consulta
PTGENASPE9 | PTGENASPE9 | **NetBotz 300 | Sob Consulta
PTGENASRA2 | PTGENASRA2 | **CONSOLES AND KVM SWITCHES | Sob Consulta
PTGENASRA3 | PTGENASRA3 | **Ethernet Switches | Sob Consulta
PTGENP1S01 | PTGENP1S01 | **3Phases Communications Cards | Sob Consulta
PTGENP1S03 | PTGENP1S03 | **Power cables | Sob Consulta
PTGENP1S04 | PTGENP1S04 | **Software | Sob Consulta
PTGENP2A31 | PTGENP2A31 | **COMET 3000 3/1 | Sob Consulta
PTGENP2A34 | PTGENP2A34 | **COMET 3000 3/1 Battery Systems | Sob Consulta
PTGENP2A35 | PTGENP2A35 | **COMET 3000 Auxiliaries | Sob Consulta
PTGENP2A36 | PTGENP2A36 | **COMET 3000 Associated Services | Sob Consulta
PTGENP2A41 | PTGENP2A41 | **COMET 3000 3/3 | Sob Consulta
PTGENP2A46 | PTGENP2A46 | **COMET 3000 3/3 Battery Systems | Sob Consulta
PTGENP2A51 | PTGENP2A51 | **COMET DX 3/1 | Sob Consulta
PTGENP2A52 | PTGENP2A52 | **COMET DX 3/1 Battery Systems | Sob Consulta
PTGENP2A53 | PTGENP2A53 | **COMET DX 3/1 Auxiliaries | Sob Consulta
PTGENP2B01 | PTGENP2B01 | GALAXY PW | Sob Consulta
PTGENP2B02 | PTGENP2B02 | GALAXY PW US | Sob Consulta
PTGENP2B03 | PTGENP2B03 | **GALAXY 1000 PW | Sob Consulta
PTGENP2B04 | PTGENP2B04 | GALAXY PW HARMONY | Sob Consulta
PTGENP2B05 | PTGENP2B05 | THM GALAXY PW | Sob Consulta
PTGENP2B06 | PTGENP2B06 | GALAXY PW Battery Systems | Sob Consulta
PTGENP2B07 | PTGENP2B07 | GALAXY PW Auxiliaries | Sob Consulta
PTGENP2B08 | PTGENP2B08 | GALAXY PW Associated Services | Sob Consulta
PTGENP2C01 | PTGENP2C01 | **GALAXY 3000 | Sob Consulta
PTGENP2C05 | PTGENP2C05 | **GALAXY 3000 Battery Systems | Sob Consulta
PTGENP2C06 | PTGENP2C06 | **GALAXY 3000 Auxiliaries | Sob Consulta
PTGENP2C07 | PTGENP2C07 | **GALAXY 3000 Associated Services | Sob Consulta
PTGENP2G01 | PTGENP2G01 | **EPS 6000 | Sob Consulta
PTGENP2G09 | PTGENP2G09 | **EPS 7000 | Sob Consulta
PTGENP2G10 | PTGENP2G10 | **EPS 8000 | Sob Consulta
PTGENP2G16 | PTGENP2G16 | **EPS Battery Systems | Sob Consulta
PTGENP2G17 | PTGENP2G17 | **EPS Auxiliaries | Sob Consulta
PTGENP2G18 | PTGENP2G18 | **EPS Associated Services | Sob Consulta
PTGENP2L02 | PTGENP2L02 | **CABINET POWER DISTRIBUTION | Sob Consulta
PTGENP2O01 | PTGENP2O01 | **UPSILON STS | Sob Consulta
PTGENP2O02 | PTGENP2O02 | **UPSILON STS IP00 | Sob Consulta
PTGENP2O03 | PTGENP2O03 | **EPSILON STS US | Sob Consulta
PTGENP2O05 | PTGENP2O05 | **UPSILON / EPSILON Auxiliaries | Sob Consulta
PTGENP2O06 | PTGENP2O06 | **UPSILON/EPSILON STS Associated Service | Sob Consulta
PTGENP2P03 | PTGENP2P03 | **UPS02 Others associated Services | Sob Consulta
PTGENP2QA1 | PTGENP2QA1 | GALAXY 4000 US | Sob Consulta
PTGENP2QA3 | PTGENP2QA3 | GALAXY 4000 US Battery Systems | Sob Consulta
PTGENP2QA4 | PTGENP2QA4 | GALAXY 4000 US Auxiliaries | Sob Consulta
PTGENP2QA5 | PTGENP2QA5 | GALAXY 4000 Associated Services | Sob Consulta
PTGENP2QB1 | PTGENP2QB1 | GALAXY 5000 | Sob Consulta
PTGENP2QB2 | PTGENP2QB2 | GALAXY 5000 Battery Systems | Sob Consulta
PTGENP2QB3 | PTGENP2QB3 | GALAXY 5000 Auxiliaries | Sob Consulta
PTGENP2QB4 | PTGENP2QB4 | GALAXY 5000 Associated Services | Sob Consulta
PTGENP2QB5 | PTGENP2QB5 | GALAXY 5000 US | Sob Consulta
PTGENP2QC1 | PTGENP2QC1 | **GALAXY 6000 | Sob Consulta
PTGENP2QC2 | PTGENP2QC2 | **GALAXY 6000 Battery Systems | Sob Consulta
PTGENP2QC3 | PTGENP2QC3 | **GALAXY 6000 Auxiliaries | Sob Consulta
PTGENP2QC4 | PTGENP2QC4 | **GALAXY 6000 Associated Services | Sob Consulta
PTGENP2QC5 | PTGENP2QC5 | **GALAXY 6000 Pack Advance | Sob Consulta
PTGENP2QC6 | PTGENP2QC6 | **GALAXY 6000 NS | Sob Consulta
PTGENP2QC7 | PTGENP2QC7 | **GALAXY 6000 12P with Sinewave | Sob Consulta
PTGENP2QC8 | PTGENP2QC8 | **GALAXY 6000 12P without Sinewave | Sob Consulta
PTGENP2QD1 | PTGENP2QD1 | **GALAXY 7000 (>200kVA) | Sob Consulta
PTGENP2QD2 | PTGENP2QD2 | **GALAXY 7000 (>200kVA) Battery Systems | Sob Consulta
PTGENP2QD3 | PTGENP2QD3 | **GALAXY 7000 (>200kVA) Auxiliaries | Sob Consulta
PTGENP2QD4 | PTGENP2QD4 | **GALAXY 7000 (>200kVA) Associated Servi | Sob Consulta
PTGENP2QD6 | PTGENP2QD6 | **GALAXY 7000 NS | Sob Consulta
PTGENP2QD8 | PTGENP2QD8 | **GALAXY 7000 12P | Sob Consulta
PTGENP2QE1 | PTGENP2QE1 | **GALAXY 9000 | Sob Consulta
PTGENP2QE2 | PTGENP2QE2 | **GALAXY 9000 Battery Systems | Sob Consulta
PTGENP2QE3 | PTGENP2QE3 | **GALAXY 9000 Auxiliaries | Sob Consulta
PTGENP2QE4 | PTGENP2QE4 | **GALAXY 9000 Associated Services | Sob Consulta
PTGENP2QE6 | PTGENP2QE6 | **GALAXY 9000 NS | Sob Consulta
PTGENP2QE8 | PTGENP2QE8 | **GALAXY 9000 12P | Sob Consulta
PTGENP2V02 | PTGENP2V02 | **SINEWAVE 2 | Sob Consulta
PTGENP2V03 | PTGENP2V03 | **SINEWAVE DIDACTIQUE | Sob Consulta
PTGENP2V04 | PTGENP2V04 | **CLEANWAVE | Sob Consulta
PTGENP2V05 | PTGENP2V05 | **SINEWAVE/CLEANWAVE Auxiliaries | Sob Consulta
PTGENP2V06 | PTGENP2V06 | **SINEWAVE/ CLEANWAVE Associated Servic | Sob Consulta
PTGENP2W01 | PTGENP2W01 | **PLANET 3000 | Sob Consulta
PTGENP2W09 | PTGENP2W09 | **PLANET 3000 Auxiliaries | Sob Consulta
PTGENP2W10 | PTGENP2W10 | **PLANET 3000 Associated Services | Sob Consulta
PTGENP3A01 | PTGENP3A01 | AIR CONDITIONNING | Sob Consulta
PTGENP3B03 | PTGENP3B03 | RAISED FLOOR | Sob Consulta
PTGENP3B04 | PTGENP3B04 | **ENERGY GENERATION (GEN-SET) | Sob Consulta
PTGENP3B06 | PTGENP3B06 | **TVSS SURGE SUPPRESSOR | Sob Consulta
PTGENP3B07 | PTGENP3B07 | **400 Hz | Sob Consulta
PTGENP3B08 | PTGENP3B08 | **MICRO TURBINE | Sob Consulta
PTGENP3B09 | PTGENP3B09 | GENERATORS | Sob Consulta
PTGENP4G1 | PTGENP4G1 | **RBC - 1Ph- BATTERY REPLACEMENT | Sob Consulta
PTGENP4K2 | PTGENP4K2 | **BATTERY MONITORING (Hardware) | Sob Consulta
PTGENP4Q1 | PTGENP4Q1 | **THIRD PARTY PROCUREMENT GP UPS 10-40kV | Sob Consulta
PTUCM150 | PTUCM150 | **Comet S31 15 kVA 0 min | Sob Consulta
PTUG320L | PTUG320L | **Galaxy 3000 20 kva 15mn | Sob Consulta
PTUG5020 | PTUG5020 | GALAXY 5000 20 KVA | Sob Consulta
PTUG5040 | PTUG5040 | GALAXY 5000 40 KVA | Sob Consulta
PTUG5060 | PTUG5060 | GALAXY 5000 60 KVA | Sob Consulta
PTUG5080 | PTUG5080 | GALAXY 5000 80 KVA | Sob Consulta
PTUG5100 | PTUG5100 | GALAXY 5000 100 KVA | Sob Consulta
PTUG5120 | PTUG5120 | GALAXY 5000 120 KVA | Sob Consulta
PTUSW011 | PTUSW011 | **Sinewave Unitaire 90A | Sob Consulta
PTUSW012 | PTUSW012 | **Sinewave Parallele 120A | Sob Consulta
PZ42I-GR | PZ42I-GR | APC Power Strip, IEC C14 TO 4 CEE/3 | 16.79
PZ42IZ-GR | PZ42IZ-GR | APC Power Strip L, IEC C14 TO 4 CEE/3 | 24.29
QPFMSB-QGEN7791606 | QPFMSB-QGEN7791606 | SmartBunker FX 42U 5KVA UPS Air Cooled I | 99999.99
R9D32206 | R9D32206 | DISJ. DIF. RESI 9 1P+N 6A 30MA | 190.79
R9D32210 | R9D32210 | DISJ. DIF. RESI 9 1P+N 10A 30MA | 190.79
R9D32216 | R9D32216 | DISJ. DIF. RESI 9 1P+N 16A 30MA | 185.35
R9D32220 | R9D32220 | DISJ. DIF. RESI 9 1P+N 20A 30MA | 190.79
R9D32225 | R9D32225 | DISJ. DIF. RESI 9 1P+N 25A 30MA | 190.79
R9D32232 | R9D32232 | DISJ. DIF. RESI 9 1P+N 32A 30MA | 194.62
R9F64106 | R9F64106 | DISJ. Resi9 3KA 1P 6A | 7.38
R9F64110 | R9F64110 | DISJ. Resi9 3KA 1P 10A | 7.38
R9F64116 | R9F64116 | DISJ. Resi9 3KA 1P 16A | 7.38
R9F64120 | R9F64120 | DISJ. Resi9 3KA 1P 20A | 7.38
R9F64125 | R9F64125 | DISJ. Resi9 3KA 1P 25A | 7.38
R9F64132 | R9F64132 | DISJ. Resi9 3KA 1P 32A | 7.38
R9F64140 | R9F64140 | DISJ. Resi9 3KA 1P 40A | 7.38
R9F64206 | R9F64206 | DISJ. Resi9 3KA 2P 6A | 36.01
R9F64210 | R9F64210 | DISJ. Resi9 3KA 2P 10A | 32.16
R9F64216 | R9F64216 | DISJ. Resi9 3KA 2P 16A | 29.93
R9F64220 | R9F64220 | DISJ. Resi9 3KA 2P 20A | 33.28
R9F64225 | R9F64225 | DISJ. Resi9 3KA 2P 25A | 35.65
R9F64232 | R9F64232 | DISJ. Resi9 3KA 2P 32A | 36.17
R9F64240 | R9F64240 | DISJ. Resi9 3KA 2P 40A | 38.58
R9F64306 | R9F64306 | DISJ. Resi9 3KA 3P 6A | 49.09
R9F64310 | R9F64310 | DISJ. Resi9 3KA 3P 10A | 40.93
R9F64316 | R9F64316 | DISJ. Resi9 3KA 3P 16A | 40.6
R9F64320 | R9F64320 | DISJ. Resi9 3KA 3P 20A | 43.03
R9F64325 | R9F64325 | DISJ. Resi9 3KA 3P 25A | 43.7
R9F64332 | R9F64332 | DISJ. Resi9 3KA 3P 32A | 46.92
R9F64340 | R9F64340 | DISJ. Resi9 3KA 3P 40A | 47.85
R9F64406 | R9F64406 | DISJ. Resi9 3KA 4P 6A | 67.49
R9F64410 | R9F64410 | DISJ. Resi9 3KA 4P 10A | 65.41
R9F64416 | R9F64416 | DISJ. Resi9 3KA 4P 16A | 64.89
R9F64420 | R9F64420 | DISJ. Resi9 3KA 4P 20A | 66.14
R9F64425 | R9F64425 | DISJ. Resi9 3KA 4P 25A | 67.09
R9F64432 | R9F64432 | DISJ. Resi9 3KA 4P 32A | 67.48
R9F64440 | R9F64440 | DISJ. Resi9 3KA 4P 40A | 68.14
R9H13206 | R9H13206 | UNIDADE CONTROLO 13M | 51.91
R9H13387 | R9H13387 | 10 BLANKING PLATES RESI9 | 7.97
R9H13405 | R9H13405 | TERMINAL ISOLADO F/N 4 LIG | 7.13
R9H13405N | R9H13405N | TERMINAL ISOLADO N/N 4 LIG | 7.13
R9H13405P | R9H13405P | TERMINAL ISOLADO F/F 4 LIG | 7.13
R9H13411 | R9H13411 | TERMINAL ISOLADO F/N 7 LIG | 9.84
R9H13411N | R9H13411N | TERMINAL ISOLADO N/N 7 LIG | 10.19
R9H13411P | R9H13411P | TERMINAL ISOLADO F/F 7 LIG | 10.19
R9L16610 | R9L16610 | DST Resi 9 1P+N | 154.96
R9L16710 | R9L16710 | DST Resi 9 3P+N | 267.44
R9R11225 | R9R11225 | ID36mm 25A 30mA AC DOMAE BIC RESI9 NAC | 58.12
R9R11240 | R9R11240 | ID RESI 9 2P 40A 30MA | 60.92
R9R11263 | R9R11263 | ID RESI 9 2P 63A 30MA | 95.45
R9R11425 | R9R11425 | ID RESI 9 4P 25A 30MA | 85.52
R9R11440 | R9R11440 | ID RESI 9 4P 40A 30MA | 88.38
R9R11463 | R9R11463 | ID RESI 9 4P 63A 30MA AC | 131.65
R9R14225 | R9R14225 | ID RESI 9 2P 25A 300MA | 51.32
R9R14240 | R9R14240 | ID RESI 9 2P 40A 300MA | 55.38
R9R14263 | R9R14263 | ID RESI 9 2P 63A 300MA | 86.96
R9R14425 | R9R14425 | ID RESI 9 4P 25A 300MA | 61.23
R9R14440 | R9R14440 | ID RESI 9 4P 40A 300MA | 66.46
R9R14463 | R9R14463 | ID RESI 9 4P 63A 300MA | 90.22
R9R15263 | R9R15263 | ID RESI 9 2P 63A 300S MA | 121.8
R9R15463 | R9R15463 | ID RESI 9 4P 63A 300S MA | 126.28
R9S64125 | R9S64125 | INT. RESI 9 1P 25A | 8.18
R9S64140 | R9S64140 | INT. RESI 9 1P 40A | 10.27
R9S64163 | R9S64163 | INT. RESI 9 1P 63A | 10.76
R9S64225 | R9S64225 | INT. RESI 9 2P 25A | 15.65
R9S64240 | R9S64240 | INT. RESI 9 2P 40A | 17.04
R9S64263 | R9S64263 | INT. RESI 9 2P 63A | 22.3
R9S64325 | R9S64325 | INT. RESI 9 3P 25A | 24.79
R9S64340 | R9S64340 | INT. RESI 9 3P 40A | 23.59
R9S64363 | R9S64363 | INT. RESI 9 3P 63A | 29.73
R9S64425 | R9S64425 | INT. RESI 9 4P 25A | 29.5
R9S64440 | R9S64440 | INT. RESI 9 4P 40A | 33.44
R9S64463 | R9S64463 | INT. RESI 9 4P 63A | 42.17
REAL010B3A | REAL010B3A | **RHEAT ELEMENT 2,0-1,0KW 680MM | Sob Consulta
RM1XA001 | RM1XA001 | RELE PROTECCAO | 973.93
RM1XA0011 | RM1XA0011 | RELE PROTECCAO | 1037.59
RM1XA004 | RM1XA004 | RELE DE PROTEC | 990.84
RM1XA0061 | RM1XA0061 | RELE PROTECCAO | 1043.89
RM1XA010 | RM1XA010 | RELE DE PROTECCAO | 1112.9
RM1XA016 | RM1XA016 | RELE DE PROTECCAO | 1120.36
RM1XA025 | RM1XA025 | RELE DE PROTECCAO | 973.93
RM1XA0251 | RM1XA0251 | RELE DE PROTEC | 1037.59
RM1XA040 | RM1XA040 | RELE DE PROTECCAO | 976.03
RM1XA0401 | RM1XA0401 | RELE DE PROTEC | 1037.59
RM1XA063 | RM1XA063 | RELE DE PROTECCAO | 1110.8
RM1XA100 | RM1XA100 | RELE DE PROTECCAO | 919.84
RM1XA101 | RM1XA101 | RELE PROTECCAO | 1234.85
RM1XA160 | RM1XA160 | RELE PROTECCAO | 1112.9
RM1XA200 | RM1XA200 | RELE DE PROTEC\[O | 919.84
RM1XA315 | RM1XA315 | RELE DE PROTECCAO | 1106.49
RM1XA500 | RM1XA500 | RELE DE PROTECCAO | 1349.45
RM1ZG2 | RM1ZG2 | BLOCO OF P-RM1XA | 201.72
RM1ZH21 | RM1ZH21 | BLOCO NA-NF P-RM1 | 242.7
RM3601 | RM3601 | 0471 ACTUATOR 240V | 629.5
RS-03 | RS-03 | 3m NTC 10k Sensor 10pcs | 37.5
S260644 | S260644 | Saida de cabos 16-20A IP44 ODACE BR | 7.11
S520006 | S520006 | Simbolos coloridos Tomada Corrente (x10) | 25.22
S520033 | S520033 | Tomada Corrente 2P C/OBT | 4.65
S520037 | S520037 | Tomada 16A 2P+TTL c/ alv. Prot .Br | 5.39
S520039 | S520039 | TOMADA 2P+T FR LIG PF ODACE BR | 5.9
S520049 | S520049 | TOM 2P+T FR 4TxP C/OBT LIGAD | 8.29
S520057 | S520057 | Tomada 16A 2P+TTL c/ alv. Prot .Br Lig R | 4.8
S520059 | S520059 | TOMADA 2P+T FR ODACE BR | 5.39
S520099 | S520099 | TOMADA 2P+T FR LR ODACE BR | 6.24
S520201 | S520201 | Interruptor 10A Br | 3.9
S520203 | S520203 | Comutador 10A Br | 4.76
S520204 | S520204 | Comutador 10A Br | 5.2
S520205 | S520205 | Inversor 10A Br | 6.97
S520206 | S520206 | Botao de pressao 10A Br | 4.54
S520207 | S520207 | Botao de pressao p/ comando de estores 2 | 15.16
S520208 | S520208 | Interruptor p/ comando de estores 3 posi | 14.66
S520211 | S520211 | Comutador lustre 10A Br | 7.8
S520213 | S520213 | Comutador de escada duplo 10A c/ Led | 9.31
S520214 | S520214 | Comutador escada duplo 10A Br | 7.92
S520216 | S520216 | Botao de pressao duplo 10A Br | 6.07
S520227 | S520227 | Botao de pressao estores NA(1-2), STOP ( | 10.27
S520233 | S520233 | Comutador de controlo VMC 10A Br | 3.67
S520243 | S520243 | Comutador de controlo VMC 3 posicoes 6AX | 14.05
S520246 | S520246 | Botao de pressao 10A c/ simb campainha B | 6.06
S520256 | S520256 | Botao de pressao 10A c/ simb Luz Br | 6.06
S520262 | S520262 | Interruptor Bipolar 16A Br | 12.21
S520263 | S520263 | Comutador 10A c/ LED Br | 13.08
S520266 | S520266 | Botao de pressao 10A c/ suporte etiqueta | 8.66
S520273 | S520273 | Comutador 10A c/ LED + Comutador10A s/ L | 15.08
S520276 | S520276 | Botao de pressao c/ localiza?o LED 10A | 12.92
S520283 | S520283 | INT CARTAO 10A BR ODACE | 22.52
S520284 | S520284 | Comutador de escada + Bot Pressao (NA) 1 | 6.53
S520285 | S520285 | Comutador de escada + Bot Pressao 10A (N | 10.82
S520290 | S520290 | LED Laranja 1,5 mA, cabo | 10.64
S520291 | S520291 | LED Azul 0,15 mA, cabo | 9.77
S520292 | S520292 | LED Azul 0,15 mA plug&play (p/ interrupt | 6.68
S520293 | S520293 | LED Azul 5mA 12-48Vdc plug&play | 15.99
S520296 | S520296 | Botao de pressao c/ simbolo Luz e c/ LED | 12.93
S520297 | S520297 | Tecla c/ LED | 9.85
S520298 | S520298 | Tecla dupla c/ LED | 21.45
S520299 | S520299 | Acess?io p/ alterar interruptor para bo | 2.02
S520400 | S520400 | Centro p/ conector RJ45 | 3.79
S520404 | S520404 | Centro Fibra otica SC/APC simples Br | 3.92
S520405 | S520405 | Centro Fibra otica SC/APC dupla Br | 5.52
S520407 | S520407 | Tomada 2xUSB carregador 2,1A BR Odace | 102.08
S520408 | S520408 | Tomada USB 5VDC Br | 60.93
S520410 | S520410 | Centro p/ 2 conectores RJ45 | 6.23
S520440 | S520440 | Centro tomada TV/FM Br | 2.49
S520441 | S520441 | Centro tomada TV/FM-SAT Br | 2.49
S520445 | S520445 | TOMADA TV ODACE BR | 11.45
S520446 | S520446 | Tomada SAT ODACE BR | 19.52
S520451 | S520451 | Tomada TV/FM Unica Br | 19.66
S520452 | S520452 | Tomada TV/FM Terminal Br | 20.67
S520453 | S520453 | Tomada TV/FM Intermedia Br | 22
S520460 | S520460 | Tomada TV+FM+SAT Terminal (2 entrada) Br | 24.19
S520461 | S520461 | Tomada TV+FM+SAT Terminal (1 entrada) Br | 23.81
S520462 | S520462 | Tomada HDMI BR Odace | 76.27
S520463 | S520463 | TOMADA HD15 BR ODACE | 77.47
S520464 | S520464 | TOMADA RCAx3 BR ODACE | 97.57
S520471 | S520471 | Tomada RJ45 cat 5e UTP Br | 14.87
S520475 | S520475 | Tomada RJ45 cat6 UTP Br | 12.93
S520476 | S520476 | Tomada RJ45 cat6 STP blindada Br | 18.06
S520477 | S520477 | Tomada RJ45 Cat 6A STP | 23.47
S520481 | S520481 | Tomada dupla RJ45 cat5 UTP Br | 31.91
S520485 | S520485 | Tomada dupla RJ45 cat6 UTP Br | 23.98
S520486 | S520486 | Tomada dupla RJ45 cat6 STP Blindada Br | 35.48
S520487 | S520487 | TOMADA ALTIFALANTE S/G ODACE BR | 12.66
S520488 | S520488 | Tomada altifalante Br | 16.29
S520496 | S520496 | TOM TEL FR 8 CONT ODACE BR | 9.63
S520497 | S520497 | Tomada RJ12 - 6 contactos | 10.07
S520500 | S520500 | TERMOSTATO 5A BR | 131.86
S520501 | S520501 | Termostato eletronico 8A Br | 56.68
S520507 | S520507 | Termostato p/ solo radiante 10A Br | 75.93
S520509 | S520509 | Termostato Touch Display Odace | 199.83
S520511 | S520511 | Regulador-comut rotativo 40-600VA Br | 46.01
S520512 | S520512 | Regulador-comut rot LED 4-400VA Br Odace | 81.11
S520515 | S520515 | Regulador Universal 20-240VA Br | 68.12
S520518 | S520518 | Regulador-comut rotativo 10-100 VA Br | 83.07
S520524 | S520524 | Detector de movimento 2 cabos Br | 103.57
S520525 | S520525 | Detector movimento 10A Br | 120.93
S520535 | S520535 | Interruptor temporizado 8A Br | 102.46
S520560 | S520560 | Pulsador dimmer universal branco | 106.58
S520561 | S520561 | Botão pressão br | Sob Consulta
S520562 | S520562 | Pulsador de controle de persianas branco | 85.45
S520563 | S520563 | Controle de grupo com cena (2 fios) bran | 70.93
S520564 | S520564 | Controle central 4 grupos (3fios) branco | 86.6
S520565 | S520565 | Pulsador dimmer com cena branco | 114.08
S520566 | S520566 | Botão pressao elec br | 106.11
S520571 | S520571 | EMISSOR RF UNIVERSAL ODACE BR | 86.06
S520572 | S520572 | RECETOR RF 10A BR | 114.34
S520573 | S520573 | Modulo combinavel RF regulador 20-315 W | 235.4
S520574 | S520574 | Modulo combinavel RF estores 3A | 148.02
S520575 | S520575 | R. RF 315W 2 FIOS BRC | 144.39
S520577 | S520577 | Emissor bateria RF estores | 87.27
S520580 | S520580 | Campainha eletronica 230V Br | 86.04
S520583 | S520583 | Radio FM com alto-falante | 354.15
S520631 | S520631 | Porta-fusiveis 16A | 16.66
S520662 | S520662 | Saida de cabos 16A Br | 5.35
S520666 | S520666 | Tampa cega Br | 2.68
S520685 | S520685 | Besouro Br | 18.54
S520690 | S520690 | Kit Garras | 18.89
S520691 | S520691 | Kit garras extensao | 21.99
S520702 | S520702 | Quadro 1 elem STYL Br | 1.12
S520702C | S520702C | Quadro 1 Elem Cyan Odace | 1.82
S520702D | S520702D | Quadro 1 Elem Violeta Odace | 1.82
S520702E | S520702E | Quadro 1 elem STYL Alum | 4.47
S520702G | S520702G | Quadro 1 Elem Ambar Odace | 1.82
S520702H | S520702H | Quadro 1 Elem Verde Odace | 1.82
S520704 | S520704 | Quadro 2 elem STYL Br | 2.16
S520704C | S520704C | Quadro 2 Elem Cyan Odace | 2.56
S520704D | S520704D | Quadro 2 Elem Violeta Odace | 2.56
S520704E | S520704E | Quadro 2 elem STYL Alum | 6.82
S520704G | S520704G | Quadro 2 Elem Ambar Odace | 2.56
S520704H | S520704H | Quadro 2 Elem Verde Odace | 2.56
S520706 | S520706 | Quadro 3 elem STYL Br | 3.46
S520706C | S520706C | Quadro 3 Elem Cyan Odace | 3.82
S520706D | S520706D | Quadro 3 Elem Violeta Odace | 3.82
S520706E | S520706E | Quadro 3 elem STYL Alum | 9.68
S520706G | S520706G | Quadro 3 Elem Ambar Odace | 3.82
S520706H | S520706H | Quadro 3 Elem Verde Odace | 3.82
S520708 | S520708 | Quadro 4 elem STYL Br | 4.16
S520708C | S520708C | Quadro 4 Elem Cyan Odace | 4.94
S520708D | S520708D | Quadro 4 Elem Violeta Odace | 4.94
S520708E | S520708E | Quadro 4 elem STYL Alum | 12.83
S520708G | S520708G | Quadro 4 Elem Ambar Odace | 4.94
S520708H | S520708H | Quadro 4 Elem Verde Odace | 4.94
S520712 | S520712 | Quadro 1 elem STYL c/ Suporte Telem Br | 10.83
S520714 | S520714 | Espelho 2 Elem V57 Styl Branco ODACE BR | 2.76
S520716 | S520716 | Espelho 3 Elem V57 Styl Branco ODACE BR | 3.5
S520722 | S520722 | Quadro 1 elem STYL c/ Suporte Chave Br | 8.31
S520742 | S520742 | Quadro 1 elem STYL c/ Clip Br | 10.64
S520752 | S520752 | Quadro 1 elem STYL c/ Tampa Br | 10.88
S520762 | S520762 | Cx de superf. 1 Elem Styl | 4.16
S520764 | S520764 | Cx de superf. 2 Elem Styl | 8.39
S520772 | S520772 | Espelho 1 Elem Styl Branco IP44 | 12.35
S520802 | S520802 | Quadro 1 elem TOUCH Br | 2.08
S520802J | S520802J | Quadro 1 elem TOUCH Alum escovado | 9
S520802M | S520802M | Quadro 1 elem TOUCH Madeira Nordica | 10.19
S520802R | S520802R | Quadro 1 elem TOUCH Branco Translucido | 11.35
S520804 | S520804 | Quadro 2 elem TOUCH Br | 4.16
S520804J | S520804J | Quadro 2 elem TOUCH Alum escovado | 15.74
S520804M | S520804M | Quadro 2 elem TOUCH Madeira Nordica | 18.05
S520804R | S520804R | Quadro 2 elem TOUCH Branco Translucido | 20.75
S520806 | S520806 | Quadro 3 elem TOUCH Br | 6.7
S520806J | S520806J | Quadro 3 elem TOUCH Alum escovado | 23.12
S520806M | S520806M | Quadro 3 elem TOUCH Madeira Nordica | 25.43
S520806R | S520806R | Quadro 3 elem TOUCH Branco Translucido | 29.77
S520808 | S520808 | Quadro 4 elem TOUCH Br | 9.3
S520808J | S520808J | Quadro 4 elem TOUCH Alum escovado | 47.87
S520808M | S520808M | Quadro 4 elem TOUCH Madeira Nordica | 52.13
S520808R | S520808R | Quadro 4 elem TOUCH Branco Translucido | 62.26
S520900 | S520900 | Kit de pictogramas funcionales | 11.46
S520902W | S520902W | Odace You Evolutive Br 1 Elem | 5.48
S520904W | S520904W | Quadro 2el YOU Evolutive Br | 6.93
S520906W | S520906W | Quadro 3el YOU Evolutive Br | 11.14
S520908W | S520908W | Quadro 4el YOU Evolutive Br | 22.79
S521037 | S521037 | Tomada Monobloco 16A 2P+TTL c/ alv. Prot | 6.45
S521087 | S521087 | Tomada dupla Monobloco 16A 2P+TTL c/ alv | 15.09
S521087E | S521087E | Tomada dupla Monobloco 16A 2P+TTL c/alv. | 22.47
S521089 | S521089 | TOM 2x2P+T FR OBT Styl ODACE BR | 21.28
S525059 | S525059 | TOMADA 2P+T FR ODACE C/GARRAS BR | 5.39
S525666 | S525666 | TAMPA CEGA ODACE C/GARRAS BR | 4.16
S530037 | S530037 | Tom. 16A 2P+TTL c/ alv. Prot .Alum | 7.47
S530057 | S530057 | Tomada 16A 2P+TTL c/ alv. Prot .Alum | 6.38
S530059 | S530059 | TOMADA 2P+T FR ODACE ALUM | 6.8
S530201 | S530201 | Interruptor 10A Alum | 7.71
S530203 | S530203 | Comutador 10A Alum | 7.85
S530204 | S530204 | Comutador 10A Alum | 6.17
S530205 | S530205 | Inversor 10A Alum | 11.21
S530206 | S530206 | Botao de pressao 10A Alum | 5.65
S530207 | S530207 | Botao de pressao p/ comando de estores 2 | 19.56
S530208 | S530208 | Interruptor p/ comando de estores 3 pos | 20.01
S530211 | S530211 | Comutador lustre 10A Alum | 12.41
S530213 | S530213 | Comutador de esc.duplo 10A c/ Led Alum | 13.45
S530214 | S530214 | Comutador escada duplo 10A Alum | 10.99
S530216 | S530216 | Botao de pressao duplo 10A Alum | 11.13
S530227 | S530227 | Botao de pressao estores NA(1-2), STOP ( | 15.61
S530233 | S530233 | Comutador de controlo VMC 10A Alum | 9.02
S530243 | S530243 | Comutador de controlo VMC 3 posicoes 6AX | 20.62
S530246 | S530246 | BP 10A c/ simb campainha Alum | 8.58
S530256 | S530256 | Botao de pressao 10A c/simb Luz Alum | 7.36
S530262 | S530262 | Interruptor Bipolar 16A Alum | 14.21
S530263 | S530263 | Comutador 10A c/ LED Alum | 17.7
S530266 | S530266 | Botao de pressao 10A c/ suporte etiqueta | 11.22
S530273 | S530273 | Comutador 10A c/ LED + Comutador10A s/ L | 22.2
S530276 | S530276 | Botao de pressao c/ localiza?o LED 10A | 15.66
S530283 | S530283 | INTERR DE CARTÃO 10A ALU | 25.83
S530285 | S530285 | Comutador de escada + Bot Pressao 10A (N | 12.18
S530296 | S530296 | BP c/ simb Luz e c/ LED de sinal. Alum | 23.32
S530297 | S530297 | Tecla com visor sem LED | 7.76
S530298 | S530298 | Tecla dupla c/ visor sem l?pada LED | 11.75
S530404 | S530404 | Centro Fibra otica SC/APC simples Alum | 10.02
S530405 | S530405 | Odace Alu, prise optique 2 sorties, ?co | 10.43
S530407 | S530407 | Tomada 2xUSB carregador 2,1A Alum Odace | 112.29
S530408 | S530408 | Tomada USB 5VDC Alum | 56.73
S530440 | S530440 | Centro tomada TV/FM Alum | 5.52
S530441 | S530441 | Centro tomada TV/FM-SAT Alum | 5.46
S530445 | S530445 | TOMADA TV ODACE ALUM | 14.48
S530451 | S530451 | Tomada TV/FM Unica Alum | 22.46
S530452 | S530452 | Tomada TV/FM Terminal Alum | 26.23
S530453 | S530453 | Tomada TV/FM Intermedia Alum | 26.23
S530460 | S530460 | Tomada TV+FM+SAT Terminal (2 entrada) Al | 34.2
S530461 | S530461 | Tomada TV+FM+SAT Terminal (1 entrada) Al | 30.19
S530462 | S530462 | Tomada HDMI Alum Odace | 91.55
S530463 | S530463 | TOMADA HD15 ALUM ODACE | 92.96
S530464 | S530464 | TOMADA RCAx3 ALUM ODACE | 107.32
S530471 | S530471 | Tomada RJ45 cat 5e UTP Alum | 15.99
S530475 | S530475 | Tomada RJ45 cat6 UTP Alum | 17
S530476 | S530476 | Tomada RJ45 cat6 STP blindada Alum | 22.44
S530485 | S530485 | Toma 2xRJ45 cat. 6. UTP ALUM | 37.05
S530486 | S530486 | Tomada dupla RJ45 cat6 STP Blindada Alum | 38.89
S530487 | S530487 | TOMADA ALTIFALANTE S/G ODACE ALUM | 18.45
S530488 | S530488 | Tomada altifalante Alum | 19.58
S530496 | S530496 | TOM TEL FR 8 CONT ODACE ALUM | 12.41
S530497 | S530497 | Tom. RJ12 - 6 contactos Alum | 13.37
S530501 | S530501 | Termostato eletronico 8A Alum | 60.13
S530507 | S530507 | Termostato p/ solo radiante 10A Alum | 80.57
S530511 | S530511 | Regulador-comut 40-600VA Alum | 53.03
S530512 | S530512 | Regulador-comut rot LED 4-400VA Alum Oda | 84.64
S530515 | S530515 | Regulador Universal 20-240VA Alum | 85.06
S530518 | S530518 | Regulador-comut rotativo 10-100 VA Alum | 103.7
S530524 | S530524 | Detector de movimento 2 cabos Alum | 102.7
S530525 | S530525 | Detector movimento 10A Alum | 128.32
S530535 | S530535 | Interruptor temporizado 8A Alum | 108.76
S530570 | S530570 | KIT SIMB DE CENARIOS ALUM | 101.09
S530572 | S530572 | RECETOR RF 10A ALUM | 164.89
S530573 | S530573 | R. RF REG. D.20-315W ALUM | 183.74
S530574 | S530574 | R. RF ESTORES 3A ALUM | 159.81
S530575 | S530575 | R. RF 315W 2 FIOS ALU | 202.43
S530580 | S530580 | Campainha eletronica 230V Alum | 98.43
S530662 | S530662 | Saida de cabos 16A Alum | 9.35
S530666 | S530666 | Tampa cega Alum | 11.22
S530685 | S530685 | Besouro Alum | 28.5
S530802 | S530802 | Quadro 1 elem TOUCH ALUM | 5.1
S530802J | S530802J | Quadro 1 elem TOUCH ALUM Metal escovado | 12.34
S530802P | S530802P | Quadro 1 elem TOUCH ALUM Madeira Wengue | 14.11
S530802S | S530802S | Quadro 1 elem TOUCH ALUM Verde GeloTrans | 15.23
S530802V | S530802V | Quadro 1 elem TOUCH ALUM Pedra Ardosia | 16.18
S530804 | S530804 | Quadro 2 elem TOUCH ALUM | 7.43
S530804J | S530804J | Quadro 2 elem TOUCH ALUM Metal escovado | 20.98
S530804P | S530804P | Quadro 2 elem TOUCH ALUM Madeira Wengue | 23.03
S530804S | S530804S | Quadro 2 elem TOUCH ALUM Verde Gelo Tran | 26.77
S530804V | S530804V | Quadro 2 elem TOUCH ALUM Pedra Ardosia | 27.5
S530806 | S530806 | Quadro 3 elem TOUCH ALUM | 9.07
S530806J | S530806J | Quadro 3 elem TOUCH ALUM Metal escovado | 30.14
S530806P | S530806P | Quadro 3 elem TOUCH ALUM Madeira Wengue | 33.07
S530806S | S530806S | Quadro 3 elem TOUCH ALUM Verde Gelo Tran | 38.48
S530806V | S530806V | Quadro 3 elem TOUCH ALUM Pedra Ardosia | 42.16
S530808 | S530808 | Quadro 4 elem TOUCH ALUM | 17.26
S530808J | S530808J | Quadro 4 elem TOUCH ALUM Metal escovado | 46.97
S530808P | S530808P | Quadro 4 elem TOUCH ALUM Madeira Wengue | 53.37
S530808S | S530808S | Quadro 4 elem TOUCH ALUM Verde Gelo Tran | 61.78
S530808V | S530808V | Quadro 4 elem TOUCH ALUM Pedra Ardosia | 82.92
S530902W | S530902W | Quadro 1el YOU Evolutive Alum | 9.16
S530904W | S530904W | Quadro 2el YOU Evolutive Alum | 10.94
S530906W | S530906W | Quadro 3el YOU Evolutive Alum | 16.85
S530908W | S530908W | Quadro 4el YOU Evolutive Alum | 27.91
S531037 | S531037 | TOM MB 16A 2P+TTL C/AP AL | 12.18
S540057 | S540057 | Tomada 16A 2P+TTL c/obt Ant | 6.38
S540204 | S540204 | Comutador 10A Ant | 7.46
S540246 | S540246 | BP 10A c/ simb campainha Ant | 10.36
S540408 | S540408 | Tomada USB 5VDC Ant | 73.69
S540560 | S540560 | Botão dimmer univ antr | Sob Consulta
S540562 | S540562 | Botão press persinas antr | Sob Consulta
S540565 | S540565 | Botão dim c/cena antr | Sob Consulta
S540706 | S540706 | Espelho Styl 3 Elm Antracite | 11.61
S540802 | S540802 | Quadro 1 elem TOUCH Ant | 4.75
S540802J | S540802J | 1G Antracito Alum escovado | 14.91
S540802P4 | S540802P4 | 1G Antracita Cebra negra | 17.06
S540804 | S540804 | Quadro 2 elem TOUCH Ant | 6.91
S540806 | S540806 | Quadro 1 elem TOUCH Ant | 8.44
SBB160KH | SBB160KH | **160KW BATTERY BREAKER BOX | 2354.63
SBP10KRMI4U | SBP10KRMI4U | APC Service Bypass Panel- 230V,100A | 1485.71
SBP1500RMI | SBP1500RMI | APC SERVICE BYPASS PANEL 230V 10A | 301.43
SBP16KP | SBP16KP | Service Bypass Panel- 200/208/240V 100A | 1464.29
SBP16KRMI4U | SBP16KRMI4U | SBP16KRMI4U / APC Service Bypass Panel- | 1542.86
SBP3000 | SBP3000 | APC Bypass manuel externe 3KVA pour Sma | 668.57
SBP3000RMHW | SBP3000RMHW | APC SERVICE BYPASS PDU, 230V 16AMP HARDW | 330
SBP3000RMI | SBP3000RMI | APC SERVICE Bypass PDU, 230V 16AMP W/ (6 | 340
SBP5000RMI2U | SBP5000RMI2U | APC Bypass manuel externe 5KVA pour Smar | 835.71
SBP80KHC1M1 | SBP80KHC1M1 | APC 80KW 400V 1 MOD. 1 MAIN SERV. BYPASS | 2858.33
SBP80KHCV1M1 | SBP80KHCV1M1 | **APC Smart-UPS VT Maint Bypass Panel 80 | 99999.99
SBPAR10K20H-WP | SBPAR10K20H-WP | Parallel maintenance Bypass Panel 400V | 1716.67
SBPAR30K40H-WP | SBPAR30K40H-WP | APC Parallel Maintenance Bypas | 1975
SBPAR3I30K40R2M2 | SBPAR3I30K40R2M2 | **Bypass for 2 UPS 3.1 30-40kVA | Sob Consulta
SBPSU10K20HC1M1-WP | SBPSU10K20HC1M1-WP | APC Smart-UPS VT Maintenance Bypass Pane | 466.67
SBPSU30K40HC1M1- | SBPSU30K40HC1M1- | **SBPSU30K40HC1M1-WP - APC Smar | Sob Consulta
SBPSU30K40HC1M1-WP | SBPSU30K40HC1M1-WP | Maintenance Bypass Panel 30-40kVA 400V | 706.67
SC1000 | SC1000 | **APC Smart-UPS SC 1000VA 120V - 2U Rack | Sob Consulta
SC2300E5045 | SC2300E5045 | FCU RELAY BOARD 220/240V | 104.2
SC3404E5045 | SC3404E5045 | FCU RELAY PK 4RO, 1SO, 4 INPUT | 82.8
SC3500E5045 | SC3500E5045 | FCU RELAY PK 5RO | 86.3
SC420 | SC420 | APC Smart-UPS SC 420VA 120V | 241.43
SC420I | SC420I | APC Smart UPS SC 420VA/260Watts | 205.71
SC450RMI1U | SC450RMI1U | APC Smart UPS SC 450VA/280Watts | 305.71
SC620I | SC620I | APC Smart UPS SC 620VA/390Watts | 308.57
SDAC0251 | SDAC0251 | AMICO DIRECT EXPANSION AIR COOLED UNIT | 99999.99
SDAC0251A | SDAC0251A | INROOM AMICO SDAC0251A | 99999.99
SDAC0351A | SDAC0351A | AMICO DIRECT EXPANSION 12,7kW | Sob Consulta
SDAC0501A | SDAC0501A | AMICO DIRECT EXPANSION AIR COOLED UNIT | Sob Consulta
SDAC0601A | SDAC0601A | AMICO DIRECT EXPANSION 18,1 kW | Sob Consulta
SDCC0200A | SDCC0200A | Air-cooled water chiller 7,2kW - 400V AM | 99999.99
SE100P0304 | SE100P0304 | **(SC)LAME RESSORT | Sob Consulta
SE300 | SE300 | **SOCLE DETECTEUR | Sob Consulta
SE300A | SE300A | **SOCLE DETECTEUR | Sob Consulta
SE300AF | SE300AF | **PLANNING SOCLE DETECTEUR | Sob Consulta
SE300F | SE300F | **PLANNING SOCLE DETECTEUR | Sob Consulta
SE310 | SE310 | **SOCLE 6 CONTACTS/VERROULLAG | Sob Consulta
SE310F | SE310F | **PLANNING SOCLE SE310 | Sob Consulta
SE7200C5045 | SE7200C5045 | ZONE CONTROLLER | 86.5
SE7200F5045 | SE7200F5045 | ZONE CONTROLLER | 101.1
SE7200F5045B | SE7200F5045B | BACNET ZONE CONTROLLER | 170.1
SE8350U0B00 | SE8350U0B00 | LWV FCU BN RH SLV SLV | 273.6
SE8350U0B11 | SE8350U0B11 | LWV FCU BN RH WHT WHT | 269.6
SE8350U5B00 | SE8350U5B00 | LWV FCU BN RH PIR SLV SLV | 341.3
SE8350U5B00P | SE8350U5B00P | RH, ZigBee, PIR, Low Voltage Fan Coil, S | 355.7
SE8350U5B11 | SE8350U5B11 | LWV FCU BN RH PIR WHT WHT | 337.9
SE8350U5B11P | SE8350U5B11P | RH, ZigBee, PIR, Low Voltage Fan Coil, W | 345
SE8650U0B11 | SE8650U0B11 | RTU HP IAQ BN RH WHT WHT | 294.5
SED-CO2-G-5045 | SED-CO2-G-5045 | Wireless CO2 Sensor with Room Temp and H | 274
SED-TRH-G-5045 | SED-TRH-G-5045 | Wireless Sensor with Room Temp and Humid | 80.6
SED-WIN-P-5045 | SED-WIN-P-5045 | Wireless Window Switch ZP | 79.1
SED-WMS-P-5045 | SED-WMS-P-5045 | SED Sensor Ocup parede ZiggPro | 73.7
SER8150R0B1194 | SER8150R0B1194 | Pana Net Con, RH, No PIR, SE Brand, R1R2 | 377.1
SER8150R5B1194 | SER8150R5B1194 | Pana Net Con, RH, PIR, SE Brand, R1R2 | 406.7
SER8350A0B00 | SER8350A0B00 | CTRL TERM EQ FC RH BN S/SI | 183.5
SER8350A0B11 | SER8350A0B11 | CTRL TERM EQ FC RH BN W/WH | 186.4
SER8350A5B00 | SER8350A5B00 | CTRL TERM EQ FC RH PIR BN S/SI | 239.2
SER8350A5B00P | SER8350A5B00P | RH, ZigBee, PIR, Line Voltage Fan Coil, | 228.7
SER8350A5B11 | SER8350A5B11 | CTRL TERM EQ FC RH PIR BN W/WH | 239.2
SER8350A5B11P | SER8350A5B11P | RH, ZigBee, PIR, Line Voltage Fan Coil, | 228.7
SEZ7260C5045B | SEZ7260C5045B | ZN SYS CTRL BACNET 2XFLTNG | 172.5
SFW1251 | SFW1251 | WATER FLOWSWITCH | 136.2
SK13444P50 | SK13444P50 | MINI QDROS 12MOD KAE P50 | 3286.37
SKGV2ME04P50 | SKGV2ME04P50 | DISJ MOT 0,40-0,63A P50 | 3574.1
SKGV2ME06P50 | SKGV2ME06P50 | DISJ MOT 1-1,6A P50 | 3826.45
SL0901192 | SL0901192 | EXT. BATTERY TERMINAL 10-20KW 400V | 93.15
SL0901282 | SL0901282 | **Gavetas, cabos p/baterias | Sob Consulta
SL0901651 | SL0901651 | **OPEN RACK, EXIDE TUDOR, FOR 64 PCS H4 | Sob Consulta
SL0901661 | SL0901661 | **BATTERIES, 64 X 12V 85-105AH | Sob Consulta
SL10KHB01 | SL10KHB01 | **APC Silcon 10kW 400V UPS w/ 3 Battery | Sob Consulta
SL120KH | SL120KH | **APC Silcon 120kW 400V UPS | Sob Consulta
SL20KH | SL20KH | **APC Silcon 20kW 400V UPS | Sob Consulta
SL20KHB1 | SL20KHB1 | **APC Silcon 20kW 400V UPS w/ 1 BPI | Sob Consulta
SL240KH | SL240KH | **APC SILCON 240KW 400V UPS | Sob Consulta
SL240KH-BPC | SL240KH-BPC | **APC Silcon 240kW 400V UPS w/ Backfeed | Sob Consulta
SL320KH | SL320KH | **APC Silcon 320kW 400V UPS | Sob Consulta
SL60KH | SL60KH | **APC SILCON 60KW 400V UPS | 21778.13
SL80KH | SL80KH | **APC Silcon 80kW 400V UPS | 26038.87
SLCV0815X3A | SLCV0815X3A | **EL. HEAT C. KIT 2-3KW 230/1N/50 SD. / | Sob Consulta
SLCV102X3A | SLCV102X3A | **KIT CABLE CONNECTION TO GROUND HEATERS | Sob Consulta
SMC1000I | SMC1000I | APC Smart-UPS C 1000VA LCD 230V | Sob Consulta
SMC1000I-2U | SMC1000I-2U | Smart-UPS C 1000VA 2U Rack mountable LCD | Sob Consulta
SMC1000I-2UC | SMC1000I-2UC | Smart-UPS C 1000VA LCD RM 2U 230V with S | 654.29
SMC1000IC | SMC1000IC | Smart-UPS C 1000VA LCD 230V with SmartC | 481.43
SMC1500I | SMC1500I | APC Smart-UPS C 1500VA LCD 230V | 99999.99
SMC1500I-2U | SMC1500I-2U | APC Smart-UPS C 1500VA 2U RM LCD 230V | 99999.99
SMC1500I-2UC | SMC1500I-2UC | Smart-UPS C 1500VA LCD RM 2U 230V with S | 830
SMC1500IC | SMC1500IC | Smart-UPS C 1500VA LCD 230V with SmartC | 641.43
SMT1000 | SMT1000 | APC Smart-UPS 1000VA LCD 120V | 758.57
SMT1000I | SMT1000I | APC Smart-UPS 1000VA LCD 230V | 99999.99
SMT1000IC | SMT1000IC | Smart-UPS 1000VA LCD 230V with SmartC | 560
SMT1000RMI2U | SMT1000RMI2U | APC Smart-UPS 1000VA LCD RM 2U 230V | 99999.99
SMT1000RMI2UC | SMT1000RMI2UC | Smart-UPS 1000VA LCD RM 2U 230V with Sma | 781.43
SMT1500 | SMT1500 | APC SMART UPS 1500VA | 99999.99
SMT1500I | SMT1500I | APC Smart-UPS 1500VA LCD 230V | 99999.99
SMT1500IC | SMT1500IC | Smart-UPS 1500VA LCD 230V SmartC | 758.57
SMT1500R2I-6W | SMT1500R2I-6W | APC Smart-UPS 1500VA LCD RM 2U 230V | 1087.14
SMT1500RM2U | SMT1500RM2U | APC Smart-UPS 1500VA | 1251.43
SMT1500RMI1U | SMT1500RMI1U | APC Smart-UPS 1500VA LCD RM 1U 230V | 1047.14
SMT1500RMI2U | SMT1500RMI2U | APC Smart-UPS 1500VA LCD RM 2U 230V | 99999.99
SMT1500RMI2UC | SMT1500RMI2UC | Smart-UPS 1500VA LCD RM 2U 230V SmartC | 980
SMT1500RMI2UNC | SMT1500RMI2UNC | APC Smart-UPS 1500VA LCD RM 2U 230V with | 1301.43
SMT2200I | SMT2200I | APC Smart-UPS 2200VA LCD 230V | 1207.85
SMT2200IC | SMT2200IC | Smart-UPS 2200VA LCD 230V with SmartC | 1194.29
SMT2200RMI2U | SMT2200RMI2U | APC Smart-UPS 2200VA LCD RM 2U 230V | 1699.99
SMT3000I | SMT3000I | APC Smart-UPS 3000VA LCD 230V | 1839.71
SMT3000IC | SMT3000IC | SMART UPS 3000VA LCD 230V | 1807.14
SMT3000RMI2U | SMT3000RMI2U | APC Smart-UPS 3000VA LCD RM 2U 230V | 2173.5
SMT3000RMI2UC | SMT3000RMI2UC | Smart-UPS 3000VA LCD RM 2U 230V with Sma | 2128.57
SMT3000RMI2UNC | SMT3000RMI2UNC | APC Smart-UPS 3000VA LCD RM 2U 230V with | 2478.57
SMT750 | SMT750 | APC Smart-UPS 750VA LCD 120V | 530.96
SMT750I | SMT750I | APC Smart-UPS 750VA LCD 230V | 398.99
SMT750IC | SMT750IC | Smart-UPS 750VA LCD 230V with SmartC | 390
SMT750RMI2U | SMT750RMI2U | APC Smart-UPS 750VA LCD RM 2U 230V | 591.5
SMT750RMI2UC | SMT750RMI2UC | Smart-UPS 750VA LCD RM 2U 230V with Smar | 574.29
SMVS1000CAI | SMVS1000CAI | Schneider Electric Easy UPS SMVS 1000VA | 278.39
SMVS1500CAI | SMVS1500CAI | Schneider Electric Easy UPS SMVS 1500VA | 358.97
SMVS2000CAI | SMVS2000CAI | Schneider Electric Easy UPS SMVS 2000VA | Sob Consulta
SMVS3000CAI | SMVS3000CAI | Schneider Electric Easy UPS SMVS 3000VA | 603.66
SMVS750CAI | SMVS750CAI | Schneider Electric Easy UPS SMVS 750VA 2 | 237.36
SMX040 | SMX040 | APC Smart-UPS X 120V Battery Pack Extens | 123.33
SMX1000I | SMX1000I | APC Smart-UPS X 1000VA Rack/Tower LCD 23 | 830
SMX120BP | SMX120BP | Smart UPSX120V External Battery Pack | 732.86
SMX120RMBP2U | SMX120RMBP2U | Smart-UPS X 120V External Battery Rack/T | 1007.14
SMX1500RMI2U | SMX1500RMI2U | APC Smart-UPS X 1500VA Rack/Tower LCD 23 | 1294.29
SMX1500RMI2UNC | SMX1500RMI2UNC | APC Smart-UPS X 1500VA Rack/Tower LCD 23 | 1792.86
SMX2200HV | SMX2200HV | APC Smart-UPS X 2200VA Rack/Tower LCD 20 | 1600
SMX2200HVNC | SMX2200HVNC | Smart-UPS X 2200VA Short Depth Tower/R | 2114.29
SMX2200RMHV2U | SMX2200RMHV2U | APC Smart-UPS X 2200VA Rack/Tower LCD | 2207.14
SMX3000HV | SMX3000HV | Smart-UPS X 3000VA Rack/Tower LCD 200 | 2085.71
SMX3000HVNC | SMX3000HVNC | APC Smart-UPS X 3000VA Short Depth Tow | 2607.14
SMX3000RMHV2U | SMX3000RMHV2U | APC Smart-UPS X 3000VA Rack/Tower | 2550
SMX3000RMHV2UNC | SMX3000RMHV2UNC | Smart-UPS X 3000VA Rack/Tower LCD w/NC | 2907.14
SMX48RMBP2U | SMX48RMBP2U | APC Smart-UPS X-Series 48V External Batt | 721.43
SMX750I | SMX750I | APC Smart-UPS X 750VA Rack/Tower LCD 230 | 625.71
SP-C | SP-C | Security Purpose Controller | 1118.9
SP-C-WEB | SP-C-WEB | Security Expert WEB Controller | 1113.9
SP-PSU-4A | SP-PSU-4A | Security Expert 12V 4A Offline Power Sup | 847.5
SP-RDM2 | SP-RDM2 | Door Expansion Module | 572.7
SR110KXIET | SR110KXIET | Schneider Electric On-Line UPS 10000VA 2 | 5142.86
SR1192XBP | SR1192XBP | Schneider Electric On-Line UPS 192V Batt | 1005.2
SR11KXIET | SR11KXIET | Schneider Electric On-Line UPS 1000VA 23 | 735.71
SR12KXIET | SR12KXIET | SE UPS, 3000VA, 230V | 1241.43
SR13KXIET | SR13KXIET | SE UPS, 3000VA, 230V with Pre-installed | 1930.77
SR148XBP | SR148XBP | Schneider Electric On-Line UPS 48V Batte | 772.03
SR15KDXIET | SR15KDXIET | UPS 5000VA 230V WITH PRE-INSTALLED | 3007.69
SR16KXIET | SR16KXIET | On-Line UPS, 6000VA, 230V with Pre-insta | 3346.15
SR18KXIET | SR18KXIET | UPS 8000VA 230V | 4233.34
SRT001 | SRT001 | APC Smart-UPS SRT 5kVA Output HW Kit | 248.57
SRT012 | SRT012 | Smart SRT 2200VA/3000VAHardwire Kit | 248.57
SRT1000RMXLI | SRT1000RMXLI | APC Smart-UPS SRT 1000VA RM 230V | 1165.71
SRT1000RMXLI-NC | SRT1000RMXLI-NC | APC Smart-UPS SRT 2200VA 230V | 1592.86
SRT1000XLI | SRT1000XLI | APC Smart-UPS SRT 1000VA 230V | 980
SRT10KRMXLI | SRT10KRMXLI | APC Smart-UPS SRT 10000VA RM 230V | 8042.86
SRT10KXLI | SRT10KXLI | APC Smart-UPS SRT 10000VA 230V | 7800
SRT1500RMXLI | SRT1500RMXLI | APC Smart-UPS SRT 1500VA RM 230V | 1411.43
SRT1500RMXLI-NC | SRT1500RMXLI-NC | APC Smart-UPS SRT 1500VA RM 230V Network | 1885.71
SRT1500XLI | SRT1500XLI | APC Smart-UPS SRT 1500VA 230V | 1274.29
SRT192BP | SRT192BP | Smart-UPS SRT192V 5kVA and 6kVA Batt. | 1424.29
SRT192BP2 | SRT192BP2 | APC Smart-UPS SRT 192V 8kVA and 10kVA Ba | 1478.57
SRT192RMBP | SRT192RMBP | SMART 192V 5kVA/ 6kVA RM Batt. Pack | 1678.57
SRT192RMBP2 | SRT192RMBP2 | Smart 192V 8 and 10kVA RM Batt. Pack | 1735.71
SRT2200RMXLI | SRT2200RMXLI | APC Smart-UPS SRT 2200VA RM 230V | 1914.29
SRT2200RMXLI-NC | SRT2200RMXLI-NC | APC Smart-UPS SRT 2200VA 230V | 2357.14
SRT2200XLI | SRT2200XLI | APC Smart-UPS SRT 2200VA 230V | 1735.71
SRT3000RMXLI | SRT3000RMXLI | APC Smart-UPS SRT 3000VA RM 230V | 2992.86
SRT3000RMXLI-NC | SRT3000RMXLI-NC | APC Smart-UPS SRT 3000VA RM 230V Network | 3407.14
SRT3000XLI | SRT3000XLI | APC Smart-UPS SRT 3000VA 230V | 2807.14
SRT48BP | SRT48BP | APC Smart-UPS SRT 48V 1kVA 1.5kVA Batter | 825.71
SRT48RMBP | SRT48RMBP | Smart-UPS SRT 48V 1kVA 1.5kVA RM Battery | 1028.57
SRT5KRMXLI | SRT5KRMXLI | SMART UPS SRT 5000VA RM 230V | 4464.29
SRT5KRMXLI-6W | SRT5KRMXLI-6W | SMART UPS 5 KVA 230V RM W/ 6 YEAR W | 4828.57
SRT5KRMXLW-HW | SRT5KRMXLW-HW | APC Smart-UPS SRT 5000VA RM 208/230V HW | 4707.14
SRT5KXLI | SRT5KXLI | APC Smart-UPS SRT 5000VA 230V | 4228.57
SRT6KRMXLI | SRT6KRMXLI | SMART UPS SRT 6000VA RM 230V | 5164.29
SRT6KXLI | SRT6KXLI | APC Smart-UPS SRT 6000VA 230V | 4914.29
SRT72BP | SRT72BP | Smart-UPS SRT 72V 2.2kVA Battery Pack | 825.71
SRT72RMBP | SRT72RMBP | APC Smart-UPS SRT 72V 2.2kVA RM Bat. | 1011.43
SRT8KRMXLI | SRT8KRMXLI | APC Smart-UPS SRT 8000VA RM 230V | 6664.29
SRT8KXLI | SRT8KXLI | Onduleur Smart-UPS APC SRT 8000?VA 230 V | 6414.29
SRT96BP | SRT96BP | APC Smart-UPS SRT 96V 3kVA Battery Pac | 1152.86
SRT96RMBP | SRT96RMBP | APC Smart-UPS SRT 96V 3kVA RM Battery Pa | 1338.57
SRTL1000RMXLI | SRTL1000RMXLI | APC Smart-UPS SRT Li-Ion 1000VA RM 230V | 2078.57
SRTL1000RMXLI-NC | SRTL1000RMXLI-NC | APC Smart-UPS SRT Li-Ion 1000VA RM 230V | 2514.29
SRTL1500RMXLI-NC | SRTL1500RMXLI-NC | APC Smart-UPS SRT Li-Ion 1500VA RM 230V | 2892.86
SRTL2200RMXLI-NC | SRTL2200RMXLI-NC | APC SMART-UPS SRT LI-ION 2200VA RM 230V | 3521.43
SRTL3000RMXLI | SRTL3000RMXLI | APC SMART-UPS SRT LI-ION 3000VA RM 230V | 4664.29
SRTL3000RMXLI-NC | SRTL3000RMXLI-NC | APC SMART-UPS SRT LI-ION 3000VA RM 230V | 5092.86
SRTRK1 | SRTRK1 | Kit de Guias APC 1U | 217.14
SRTRK2 | SRTRK2 | APC Smart-UPS SRT 19p Rail Kit for Sma | 241.43
SRTRK3 | SRTRK3 | APC 2-Post Mount Rail Kit Smart-UPS SRT | 182.86
SRTRK4 | SRTRK4 | Smart-UPS SRT 19Rail Kit for SRT 2.2/3 | 187.14
SRVS10KI | SRVS10KI | SRVS 10000VA 230V | 3369.96
SRVS10KIL | SRVS10KIL | SRVS 10000VA 230V with External Battery | 4131.87
SRVS10KRIRK | SRVS10KRIRK | SE Easy UPS SRVS RM 10000VA 230V with R | 3465.2
SRVS192RBP-7A | SRVS192RBP-7A | SE Easy UPS SRVS 192V RM Battery Pack fo | 955.31
SRVS192RBP-9A | SRVS192RBP-9A | SE Easy UPS SRVS 192V RM Battery Pack fo | 1049.08
SRVS1KI | SRVS1KI | SRVS 1000VA 230V | 443.96
SRVS1KIL | SRVS1KIL | SRVS 1000VA 230V with External Battery P | 632.97
SRVS1KRI | SRVS1KRI | Schneider Electric Easy UPS SRV RM 1000V | 471.79
SRVS1KRIRK | SRVS1KRIRK | SE Easy UPS SRVS RM 1000VA 230V with Ra | 487.91
SRVS240BP-9A | SRVS240BP-9A | SE Easy UPS SRVS 240V Battery Pack for 6 | 1183.88
SRVS240RLBP-9A | SRVS240RLBP-9A | SE Easy UPS SRVS 240V RM Battery Pack fo | 1305.49
SRVS2KI | SRVS2KI | SRVS 2000VA 230V | 745.79
SRVS2KIL | SRVS2KIL | SRVS 2000VA 230V with External Battery P | 1060.81
SRVS2KRI | SRVS2KRI | Schneider Electric Easy UPS SRV RM 2000V | 800
SRVS2KRIRK | SRVS2KRIRK | SE Easy UPS SRVS RM 2000VA 230V with Ra | 817.58
SRVS36BP-9A | SRVS36BP-9A | SE Easy UPS SRVS 36V Battery Pack for 1k | 338.46
SRVS3KI | SRVS3KI | SRVS 3000VA 230V | 974.36
SRVS3KIL | SRVS3KIL | SRVS 3000VA 230V with External Battery P | 1301.1
SRVS3KRI | SRVS3KRI | Schneider Electric Easy UPS SRV RM 3000V | 1056.41
SRVS3KRIRK | SRVS3KRIRK | SE Easy UPS SRVS RM 3kVA 230V + RailKit | 1073.99
SRVS6KI | SRVS6KI | SRVS 6000VA 230V | 1948.72
SRVS6KIL | SRVS6KIL | SRVS 6000VA 230V with External Battery P | 2432.23
SRVS6KRIRK | SRVS6KRIRK | SE Easy UPS SRVS RM 6000VA 230V with Ra | 2043.96
SRVS72BP-9A | SRVS72BP-9A | SE Easy UPS SRVS 72V Battery Pack for 2& | 608.06
SRVSPM10KIL | SRVSPM10KIL | Schneider Electric Easy UPS SRVS 10000VA | 2952.38
SRVSPM10KRI | SRVSPM10KRI | Schneider Electric Easy UPS SRVS RM 6000 | 2380.95
SRVSPM10KRIL | SRVSPM10KRIL | Schneider Electric Easy UPS SRVS RM 1000 | 3362.64
SRVSPM1KIL | SRVSPM1KIL | Schneider Electric Easy UPS SRVS 1000VA | 294.51
SRVSPM2KIL | SRVSPM2KIL | Schneider Electric Easy UPS SRVS 2000VA | 454.21
SRVSPM3KIL | SRVSPM3KIL | Schneider Electric Easy UPS SRVS 3000VA | 734.07
SRVSPM6KIL | SRVSPM6KIL | Schneider Electric Easy UPS SRVS 6000VA | 1243.96
SRVSPM6KRI | SRVSPM6KRI | Schneider Electric Easy UPS SRVS RM 1000 | 1049.08
SRVSPM6KRIL | SRVSPM6KRIL | Schneider Electric Easy UPS SRVS RM 6000 | 1435.9
SRVSRK1 | SRVSRK1 | SE Easy UPS RAIL KIT 700MM | 18.94
SRVSRK2 | SRVSRK2 | SE Easy UPS RAIL KIT 900MM | 23.81
SSPCBE91-25 | SSPCBE91-25 | PowerChute Business Edition Deluxe 25 No | 393.3
ST945U1BA | ST945U1BA | Schuko 5G TS w SW & 2 USB 1.5M BK+AL | 17.56
ST945U3W | ST945U3W | Schuko 5G TS w SW & 2 USB 3M white | 31.59
STA031 | STA031 | Q. PRAGMA STA 3A1L IP43 | 177.7
STA032 | STA032 | Quadro Pragma STA 3A2L CL2 IP43 P210 | 217.17
STA041 | STA041 | Quadro Pragma STA 4A1L CL2 IP43 P210 | 177.7
STA042 | STA042 | Quadro Pragma STA 4A2L CL2 IP43 P210 | 217.17
STA043 | STA043 | Quadro Pragma STA 4A3L CL2 IP43 P210 | 261.65
STA044 | STA044 | Quadro Pragma STA 4A4L CL2 IP43 P210 | 300.79
STA045 | STA045 | Quadro Pragma STA 4A5L CL2 IP43 P210 | 356.74
STA051 | STA051 | Quadro Pragma STA 5A1L CL2 IP43 P210 | 181.15
STA052 | STA052 | Quadro Pragma STA 5A2L CL2 IP43 P210 | 235.8
STA053 | STA053 | Quadro Pragma STA 5A3L CL2 IP43 P210 | 323.46
STA054 | STA054 | Quadro Pragma STA 5A4L CL2 IP43 P210 | 342.36
STA055 | STA055 | Quadro Pragma STA 5A5L CL2 IP43 P210 | 392.4
STA061 | STA061 | Quadro Pragma STA 6A1L CL2 IP43 P210 | 203.02
STA062 | STA062 | Quadro Pragma STA 6A2L CL2 IP43 P210 | 238.32
STA063 | STA063 | Quadro Pragma STA 6A3L CL2 IP43 P210 | 339.91
STA064 | STA064 | Quadro Pragma STA 6A4L CL2 IP43 P210 | 403.62
STA065 | STA065 | Quadro Pragma STA 6A5L CL2 IP43 P210 | 427.36
STA071 | STA071 | Quadro Pragma STA 7A1L CL2 IP43 P210 | 237.4
STA072 | STA072 | Quadro Pragma STA 7A2L CL2 IP43 P210 | 294.37
STA073 | STA073 | Quadro Pragma STA 7A3L CL2 IP43 P210 | 430.89
STA074 | STA074 | Quadro Pragma STA 7A4L CL2 IP43 P210 | 510.97
STA075 | STA075 | Quadro Pragma STA 7A5L CL2 IP43 P210 | 547.03
STA081 | STA081 | Quadro Pragma STA 8A1L CL2 IP43 P210 | 260.18
STA082 | STA082 | Quadro Pragma STA 8A2L CL2 IP43 P210 | 298.27
STA083 | STA083 | Quadro Pragma STA 8A3L CL2 IP43 P210 | 432.51
STA084 | STA084 | Quadro Pragma STA 8A4L CL2 IP43 P210 | 512.64
STA085 | STA085 | Quadro Pragma STA 8A5L CL2 IP43 P210 | 601.73
STA091 | STA091 | Quadro Pragma STA 9A1L CL2 IP43 P210 | 276.1
STA092 | STA092 | Quadro Pragma STA 9A2L CL2 IP43 P210 | 371.05
STA093 | STA093 | Quadro Pragma STA 9A3L CL2 IP43 P210 | 484.31
STA094 | STA094 | Quadro Pragma STA 9A4L CL2 IP43 P210 | 591.17
STA095 | STA095 | Quadro Pragma STA 9A5L CL2 IP43 P210 | 661.91
STA121 | STA121 | Armario Pragma STA 12A1L CL2 IP43 P210 | 642.13
STA122 | STA122 | Armario Pragma STA 12A2L CL2 IP43 P210 | 701.15
STA123 | STA123 | Armario Pragma STA 12A3L CL2 IP43 P210 | 811.96
STA124 | STA124 | Armario Pragma STA 12A4L CL2 IP43 P210 | 961.83
STA125 | STA125 | Armário Pragma STA 12A5L CL2 IP43 P210 | 1134.97
STA242 | STA242 | Moldura de encast. Quadro STA042, 4A2L | 144.88
STA243 | STA243 | Moldura de encast. Quadro STA043, 4A3L | 165.63
STA244 | STA244 | Moldura de encast. Quadro STA044, 4A4L | 198.43
STA245 | STA245 | Moldura de encast. Quadro STA045, 4A5L | 209.15
STA252 | STA252 | Moldura de encast. Quadro STA052, 5A2L | 159.42
STA253 | STA253 | Moldura de encast. Quadro STA053, 5A3L | 176.11
STA254 | STA254 | Moldura de encast. Quadro STA054, 5A4L | 212.72
STA255 | STA255 | Moldura de encast. Quadro STA055, 5A5L | 227.01
STA262 | STA262 | Moldura de encast. Quadro STA062, 6A2L | 158.02
STA263 | STA263 | Moldura de encast. Quadro STA063, 6A3L | 167.26
STA264 | STA264 | Moldura de encast. Quadro STA064, 6A4L | 227.24
STA265 | STA265 | Moldura de encast. Quadro STA065, 6A5L | 243.08
STA272 | STA272 | Moldura de encast. Quadro STA072, 7A2L | 164.9
STA273 | STA273 | Moldura de encast. Quadro STA073, 7A3L | 181.13
STA274 | STA274 | Moldura de encast. Quadro STA074, 7A4L | 237.8
STA275 | STA275 | Moldura de encast. Quadro STA075, 7A5L | 251.9
STA282 | STA282 | Moldura de encast. Quadro STA082, 8A2L | 209.7
STA283 | STA283 | Moldura de encast. Quadro STA083, 8A3L | 221.67
STA284 | STA284 | Moldura de encast. Quadro STA084, 8A4L | 262.45
STA285 | STA285 | Moldura de encast. Quadro STA085, 8A5L | 274.78
STA292 | STA292 | Moldura de encast. Quadro STA092, 9A2L | 224.15
STA293 | STA293 | Moldura de encast. Quadro STA093, 9A3L | 237.63
STA294 | STA294 | Moldura de encast. Quadro STA094, 9A4L | 273.02
STA295 | STA295 | Moldura de encast. Quadro STA095, 9A5L | 288.86
STE011F | STE011F | Espelho opaco, 01A1L, 150x250 | 22.3
STE011M | STE011M | Espelho modular, 01A1L, 150x250 | 21.86
STE012F | STE012F | Espelho opaco, 01A2L, 150x500 | 24.34
STE012M | STE012M | Espelho modular, 01A2L, 150x500 | 23.84
STE021F | STE021F | Espelho opaco, 02A1L, 300x250 | 24.29
STE021M | STE021M | Espelho modular, 02A1L, 300x250 | 23.78
STE021N | STE021N | Esp. NSX250A 3/4P Vert. 02A1L 300x250 | 52.3
STE021S | STE021S | Esp. INS250A 3/4P Vert. 02A1L 300x250 | 52.72
STE022F | STE022F | Espelho opaco, 02A2L, 300x500 | 29.89
STE022M | STE022M | Espelho modular, 02A2L, 300x500 | 29.31
STE022N | STE022N | Esp. NSX250A 3/4P Horiz. 02A2L 300x500 | 58.68
STE022S | STE022S | Esp. INS250A 3/4P Horiz. 02A2L 300x500 | 57.98
STE031F | STE031F | Espelho opaco, 03A1L, 450x250 | 26.23
STE031M | STE031M | Espelho modular, 03A1L, 450x250 | 25.72
STE032F | STE032F | Espelho opaco, 03A2L, 450x500 | 35.21
STE032M | STE032M | Espelho modular, 03A2L, 450x500 | 34.51
STE122N | STE122N | Esp. NSX630A 3/4P Horiz. 02A2L 300x500 | 59.18
STE122S | STE122S | Esp. INS630A 3/4P Horiz. 02A2L 300x500 | 58.48
STE131N | STE131N | Esp. NSX630A 3/4P Vert. 03A1L 450x250 | 54.79
STE131S | STE131S | Esp. INS630A 3/4P Vert. 03A1L 450x250 | 55.44
STK001F | STK001F | Espelho opaco + fixacao 2u 0A1L 75x250 | 31.24
STK002F | STK002F | Espelho opaco + fixacao 2u 0A2L 75x500 | 36.03
STK011C | STK011C | Espelho + platina univ. 01A1L 150x250 | 86.86
STK011F | STK011F | Espelho opaco + fixacao 01A1L 150x250 | 26.16
STK011M | STK011M | Espelho modular + C DIN 01A1L 150x250 | 47
STK011T | STK011T | Espelho opaco + C DIN 01A1L 150x250 | 46.51
STK012C | STK012C | Espelho + platina univ. 01A2L 150x500 | 91.21
STK012F | STK012F | Espelho opaco + fixação 01A2L 150x500 | 28.86
STK012M | STK012M | Espelho modular + C DIN 01A2L 150x500 | 58.05
STK012MC | STK012MC | Esp 24M + DIN + A Calha 01A2L 150x500 | 66.75
STK012T | STK012T | Espelho opaco + C DIN 01A2L 150x500 | 57.46
STK021C | STK021C | Espelho + platina univ. 02A1L 300x250 | 98.15
STK021F | STK021F | Espelho opaco + fixacao 02A1L 300x250 | 38.57
STK021M | STK021M | Espelho modular + C DIN 02A1L 300x250 | 49.81
STK021N | STK021N | Espelho e platina NSX250A 3/4P 02A1L | 74.08
STK021S | STK021S | Espelho e platina INS250A 3/4P 02A1L | 67.73
STK021T | STK021T | Espelho opaco + C DIN 02A1L 300x250 | 49.34
STK022C | STK022C | Espelho + platina univ. 02A2L 300x500 | 127.68
STK022F | STK022F | Espelho opaco + fixacao 02A2L 300x500 | 71.57
STK022M | STK022M | Espelho modular + C DIN 02A2L 300x500 | 67.42
STK022MC | STK022MC | Esp 24M + DIN + A Calha 02A2L 300x500 | 78.32
STK022N | STK022N | Espelho e platina NSX250A 3/4P 02A2L | 79.72
STK022S | STK022S | Espelho e platina INS250A 3/4P 02A2L | 79.72
STK022T | STK022T | Espelho opaco + C DIN 02A2L 300x500 | 66.75
STK031C | STK031C | Espelho + platina univ. 03A1L 450x250 | 144.69
STK031F | STK031F | Espelho opaco + fixação 03A1L 450x250 | 64.65
STK031M | STK031M | Espelho modular + C DIN 03A1L 450x250 | 86.98
STK031T | STK031T | Espelho opaco + C DIN 03A1L 450x250 | 86.12
STK032C | STK032C | Espelho + platina univ. 03A2L 450x500 | 166.4
STK032F | STK032F | Espelho opaco + fixacao 03A2L 450x500 | 67.36
STK032M | STK032M | Espelho modular + C DIN 03A2L 450x500 | 107.51
STK032MC | STK032MC | Esp 24M + DIN + A Calha 03A2L 450x500 | 123.63
STK032T | STK032T | Espelho opaco + C DIN 03A2L 450x500 | 106.44
STK041F | STK041F | Espelho opaco + fixação 04A1L 600x250 | 57.59
STK051F | STK051F | Espelho opaco + fixação 05A1L 750x250 | 60.45
STK122N | STK122N | Espelho e platina NSX630A 3/4P 02A2L | 132.42
STK122S | STK122S | Espelho e platina INS630A 3/4P 02A2L | 132.42
STK131N | STK131N | Espelho e platina NSX630A 3/4P 03A1L | 113.12
STK131S | STK131S | Espelho e platina INS630A 3/4P 03A1L | 111.49
STK232MC | STK232MC | Esp 24M + 2DIN + A Calha 03A2L 450x500 | 123.63
STK342MC | STK342MC | Esp 24M + 3DIN + A Calha 04A2L 600x500 | 136.51
STM000 | STM000 | Montante p divisao parcial, Pragma ST | 19.81
STM001 | STM001 | Peca ligacao montantes simples 4 uni. | 6.93
STM002 | STM002 | Peca ligacao montantes duplo 4 uni. | 12.5
STM010 | STM010 | Montante STA STB, 01A0L, C150mm P25mm | 24.77
STM020 | STM020 | Montante STA STB, 02A0L, C300mm P25mm | 26.75
STM030 | STM030 | Montante STA STB, 03A0L, C450mm P25mm | 28.1
STM040 | STM040 | Montante STA STB, 04A0L, C600mm P25mm | 30.97
STM050 | STM050 | Montante STA STB, 05A0L, C750mm P25mm | 33.54
STM060 | STM060 | Montante STA STB, 06A0L, C900mm P25mm | 38
STM070 | STM070 | Montante STA STB, 07A0L, C1050mm P25mm | 44.41
STM080 | STM080 | Montante STA STB, 08A0L, C1200mm P25mm | 46.27
STM090 | STM090 | Montante STA STB, 09A0L, C1350mm P25mm | 50.2
STM120 | STM120 | Montante STA STB, 12A0L, C1800mm P25mm | 64.17
STP011A | STP011A | Platinas universais, 01A1L 132x200 | 19.84
STP011B | STP011B | Platinas universais, 01A1L 132x244 | 23.62
STP012A | STP012A | Platinas universais, 01A2L 132x450 | 35.1
STP012B | STP012B | Platinas universais, 01A2L 132x494 | 40.39
STP020N | STP020N | Platina m. horizontal NSX/INS (2 uni) | 44.88
STP021 | STP021 | Platina para NSX/INS 100-250A 3/4P (250m | 40.2
STP021A | STP021A | Platinas universais, 02A1L 282x200 | 22.05
STP021B | STP021B | Platinas universais, 02A1L 282x244 | 25.62
STP021N | STP021N | Platina para NSX 100-250A 3/4P (275mm) | 28.79
STP021S | STP021S | Platina para INS 100-250A 3/4P (275mm) | 33.2
STP022A | STP022A | Platinas universais, 02A2L 282x450 | 27.1
STP022B | STP022B | Platinas universais, 02A2L 282x494 | 46.44
STP031A | STP031A | Platinas universais, 03A1L 432x200 | 23.56
STP031B | STP031B | Platinas universais, 03A1L 432x244 | 27.1
STP032A | STP032A | Platinas universais, 03A2L 432x450 | 40.98
STP032B | STP032B | Platinas universais, 03A2L 432x494 | 53.42
STP060 | STP060 | Suporte de calha DIN 32mm (2 uni) | 8.97
STP061 | STP061 | Suporte Isolante calha DIN para bornes | 9.01
STP062 | STP062 | Suporte rebaixado 24mm (2 uni) | 18.76
STP063 | STP063 | Suporte rebaixado 49mm (2 uni) | 19.7
STP064 | STP064 | Platina V. Sup. barr. escada (2 uni) | 34.28
STP065 | STP065 | Platina H. Sup. barr. escada (2 uni) | 30.54
STP066 | STP066 | Suporte reb. ajustavel 0-125mm (2 uni) | 29.48
STP067 | STP067 | Suporte Calha Din e C. plástica (6u) | 45.75
STP121N | STP121N | Platina para NSX 400-630A 3/4P (275mm) | 31.31
STP121S | STP121S | Platina para INS 400-630A 3/4P (275mm) | 44.98
STP131 | STP131 | Platina para NSX/INS 400-630A 3/4P (250m | 37.3
STS001 | STS001 | Separador PVC horizontal 1L Q. STA/STB | 22.33
STS002 | STS002 | Separador PVC horizontal 2L Q. STA/STB | 31.46
STS030 | STS030 | Separador PVC vertical 3A Q. STA/STB | 15.3
STS040 | STS040 | Separador PVC vertical 4A Q. STA/STB | 16.06
STS050 | STS050 | Separador PVC vertical 5A Q. STA/STB | 16.86
STS060 | STS060 | Separador PVC vertical 6A Q. STA/STB | 17.69
STS070 | STS070 | Separador PVC vertical 7A Q. STA/STB | 18.59
STS080 | STS080 | Separador PVC vertical 8A Q. STA/STB | 19.52
STS090 | STS090 | Separador PVC vertical 9A Q. STA/STB | 20.5
STS120 | STS120 | Separador PVC vertical 12A Q. STA/STB | 21.52
STTE0204X1A | STTE0204X1A | **TERMOSTAT MEC. LS1 8080 310 | Sob Consulta
STTE104A1A | STTE104A1A | **TERMOSTAT MEC. IMIT LS1 328 | Sob Consulta
STZ001 | STZ001 | Embelezador calhas / cabos, 1 Largura | 75.56
STZ002 | STZ002 | Embelezador calhas / cabos, 2 Largura | 79.09
STZ003 | STZ003 | Embelezador calhas / cabos, 3 Largura | 88.48
STZ004 | STZ004 | Embelezador calhas / cabos, 4 Largura | 101.01
STZ005 | STZ005 | Embelezador calhas / cabos, 5 Largura | 122.88
STZ006 | STZ006 | Conjunto ligacao quadro tipo STA IP43 | 10.55
STZ007 | STZ007 | Pincel de retoque, RAL 9016 | 20.88
STZ008 | STZ008 | Calha 200mm 1L prof. ajustável | Descontinuado
STZ009 | STZ009 | Calha 450mm 2L prof. ajustável | Descontinuado
STZ010 | STZ010 | Calha 700mm 3L prof. ajustável | Descontinuado
STZ012 | STZ012 | Base adicional armario STA, 2 Larg | 175.39
STZ013 | STZ013 | Base adicional armario STA, 3 Larg | 189.3
STZ014 | STZ014 | Base adicional armario STA, 4 Larg | 206.72
STZ015 | STZ015 | Base adicional armario STA, 5 Larg | 227.96
STZ016 | STZ016 | Canhao com chave para quadro STA | 42.87
STZ017 | STZ017 | Punho para canhao europeu quadro STA | 59.34
STZ018 | STZ018 | Parafusos seláveis p/ espelho (4 uni) | 7.22
STZ019 | STZ019 | Parafusos subs. para espelhos (4 uni) | 6.98
STZ020 | STZ020 | Peça metálica para fixador de espelhos | 49.78
STZ027 | STZ027 | Fixador espelhos 87mm (4 uni) | 13.5
STZ028 | STZ028 | Obturador fraccionavel 12 Mod (10 uni) | 16.89
STZ029 | STZ029 | Fixadores de montantes para quadro ST | 19.28
STZ030 | STZ030 | 10 Abraçadeiras Hz. DIN 15mm (45x65) | Descontinuado com sustituição
STZ036 | STZ036 | Calha DIN 15mm, 1 largura | 7.71
STZ037 | STZ037 | Calha DIN 15mm, 2 larguras | 7.66
STZ040 | STZ040 | Placas passa cabos plena | 14.39
STZ041 | STZ041 | Placas passa cabos 1x58mm C. 1x14-54mm | 35.06
STZ042 | STZ042 | Placas passa cabos 2x58mm C. 2x14-54mm | 51.46
STZ056 | STZ056 | Saco parafusos | 15.64
STZ057 | STZ057 | 10 Abraçadeiras circul. cabos (40x45) | 30.84
STZ058 | STZ058 | 10 Abracadeiras circul. cabos (69x45) | 32.51
STZ059 | STZ059 | Suportes de fixacao Pragma STA (4 uni) | 14.18
STZ060 | STZ060 | Repartidor encaixe Pragma ST 6x16+21x4 | 23.44
SU032A | SU032A | APC Kit de montage rack pour SUA2200./30 | 102.86
SU039-2 | SU039-2 | BATTERY PACK EXTENS. CABLE F SU24XLBP | 111.43
SU700X167 | SU700X167 | **APC Smart-UPS 700VA W/AUTO SELECT INPU | Sob Consulta
SUA031 | SUA031 | APC Smart-UPS Hardwire Kit for SUA 2200/ | 230
SUA1000RMI1U | SUA1000RMI1U | APC Smart-UPS 1000VA USB & Ser | 947.14
SUA24XLBP | SUA24XLBP | 24V Battery pour SUA750XLI/SUA1000XLI | 487.14
SUA3000RMXLI3U | SUA3000RMXLI3U | APC Smart UPS XL 3000VA/2700Watts | 2572.71
SUA48RMXLBP3U | SUA48RMXLBP3U | 48V/3U Battery pour SUA2200./3000RMXLI3U | 1038.57
SUA48XLBP | SUA48XLBP | 48V Battery pour SUA2200XLI/3000XLI | 737.14
SUA5000RMI5U | SUA5000RMI5U | APC Smart UPS 5000VA/4000Watts | 4028.57
SUA500PDRI | SUA500PDRI | APC DIN Rail UPS without Bat.500VA | 442.86
SUA500PDRI-S | SUA500PDRI-S | APC DIN Rail - Panel Mount UPS with St | 562.86
SUA750RMI1U | SUA750RMI1U | SUA750RMI1U / APC Smart-UPS 750VA USB & | 700
SUAC0151A | SUAC0151A | **Amico direct Expansion 6.2Kw | Sob Consulta
SUAC0351A | SUAC0351A | **Amico direct Expansion 12,7Kw | Sob Consulta
SUCC0200A | SUCC0200A | Amico Chilled Water 7,2KW | Sob Consulta
SUM1500RMXLI2U | SUM1500RMXLI2U | APC Smart UPS XL 1500VA/1425Watts | 1835.71
SUM3000RMXLI2U | SUM3000RMXLI2U | SUM3000RMXLI2U / APC Smart-UPS XL Modula | 3278.57
SUM48RMXLBP2U | SUM48RMXLBP2U | 48V XR Battery pour SU1500RMXLI2U | 1132.86
SURT001 | SURT001 | APC Smart-UPS RT 3000VA 230V I | 1101.43
SURT002 | SURT002 | APC Smart-UPS RT 5000VA 230V I | 1085.71
SURT007 | SURT007 | Kit avec bornier pour SURT 3kVA/5kVA | 248.57
SURT013 | SURT013 | SURT Equipment Cart | 244.29
SURT1000RMXLI | SURT1000RMXLI | APC Smart-UPS RT 1000VA RM 230V | 1162.16
SURT1000RMXLI-NC | SURT1000RMXLI-NC | APC SMART-UPS RT 1000VA 230V Network Car | 1557.14
SURT15KRMXLI | SURT15KRMXLI | APC Smart-UPS RT 15kVA RM 230V | 11592.86
SURT192RMXLBP | SURT192RMXLBP | APC Smart-UPS RT 192V RM Battery Pack | 1550
SURT192RMXLBP2 | SURT192RMXLBP2 | APC Smart-UPS RT192V RM Batter | 3178.57
SURT192XLBP | SURT192XLBP | 192V Battery pour SURT de 3kVA ?10kVA | 1321.43
SURT20KRMXLI | SURT20KRMXLI | SURT20KRMXLI / APC Smart-UPS RT 20kVA RM | 13035.71
SURT48XLBP | SURT48XLBP | 48V Battery pour SURT 1 & 2 KVA | 825.71
SURT6000XLIM | SURT6000XLIM | APC Smart-UPS RT 6000VA 230V - Marine | 99999.99
SURTD2200XLIM | SURTD2200XLIM | APC Smart-UPS RT 2200VA 230V - Marine | 2171.43
SURTRK | SURTRK | Kit rack pour SURT 1 & 2kVA | 217.14
SURTRK2 | SURTRK2 | Kit rack pour SURT 3/5/8/10kVA | 217.14
SUVT30KH3B4S | SUVT30KH3B4S | **APC Smart-UPS VT 30KVA | Sob Consulta
SUVTBB10K20H | SUVTBB10K20H | APC SMART-UPS VT 10-20KVA 400V BATTERY B | 630
SUVTBB10K40H | SUVTBB10K40H | APC Smart-UPS VT 10-40kVA 400V Batt | 705
SUVTBXR2B6S | SUVTBXR2B6S | Smart-UPS VT Ext Run Frame,w/Breaker,2 | 5400
SUVTF30KB4H | SUVTF30KB4H | **APC Smart-UPS VT Frame 30kVA 400V for | Sob Consulta
SUVTOPT009 | SUVTOPT009 | APC Smart-UPS VT Parallel Comm | 135
SUVTOPT011 | SUVTOPT011 | APC Smart-UPS VT Parallel Oper | 613.33
SUVTP10KH | SUVTP10KH | **APC Smart-UPS VT 10kVA 400V | Sob Consulta
SUVTP10KH1B2S | SUVTP10KH1B2S | APC Smart-UPS VT 10kVA 400V w/1 Batt Mod | 9308.33
SUVTP10KH1B4S | SUVTP10KH1B4S | APC Smart-UPS VT 10kVA 400V w/1 Batt M | 9925
SUVTP10KH2B2S | SUVTP10KH2B2S | APC Smart-UPS VT 10kVA 400V w/2 Batt Mod | 10216.67
SUVTP10KH2B4S | SUVTP10KH2B4S | APC Smart-UPS VT 10kVA 400V w/2 Batt Mod | 10841.67
SUVTP10KH3B4 | SUVTP10KH3B4 | **APC SMART-UPS VT 10KVA 400V W/3 BATT M | Sob Consulta
SUVTP10KH3B4S | SUVTP10KH3B4S | APC Smart-UPS VT 10kVA 400V w/3 Batt Mod | 11733.33
SUVTP10KH4B4S | SUVTP10KH4B4S | APC Smart-UPS VT 10kVA 400V w/3 Batt Mod | 12641.67
SUVTP15KH | SUVTP15KH | **APC Smart-UPS VT 15kVA 400V, w/Interna | Sob Consulta
SUVTP15KH2B2S | SUVTP15KH2B2S | APC Smart-UPS VT 15kVA 400V w/2 Batt Mod | 10875
SUVTP15KH4B4S | SUVTP15KH4B4S | APC Smart-UPS VT 15kVA 400V w/4 Batt Mod | 13308.33
SUVTP20KH | SUVTP20KH | **APC Smart-UPS VT 20kVA 400V | Sob Consulta
SUVTP20KH2B2 | SUVTP20KH2B2 | **APC Smart-UPS VT 20KVA 400V w/ | Sob Consulta
SUVTP20KH2B2S | SUVTP20KH2B2S | CONSISTS OF: 1 UD. SUVTPF20KB2 | 12008.33
SUVTP20KH2B4S | SUVTP20KH2B4S | APC Smart-UPS VT 20kVA 400V w/2 Batt Mod | 12625
SUVTP20KH3B4S | SUVTP20KH3B4S | APC Smart-UPS VT 20kVA 400V w/3 Batt Mod | 13533.33
SUVTP20KH4B4S | SUVTP20KH4B4S | APC Smart-UPS VT 20kVA 400V | 14775
SUVTP30KH3B4S | SUVTP30KH3B4S | Smart-UPS VT 30kVA 400V w/3 Batt Mod E | 14350
SUVTP30KH4B4 | SUVTP30KH4B4 | **SUVTP30KH4B4 / APC Smart-UPS VT 30KVA | Sob Consulta
SUVTP30KH4B4S | SUVTP30KH4B4S | APC Smart-UPS VT 40kVA 400V w/4 Batt. Mo | 15250
SUVTP30KHS | SUVTP30KHS | APC Smart-UPS VT 30kVA 400V | 11358.33
SUVTP40KH | SUVTP40KH | **APC Smart-UPS VT 40kVA 400V | Sob Consulta
SUVTP40KH4B4S | SUVTP40KH4B4S | APC Smart-UPS VT 40kVA 400V w/4 Batt. Mo | 17000
SUVTPF10KB2H | SUVTPF10KB2H | **APC Smart-UPS VT Frame 10kVA 400V for | Sob Consulta
SUVTPF10KB4H | SUVTPF10KB4H | **APC Smart-UPS VT Frame 10kVA 400V for | Sob Consulta
SUVTPF15KB2H | SUVTPF15KB2H | APC Smart-UPS VT Frame 15kVA 400V for 2 | Sob Consulta
SUVTPF15KB4H | SUVTPF15KB4H | **APC Smart UPS VT Frame 15kVA 4 Batt Mo | Sob Consulta
SUVTPF20KB2H | SUVTPF20KB2H | APC Smart-UPS VT 20kVA 400V w/2 Batt Mod | Sob Consulta
SUVTPF20KB4H | SUVTPF20KB4H | **APC Smart-UPS VT Frame 20kVA 400V | Sob Consulta
SUVTPF30KB4H | SUVTPF30KB4H | **APC Smart-UPS VT Frame 30kVA 400V for | Sob Consulta
SUVTPF40KB4H | SUVTPF40KB4H | APC Smart-UPS VT Frame 40kVA 400V for 4 | Sob Consulta
SUVTR30KH3B5S | SUVTR30KH3B5S | APC Smart-UPS VT rack mounted 30kVA 400V | 20591.67
SUVTR30KH5B5S | SUVTR30KH5B5S | Smart-UPS VT rack mounted 30kVA 400V w/5 | 22908.33
SUVTRF30KB5H | SUVTRF30KB5H | **APC Smart UPS VT ISX Frame 30kVA 400V | Sob Consulta
SUVTXR2B6S | SUVTXR2B6S | APC Smart-UPS VT Extended Run Fram w/2 B | 5000
SUVTXR6 | SUVTXR6 | **APC Smart-UPS VT Ext Runtime Frame 6 B | Sob Consulta
SUVTXR6B6S | SUVTXR6B6S | APC Smart-UPS VT Extended | 9158.33
SX31K1CI | SX31K1CI | SE BACK-UPS 1100VA, 230V, AVR, IEC Socke | 183.22
SX31K1CI-GR | SX31K1CI-GR | SE BACK-UPS 1100VA, 230V, AVR, SCHUKO So | 183.22
SX3500CI | SX3500CI | SE BACK-UPS 500VA, 230V, AVR, IEC Socket | 79.2
SX3650CI | SX3650CI | SE BACK-UPS 650VA, 230V, AVR, IEC Socket | 86.56
SX3650CI-GR | SX3650CI-GR | SE BACK-UPS 650VA, 230V, AVR, SCHUKO Soc | 95.18
SX3800CI | SX3800CI | SE BACK-UPS 800VA, 230V, AVR, IEC Socket | 127.2
SX3800CI-GR | SX3800CI-GR | SE BACK-UPS 800VA, 230V, AVR, SCHUKO Soc | 127.2
SX-DRD-SB | SX-DRD-SB | Card Reader 13.56MHz / 125KHz - Mullion | 230.4
SX-DRD-XB | SX-DRD-XB | Card R 13.56MHz / 125KHz Wall Black | 230.9
SX-DRK-SB | SX-DRK-SB | Card R 13.56MHz / 125KHz with PIN Pad - | 246.3
SX-DRK-SB-BT | SX-DRK-SB-BT | 13.56/125 BLE PIN Blk Mullion | 517.8
SX-DRK-SW-BT | SX-DRK-SW-BT | 13.56/125 BLE PIN Wht Mullion | 517.8
SX-DRK-XB | SX-DRK-XB | Card R 13.56MHz / 125KHz PIN pad - Wall | 240.9
SX-DRK-XB-BT | SX-DRK-XB-BT | 13.56/125 BLE PIN Blk Wall | 524.8
SX-DRK-XW-BT | SX-DRK-XW-BT | 13.56/125 BLE PIN Wht Wall | 577.3
SX-KIT-TRN | SX-KIT-TRN | Security Expert Training Kit | 3752.5
SX-KLCS-B | SX-KLCS-B | Security Expert Touch Sense LCD Keypad ( | 469.9
SX-KLCS-W | SX-KLCS-W | Security Expert Touch Sense LCD Keypad ( | 461.6
SX-PWR-C | SX-PWR-C | POWER CABLE | 16.9
SX-SRVR | SX-SRVR | Security Expert Server License | 5961.9
SX-VIM | SX-VIM | Security Expert Visitor Mgmt | 3265.5
SY125K250DL-PDNB | SY125K250DL-PDNB | APC Symmetra PX 125kW Scalable to 250k | 82591.67
SY125K250DR-PDNB | SY125K250DR-PDNB | APC Symmetra PX 125kW Scalable to 250k | 82591.67
SY125K500D | SY125K500D | Symmetra PX 125kW /250kW W/O Maintenance | 107658.33
SY125K500D-NB | SY125K500D-NB | APC Symmetra PX 125kW Scalable to 500kW | 75183.33
SY125K500DR-PDNB | SY125K500DR-PDNB | Symmetra PX 125/500kW w/ Maint Bypass | 88808.33
SY200K250DR-PD | SY200K250DR-PD | APC Symmetra PX 200kW Scalable to 250kW | 166541.67
SY250K500DL-PD | SY250K500DL-PD | APC Symmetra PX 250kW Scalable to 500kW | 199441.67
SY250K500DR-PD | SY250K500DR-PD | APC Symmetra PX 250kW Scalable to 500kW | 199441.67
SY32K160H-PD | SY32K160H-PD | Symmetra PX 32kW Scalable to 160kW W/MD | 50133.33
SY32K48H-PD | SY32K48H-PD | APC Symmetra PX 32Kw All-In-One | 33833.33
SY32K96H | SY32K96H | Symmetra PX 32kW Scalable to 96kW, 400 V | 36875
SY32K96H-NB | SY32K96H-NB | Symmetra PX 32kW Scalable to 96kW wo BP, | 25633.33
SY32K96H-PD | SY32K96H-PD | SY32K96H-PD / APC Symmetra PX 32kW Scala | 50133.33
SY64K160H | SY64K160H | SY64K160H / APC Symmetra PX 64kW Scalabl | 51891.67
SY64K160H-PD | SY64K160H-PD | APC Symmetra PX 64kW Scalable to 160kW, | 65783.33
SY64K96H | SY64K96H | APC Symmetra PX 64kW Scalable to 96kW, 4 | 52566.67
SY64K96H-NB | SY64K96H-NB | Symmetra PX 64kW Scalable to 96kW wo BP, | 36416.67
SY64K96H-PD | SY64K96H-PD | APC Symmetra PX 64kW Scalable to 96kW 40 | 65783.33
SY96K160H | SY96K160H | APC Symmetra PX 96kW Scalable to 160kW, | 67233.33
SY96K160H-NB | SY96K160H-NB | APC Symmetra PX 96kW Scalable to 160kW, | 47133.33
SYA16K16I | SYA16K16I | Symmetra LX 16kVA Scalable to 16kVA | 16335.71
SYA16K16RMI | SYA16K16RMI | Symmetra LX 16kVA Scalable to 16kVA N+1 | 17228.57
SYA4K8I | SYA4K8I | APC Symmetra LX 4kVA | 7971.43
SYA8K16I | SYA8K16I | APC Symmetra LX 8kVA Scalable | 10764.29
SYA8K16IXR | SYA8K16IXR | APC SYMMETRA LX 8KVA SCALABLE TO 16KVA N | 19235.71
SYAF16KRMI | SYAF16KRMI | APC SYMMETRA LX 16KVA N+1 RACK-MOUNT FRA | 6071.43
SYAFSU13I | SYAFSU13I | APC SYMMETRA LX FRAME ELECTRONICS MODULE | 2142.86
SYAFSU15 | SYAFSU15 | APC SYMMETRA LX COMMUNICATIONS CARD | 115.71
SYAXR9B9I | SYAXR9B9I | SYMMETRA LX EXT RUN TOWER W/9 SYBT5 | 7785.71
SYBATT | SYBATT | APC Symmetra 4-16kVA Battery M | 627.14
SYBBE | SYBBE | Symmetra PX 250/500kw Batt Breaker Enclo | Sob Consulta
SYBBE250K500D | SYBBE250K500D | APC Symmetra PX 250kW Battery Breaker En | 13325
SYBBE500K500D | SYBBE500K500D | Symmetra PX 500kW Batt Breaker Enclosu | 13391.67
SYBFF | SYBFF | APC Symmetra PX 500kW Bottom Feed Frame | 5658.33
SYBFXR8 | SYBFXR8 | APC SYMMETRA PX 250/500KW BATTERY ENCLOS | 10508.33
SYBFXR8-8 | SYBFXR8-8 | Symmetra PX 250/500k W/ Battery Enclos. | 34358.33
SYBFXR9I | SYBFXR9I | APC SYMMETRA LX 9 BATTERY TOWER XR FRAME | 1635.71
SYBSC500K500 | SYBSC500K500 | APC Symmetra Batt. enclosure sid. | 7941.67
SYBT2 | SYBT2 | APC Symmetra RM 2-6kVA Battery | 630
SYBT5 | SYBT5 | APC Symmetra LX Battery Module | 684.29
SYBT9-B4 | SYBT9-B4 | APC High Performance Battery M | 2066.67
SYBT9-B6 | SYBT9-B6 | High Perform Bat Mod Sym PX 250/500kW | 3125
SYBTH4 | SYBTH4 | APC High Performance Battery Module for | 1766.67
SYBTU1-PLP | SYBTU1-PLP | Unidade Baterias SYMMETRA PX | 441.67
SYBTU2-PLP | SYBTU2-PLP | SYmm.PX 9Ah Battery Unit, High Performan | 523.33
SYCC | SYCC | APC SYMMETRA COMMUNICATIONS CARD | 445.71
SYCF160KH | SYCF160KH | APC SYMMETRA PX FRAME 160KW 400V | 18225
SYCF40KH | SYCF40KH | **SYMMETRA PX 40KW FRAME, 400V | 12558
SYCF48KH | SYCF48KH | APC SYMMETRA PX 48KW ALL-IN-ONE FRAME, 4 | 21916.67
SYCF80KH | SYCF80KH | **SYMMETRA PX 80KW FRAME, 400V | 15697.5
SYCF8BF | SYCF8BF | SYMMETRA PX 80KW BATTERY FRAME | 6917.25
SYCFXR48 | SYCFXR48 | APC Symmetra PX48 Batt Frame for 9 Batt | 6458.33
SYCFXR48-9 | SYCFXR48-9 | APC Symmetra PX48 Battery Frame with 9 B | 22591.67
SYCFXR48-S | SYCFXR48-S | APC Symmetra PX48 Battery Fram | 7858.33
SYCFXR8-8 | SYCFXR8-8 | Symmetra PX 40KW Frame with 8 Batt. | 25375
SYCFXR8S | SYCFXR8S | SYMMETRA PX/40kva ext RUN FRAME | 9116.67
SYCFXR9 | SYCFXR9 | APC SYMMETRA PX BATTERY FRAME FOR 400V P | 6116.67
SYCFXR9-9 | SYCFXR9-9 | PX Battery Frame for PX 100kW with 9 Bat | 21308.33
SYCFXR9-S | SYCFXR9-S | APC Symmetra PX Battery Frame for 400V P | 7441.67
SYHF6KI | SYHF6KI | APC SYMMETRA RM 6KVA N+1 FRAME 220-240V | 2421.43
SYIOF500KD | SYIOF500KD | APC Symmetra PX 250 500kW IO Frame | 13208.33
SYIOF500KMBL | SYIOF500KMBL | APC Symmetra PX 250/500kW IO Frame with | 22958.33
SYIOF500KMBR | SYIOF500KMBR | APC SYMMETRA PX 250/500KW IO FRAME WITH | 22958.33
SYMF1000KH | SYMF1000KH | Symmetra MW 1000kW frame, 400V | 131333.74
SYMF1200KH | SYMF1200KH | Symmetra MW 1200kW Frame, 400V | Sob Consulta
SYMF1400KH | SYMF1400KH | Symmetra MW 1400kW Frame, 400V | Sob Consulta
SYMF600KH | SYMF600KH | Symmetra MW 600kW Frame, 400V | Sob Consulta
SYMIM2 | SYMIM2 | MODULO INTELIGENTE SYMMETRA | 1112.86
SYMIM5 | SYMIM5 | SYMIM5 / APC Symmetra LX Intelligence M | 958.57
SYMWACBL10 | SYMWACBL10 | APC Symmetra MW Abus Cable 10M | 181.13
SYMWACBL20 | SYMWACBL20 | APC SYMMETRA MW ABUS CABLE 20M | 257.2
SYMWACBL30 | SYMWACBL30 | APC SYMMETRA MW ABUS CABLE 30M | 561.49
SYMWP126CBL10 | SYMWP126CBL10 | APC Symmetra MW Pbus x126 Cable 10M | 342.33
SYMWP127CBL10 | SYMWP127CBL10 | APC Symmetra MW Pbus x127 Cable 10M | 342.33
SYMWSU | SYMWSU | APC SYMMETRA MW INTERSYSTEM SYNC UNIT | 11356.54
SYMWSUCBL50 | SYMWSUCBL50 | APC SYMMETRA MW UPSYNC CABLE 50M | 2300.29
SYOPT003 | SYOPT003 | APC SYMMETRA PX 250KW BATTERY BREAKER EN | 918.33
SYOPT007 | SYOPT007 | APC SYMMETRA PX250/500 THIRD PARTY SWITC | 1618.33
SYOPT008 | SYOPT008 | APC Symmetra PX250/500 Paralleling Cable | 640
SYPF250KD | SYPF250KD | APC SYMMETRA PX 250KW POWER MODULE FRAME | 6158.33
SYPM | SYPM | APC SYMMETRA 4-16KVA POWER MODULE (4KVA) | 2357.14
SYPM10K16H | SYPM10K16H | SYPM10K16H / APC Symmetra PX Power Modul | 8308.33
SYPM200KH | SYPM200KH | APC Symmetra MW Power Section 3 x 66.7kW | 47907.56
SYPM25KD | SYPM25KD | Symmetra PX 25kW Power Module, 400/480V | 9466.67
SYPM2KU | SYPM2KU | APC Symmetra RM 2-6kVA Power Module | 1950
SYPM4KI | SYPM4KI | APC Symmetra LX 4kVA Power Mod | 2107.14
SYRIM2 | SYRIM2 | MODULO INTELIGENTE SYMMETRA 4-16KVA | 974.29
SYRIM3 | SYRIM3 | APC Symmetra RM 2-6kVA and 8-12kVA | 702.86
SYSSWB2000KH | SYSSWB2000KH | APC Symmetra MW 2000kW SSW, 400V, Bottom | 61102.52
SYSSWT1000KH | SYSSWT1000KH | APC Symmetra MW 1000kW SSW, 400V, Top En | 45797.46
SYSW250KD | SYSW250KD | APC SYMMETRA PX 250KW STATIC SWITCH MODU | 6666.67
SYSW500KD | SYSW500KD | APC SYMMETRA PX 500KW STATIC SWITCH MODU | 8616.67
SYWMBP96K160H | SYWMBP96K160H | SYMMETRA PX 96/160KW BYPASS PANEL, 400V | 11525
SYWMBP96K160H2 | SYWMBP96K160H2 | APC Symmetra PX 96/160KW Value Wall-mo | 5133.33
SYXRCC | SYXRCC | SYMMETRA XR BATT COMM CARD | 555.71
TC303-3A2DLMS | TC303-3A2DLMS | TC303 Stat 2P 2wir Act MB ES | 65.3
TC303-3A2DLS | TC303-3A2DLS | TC303 Termostato 2P Disp 2wir Eco | 38.5
TC303-3A2L | TC303-3A2L | TC303 Termostato 2P Disp 2wir | 30.3
TC303-3A2LM | TC303-3A2LM | TC303 Stat 2P 2wir Act MB | 57.6
TC303-3A4DLMS | TC303-3A4DLMS | TC303 Stat 4P 2wir Act MB ES | 73.5
TC303-3A4DLS | TC303-3A4DLS | TC303 Stat 4P 2wir Act Eco ES | 44.1
TC303-3A4DPMS | TC303-3A4DPMS | Thermostat FCU 4-Pipe 0-10v | 85.3
TC303-3A4L | TC303-3A4L | TC303 Stat 4P 2wir Act | 34.8
TC303-3A4LM | TC303-3A4LM | TC303 Stat 4P 2wir Act MB | 80.1
TC903-3A2L | TC903-3A2L | TStat,FCU,LCD,2P,240V,Wt | 31.6
TC903-3A2P-24 | TC903-3A2P-24 | TStat,FCU-P,LCD,2P,24V,Wt | 45.6
TC903-3A4DLMSA | TC903-3A4DLMSA | TStat,FCU,LCD,Modbus,4P,240V,XS,Wt | 80.6
TC903-3A4DLSA | TC903-3A4DLSA | TStat,FCU,LCD,4P,240V,XS,Wt | 47.1
TC903-3A4DPMSA | TC903-3A4DPMSA | TStat,FCU-P,LCD,Modbus,4P,240V,XS,Wt | 81.7
TC903-3A4LA | TC903-3A4LA | TStat,FCU,LCD,4P,240V,Wt | 35
TC903-3A4LMA | TC903-3A4LMA | TStat,FCU,LCD,Modbus,4P,240V,Wt | 65.4
TC903-4FMSA | TC903-4FMSA | TStat,FCU,LCD,Modbus,4P,ECM,240V,Wt | 80.6
TC907-3A4DLMSA | TC907-3A4DLMSA | TStat,FCU,Touch,Modbus,4P,240V,XS,Wt | 92.7
TC907-3A4DLSA | TC907-3A4DLSA | TStat,FCU,Touch,4P,240V,XS,Wt | 73
TC907-3A4DPMSA | TC907-3A4DPMSA | TStat,FCU-P,Touch,Modbus,4P,240V,XS,Wt | 91.9
TC907-3A4LA | TC907-3A4LA | TStat,FCU,Touch,4P,240V,Wt | 72.2
TC907-3A4LMA | TC907-3A4LMA | TStat,FCU,Touch,Modbus,4P,240V,Wt | 82.1
TC907-4FMSA | TC907-4FMSA | TStat,FCU,Touch,Modbus,4P,ECM,240V,Wt | 100.3
TCL1601 | TCL1601 | OUTSIDE FROST THERMOSTAT | 110.3
TCN90101 | TCN90101 | Tomada VGA | 57.95
TCN90102 | TCN90102 | Tomada Jack 3,5 | 33.45
TCN90103 | TCN90103 | Tomada RCA | 57.95
TCN90104 | TCN90104 | Tomada USB tipo A | 33.45
TCN90105 | TCN90105 | Tampa Cega | 7.51
TCN90106 | TCN90106 | Tomada HDMI | 69.17
TCSEAV0100 | TCSEAV0100 | FUENTE DE ALIMENTACIÓN POE EGX100 | Descontinuado
TDAR0611A | TDAR0611A | LEONARDO Evolution & MAX 31.3kW | 99999.99
TDAR0721A | TDAR0721A | Leonardo Evolution & Max -Direct Expans | Sob Consulta
TDAR092109AEUAV | TDAR092109AEUAV | LEONARDO Evolution & MAX 31.3kW | 99999.99
TDAR0921A | TDAR0921A | LEONARDO Evolution & MAX 31.3kW | Sob Consulta
TDAR1021A | TDAR1021A | LEONARDO Evolution & MAX 33.8kW | Sob Consulta
TDAR2222A | TDAR2222A | LEONARDO Evolution e MAX 69,9kW | Sob Consulta
TDAV0611A | TDAV0611A | Leonardo Evolution 21,1 kW | 99999.99
TDAV0611A00003 | TDAV0611A00003 | 4LGD11A10005DAA Uniflair LE DX Unit - Ai | 9450
TDAV0721A | TDAV0721A | Leonardo Evolution 24,5kW | 99999.99
TDAV0921A00005 | TDAV0921A00005 | Uniflair LE DX Unit - Air-Cooled - | 12066.67
TDAV1321A00001 | TDAV1321A00001 | LEONARDO Evolution & MAX 46kW | 15533.33
TDAV1322A | TDAV1322A | Leonardo Evolution 47kW | 99999.99
TDAV1422A | TDAV1422A | Leonardo Evolution 51,5kW | 99999.99
TDAV1822A00002 | TDAV1822A00002 | LE DX Unit - Air-Cooled - Downflow | 19475
TDAV2522A | TDAV2522A | LEONARDO Evolution & MAX 86kW | 99999.99
TDAV2542A | TDAV2542A | Leonardo Evolution & MAX 85.1kW | Sob Consulta
TDCR1700A | TDCR1700A | Air-cooled water chiller 56kW - 400V LE | 99999.99
TDCR2000A | TDCR2000A | INROOM LEONARDO TDCR2000A | 99999.99
TEMPH_PACKPROMO | TEMPH_PACKPROMO | 3 x INTER HOR IH 24H | Descontinuado
TMRAB002 | TMRAB002 | MGE Galaxy Temperature Monitor | 123.33
TRAC1221A | TRAC1221A | Air-cooled water chillers 115kW - 400V | 99999.99
TRAC1421A1 | TRAC1421A1 | Air-cooled water chiller 127,6 Kw - 400V | 99999.99
TRAC1742A | TRAC1742A | Air-cooled water chiller 157kW - 400V Aq | 99999.99
TRV00121 | TRV00121 | Modulo de visualizacao FDM 121 96x96 mm | 271.76
TRV00128 | TRV00128 | Acessório de montagem FDM (diam 22) | 21.83
TRV00211 | TRV00211 | Repetidor Modbus | 291.4
TRV00217 | TRV00217 | 10 ligadores para interface de comunicaC | 99.95
TRV00803 | TRV00803 | 10 cabos RJ45/RJ45 macho L=0,3 m | 51.8
TRV00806 | TRV00806 | 10 cabos RJ45/RJ45 macho L=0,6 m | 65.91
TRV00810 | TRV00810 | 5 cabos RJ45/RJ45 macho L=1 m | 55.11
TRV00820 | TRV00820 | 5 cabos RJ45/RJ45 macho L=2 m | 75.46
TRV00830 | TRV00830 | 5 cabos RJ45/RJ45 macho L=3 m | 131.36
TRV00850 | TRV00850 | 1 cabo RJ45/RJ45 macho L=5 m | 35.37
TRV00870 | TRV00870 | 10 ligadores fêmea / fêmea RJ45 | 55.99
TRV00880 | TRV00880 | 10 terminais de linha ULP | 37.12
TRV00910 | TRV00910 | Mala de manutenção com interface USB | 3146.87
TRV00911 | TRV00911 | Interface de manutenção USB | 2516.94
TRV00915 | TRV00915 | Alim 110-240VCA para Interface USB | 226.79
TRV00917 | TRV00917 | Cabo Micrologic para interface USB | 340.93
TTS-SD-LCD-1 | TTS-SD-LCD-1 | SMART SENS,ACCLOGO W/LCD DISP. | 187.2
U0.582 | U0.582 | ADAPTADOR MOD. 45x45 | 1.35
U3.486.18 | U3.486.18 | TOMADA P-COLUNAS LARGAS BRANCO | 9.27
U3.486.30 | U3.486.30 | TOMADAS P-COLUNAS LARGAS ALUMINIO | 13.16
U3.487.18 | U3.487.18 | TOMADA P-COLUNAS ESTREITAS BRANCO | 8.91
U3.487.25 | U3.487.25 | TOMADAS P-COLUNAS ESTREITAS MARFIM | 8.34
U3.487.30 | U3.487.30 | TOMADAS P-COLUNAS ESTREITAS ALUMINIO | 12.4
U3.591.25 | U3.591.25 | Sintonizador FM , 4 canais Marfim | Sob Consulta
U9.400.18 | U9.400.18 | T.DUPLA RJ45 PANDUIT MINICOM BRANCO | 6.63
U9.462.18 | U9.462.18 | T.DUPLA RJ45 UNIVERSAL BRANCO | 10.17
U9.462.25 | U9.462.25 | T.DUPLA RJ45 UNIVERSAL-K MARFIM | 10.86
U9.463.18 | U9.463.18 | T.4 ELEM RJ45 UNIVERSAL-K BRANCO | 14.01
U9.463.25 | U9.463.25 | T.4 ELEM RJ45 UNIVERSAL-K MARFIM | 14.96
U9.463.30 | U9.463.30 | T.4 ELEM RJ45 UNIVERSAL-K ALUMINIO | 18.71
U9.465.30 | U9.465.30 | T.QUADRUPLA RJ45 UNIVERSAL ALUMINIO | 18.81
V0 | V0 | INT 3P 25A | 28.5
V01 | V01 | INT 3P 20A | 21.74
V02 | V02 | INT 3P 12A | 18.31
V1 | V1 | INT 3P 32A | 30.48
V2 | V2 | INT 3P 40A | 41.46
V3 | V3 | INT 3P 63A | 53.97
V4 | V4 | INT 3P 80A | 77.8
V5 | V5 | INT 3P 125A | 112.72
V6 | V6 | INT 3P 175A | 208.53
VB200R-15BS | VB200R-15BS | Valvula Globo 2 vias VB200R-15BS, DN15, | 70.2
VB200R-20BS | VB200R-20BS | Valvula Globo 2 vias VB200R-20BS, DN20, | 83
VB210R-15BS03 | VB210R-15BS03 | Valvula Globo 2 vias VB210R-15BS, DN15, | 71.2
VB210R-15BS04 | VB210R-15BS04 | Valvula Globo 2 vias VB210R-15BS, DN15, | 71.2
VB210R-15BS05 | VB210R-15BS05 | Valvula Globo 2 vias VB210R-15BS, DN15, | 71.2
VB210R-15BS07 | VB210R-15BS07 | Valvula Globo 2 vias VB210R-15BS, DN15, | 71.2
VB210R-15BS08 | VB210R-15BS08 | Valvula Globo 2 vias VB210R-15BS, DN15, | 71.2
VB210R-15BS09 | VB210R-15BS09 | Valvula Globo 2 vias VB210R-15BS, DN15, | 71.2
VB210R-20BS08 | VB210R-20BS08 | Valvula Globo 2 vias VB210R-20BS, DN20, | 93.2
VB210R-20BS09 | VB210R-20BS09 | Valvula Globo 2 vias VB210R-20BS, DN20, | 87.2
VB300R-15BS | VB300R-15BS | Valvula Globo 3 vias VB300R-15BS, DN15, | 113.2
VB300R-20BS | VB300R-20BS | Valvula Globo 3 vias VB300R-20BS, DN20, | 133.8
VB310R-15BS04 | VB310R-15BS04 | Valvula Globo 3 vias VB310R-15BS, DN15, | 114.5
VB310R-15BS05 | VB310R-15BS05 | Valvula Globo 3 vias VB310R-15BS, DN15, | 122.3
VB310R-15BS07 | VB310R-15BS07 | Valvula Globo 3 vias VB310R-15BS, DN15, | 114.5
VB310R-15BS08 | VB310R-15BS08 | Valvula Globo 3 vias VB310R-15BS, DN15, | 114.5
VB310R-15BS09 | VB310R-15BS09 | Valvula Globo 3 vias VB310R-15BS, DN15, | 114.5
VB310R-20BS04 | VB310R-20BS04 | Valvula Globo 3 vias VB310R-20BS, DN20, | 144.7
VB310R-20BS08 | VB310R-20BS08 | Valvula Globo 3 vias VB310R-20BS, DN20, | 144.7
VB310R-20BS09 | VB310R-20BS09 | Valvula Globo 3 vias VB310R-20BS, DN20, | 135.4
VB601R-15B | VB601R-15B | 6 way DN15 Change over valveDN15, Kvs 2. | 300.9
VB601R-20B | VB601R-20B | 6 way DN20 Change over valveDN20, Kvs 4. | 386.9
VBD0 | VBD0 | INTER. TRIP. 25A | 55.6
VBD01 | VBD01 | INTER. TRIP. 20A | 51.02
VBD02 | VBD02 | INTER. TRIP. 12A | 48.61
VBD1 | VBD1 | INTER. TRIP. 32A | 70.35
VBD2 | VBD2 | INTER. TRIP. 40A | 82.47
VBDN12 | VBDN12 | INTER. TRIP. 12A | 50.79
VBDN20 | VBDN20 | INTER. TRIP. 20A | 59.82
VBF01GE | VBF01GE | INT SEC 5,5 KW CX | 50.32
VBF02GE | VBF02GE | INT SEC 4 KW CX | 45.48
VBF0GE | VBF0GE | INT SEC 7,5 KW CX | 61.56
VBF1GE | VBF1GE | INT SEC 11 KW CX | 64.92
VBF2GE | VBF2GE | INT SEC 15 KW CX | 78.26
VBF3 | VBF3 | INTER. TRIP. 63A | 132.39
VBF3GE | VBF3GE | INT SEC 22 KW CX | 115.86
VBF4 | VBF4 | INTER. TRIP. 80A | 177.61
VBF4GE | VBF4GE | INT SEC 30 KW CX | 140.75
VBF5 | VBF5 | INTER. TRIP. 125A | 300.06
VBF5GEN | VBF5GEN | INT SECC PRINC CX 3P 100A | 273.1
VBF6 | VBF6 | INTERRUPTOR SEC. 175A | 488.7
VBF6GEN | VBF6GEN | INT SECC PRINC CX 3P 140A | 342.12
VBFXGE1 | VBFXGE1 | CAIXA VAZIA P-VN12 A V2 | 32.98
VBFXGE2 | VBFXGE2 | CX VAZIA P- V3-V4 | 67.21
VBFXGE4 | VBFXGE4 | CX VAZIA P- V02 A V2 | 67.21
VC2GUN | VC2GUN | INT SECC FECH UL 3P 63A | 306.3
VCCD1 | VCCD1 | INT SEC PRINC PAR EMERG 32A | 90.44
VCCDN12 | VCCDN12 | INT SECC PR PAR EMERG 3P 12A | 64.93
VCCDN20 | VCCDN20 | INT SECC PR PAR EMERG 3P 20A | 73.24
VCCF0 | VCCF0 | INT SECC 25A | 112.46
VCCF1 | VCCF1 | INT SEC | 111.42
VCCF2 | VCCF2 | INT SECC.40A | 124
VCCF3 | VCCF3 | INT SEC 63A | 171.96
VCCF4 | VCCF4 | INT SEC 80A | 218.55
VCCF5 | VCCF5 | INT SEC 125A | 342
VCCF6 | VCCF6 | INT SEC 175A | 533.92
VCD0 | VCD0 | INTER. TRIP. 25A | 67.29
VCD01 | VCD01 | INTER. TRIP. 20A | 64.09
VCD02 | VCD02 | INTER. TRIP. 12A | 65.13
VCD1 | VCD1 | INTER. TRIP. 32A | 100.91
VCD2 | VCD2 | INTER. TRIP. 40A | 103.94
VCDN12 | VCDN12 | INTERR.-SECC. MINIVARIO 12A TRIP | 49.82
VCDN20 | VCDN20 | INTERR.-SECC. MINIVARIO 20A TRIP. | 57.27
VCF01GE | VCF01GE | INT SEC 5,5 KW CX | 50.32
VCF02GE | VCF02GE | INT SEC 4 KW CX | 45.48
VCF0GE | VCF0GE | INT SEC 7,5 KW CX | 61.56
VCF1 | VCF1 | INT SEC 32A | 98.73
VCF1GE | VCF1GE | INT SEC 11 KW CX | 64.92
VCF2 | VCF2 | INT SECC PR PAR EMERG 3P 40A | 102.67
VCF2GE | VCF2GE | INT SEC 15 KW CX | 78.26
VCF3 | VCF3 | INTER. TRIP. 63A | 132.39
VCF3GE | VCF3GE | INT SEC 22 KW CX | 115.86
VCF4 | VCF4 | INTER. TRIP. 80A | 177.61
VCF4GE | VCF4GE | INT SEC 30 KW CX | 140.75
VCF5 | VCF5 | INTER. TRIP. 125A | 300.06
VCF5GEN | VCF5GEN | INT SECC PR PAR EMERG CX 3P 100A | 280.87
VCF6 | VCF6 | INT SEC 175A | 484.05
VCF6GEN | VCF6GEN | INT SECC PR PAR EMERG CX 3P 140A | 338.86
VCFN12GE | VCFN12GE | INTER CX 10A | 34.03
VCFN20GE | VCFN20GE | INTER CX 16A | 38.11
VCFN25GE | VCFN25GE | Interr-Secc cofre Minivario 20A | 53.05
VCFN32GE | VCFN32GE | INTER CX 25A | 56.72
VCFN40GE | VCFN40GE | INTER CX 32A | 64.31
VCFXGE1 | VCFXGE1 | CX VAZIA P- VN12 A V2 | 32.98
VCFXGE2 | VCFXGE2 | CX VAZIA P- V3-V4 | 70.57
VCFXGE4 | VCFXGE4 | CX VAZIA P- V02 A V2 | 67.21
VCM8000V5045P | VCM8000V5045P | COM MOD ZIG PRO SE8000 | 71.4
VCM8000V5094P | VCM8000V5094P | Pana wireless Zigbee Pro Com.card | 187.6
VCM8001V5045 | VCM8001V5045 | SE8000 Módulo Sensor de CO2 | 140.2
VCM8002V5031 | VCM8002V5031 | Tarjeta WIFI BACnet IP SE8000 | 133.5
VDI1501S | VDI1501S | MODULO 8P CUT OFF CAT5E FTP AZUL | 13.82
VDI6643 | VDI6643 | Obturador SC Duplex ( 10 UN) | 8.04
VDI66622 | VDI66622 | PAINEL FIBRA ?PTICA 19' U | 118.07
VDI8616H | VDI8616H | Painel Guia para Cordoes Frontais | 68.66
VDI96722 | VDI96722 | 12 SC DUPLEX - BANDEJA SEM FRONTAL COM T | 277.46
VDI9900N | VDI9900N | Suporte Multiplus nao Adaptavel sem Tamp | 0.47
VDI9901 | VDI9901 | Suporte Multiplus Adaptavel com Tampa (2 | 1.69
VDI9903 | VDI9903 | Suporte Multiplus Adaptavel com Tampa (2 | 2.04
VDI9904 | VDI9904 | Suporte Multiplus Adaptavel com Tampa (2 | 2.04
VDI9905 | VDI9905 | Barreira de travao de Cabos (16 Uni) | 0.69
VDI9910F | VDI9910F | Painel Universal 19' FTP 24 Portas | 52.14
VDI9981 | VDI9981 | MULTIPLUS MODULO ESPELHO 6RJ45 FTP | 173.61
VDIB17725B12 | VDIB17725B12 | CONECTOR RJ45 CAT5E BLINDADO | 10.56
VDIB17725B96 | VDIB17725B96 | CONECTOR RJ45 CAT5E BLINDADO | 10.82
VDIB17725U12 | VDIB17725U12 | CONECTOR RJ45 CAT5E | 8.46
VDIB17725U96 | VDIB17725U96 | CONECTOR RJ45 CAT5E NO BLINDADO | 8.13
VDIB17726B12 | VDIB17726B12 | CONECTOR RJ45 CAT6 BLINDADO | 15.53
VDIB17726B96 | VDIB17726B96 | CONECTOR RJ45 CAT6 BLINDADO | 13.26
VDIB17726U12 | VDIB17726U12 | CONECTOR RJ45 CAT6 NO BLINDADO | 11.53
VDIB17726U96 | VDIB17726U96 | CONECTOR RJ45 CAT6 NO BLINDADO | 10.84
VDIB1772XB12 | VDIB1772XB12 | CONECTOR RJ45 CAT6A BLINDADO | 14.98
VDIB1772XB96 | VDIB1772XB96 | ficha RJ45 CAT6A BLINDADO | 14.82
VDIB1772XU12 | VDIB1772XU12 | FICHA RJ45 CAT 6 UTP | 14.22
VDIB1772XU96 | VDIB1772XU96 | FICHA RJ45 CAT 6 UTP | 12.81
VDIB17766UWE | VDIB17766UWE | Ficha RJ45 CAT6 KSTONE BLANC | Descontinuado
VDIB1776XUWE | VDIB1776XUWE | Ficha RJ45 CAT6A KSTONE Branco | 7.41
VDIB17776B24 | VDIB17776B24 | RJ45 Keystone CAT6 FTP | 9.29
VDIB299001 | VDIB299001 | ferramenta PUNCHDOWN LSA | 50.72
VDIB6011001 | VDIB6011001 | Adap FO ST MM pk x 1 pc | 4.97
VDIB6011002 | VDIB6011002 | ADAPT ST MM PK X 100 PCS | 4.04
VDIB6021001 | VDIB6021001 | AD SC SIMP MM PK x 1 PC | 10.7
VDIB6031001 | VDIB6031001 | ADAPTADOR SC DUPLEX MM x1 | 14.14
VDIB6032001 | VDIB6032001 | Adap FO SC SM pk x 1 pc | 13.33
VDIB6051001 | VDIB6051001 | Adaptador LC Duplex MM sq pack x 1 pc | 10.7
VDIB6051003 | VDIB6051003 | ADAPTADOR LC DUPLEX MM RECT PK X 1 PC | 12.68
VDIB6052001 | VDIB6052001 | Adaptador LC Duplex SM sq pk x 1 pc | 14.49
VDIB6052003 | VDIB6052003 | ADAP LC SM RECT x 1PC | 17.24
VDIB6052004 | VDIB6052004 | ADAPTADOR LC DUPLEX SM RECT x 1PC | 16.07
VDIB6072001 | VDIB6072001 | ADAPTADOR FO SC/APC SIMPLEX SM 1 PCS | 18
VDIB6082001 | VDIB6082001 | ADAPTADOR FO SC/APC DUPLEX SM 1 PCS | 19.52
VDIC115118 | VDIC115118 | Caixa 305m Cab U/UTP 4P Cat5 155Mhz LSOH | 293.62
VDIC116118 | VDIC116118 | 305m Cab U/UTP Cat6 LSOH | 263.95
VDIC135118 | VDIC135118 | Caixa Cab F/UTP 4P Cat5 LSOH | 369.97
VDIC42206L | VDIC42206L | FO LT OM2 50/125 6FO 525M | 1189.96
VDIC42206T | VDIC42206T | FO OM2 50/125 6FO 525M | 1427.52
VDIC42212L | VDIC42212L | FO OM2 50/125 12FO 525M | 1717.85
VDIC42212T | VDIC42212T | FO OM2 50/125 12FO 525M | 2341.43
VDIC42224L | VDIC42224L | FO OM2 50/125 24FO 525M | 3217.96
VDIC42224T | VDIC42224T | FO OM2 50/125 24FO 525M | 4442.01
VDIC42302T | VDIC42302T | FO OM3 50/125 2FO 525M | 1093.18
VDIC42306L | VDIC42306L | FO OM3 50/125 6FO 525M | 1978.51
VDIC42306T | VDIC42306T | FO OM3 50/125 6FO 525M | 2123.67
VDIC42312L | VDIC42312L | FO OM3 50/125 12FO 525M | 3260.85
VDIC42312T | VDIC42312T | FO OM3 50/125 12FO 525M | 3744.75
VDIC42324L | VDIC42324L | FO OM3 50/125 24FO 525M | 6255.54
VDIC42324T | VDIC42324T | FO OM3 50/125 24FO 525M | 7281.64
VDIC42506L | VDIC42506L | FO OS1OS2 9/125 6FO 525M | 972.21
VDIC52504L | VDIC52504L | FO OS1OS2 9/125 4FO 2100M | 3024.39
VDIC52506L | VDIC52506L | FO OS1OS2 9/125 6FO 2100M | 3246.55
VDIC52506T | VDIC52506T | FO OS1OS2 9/125 6FO 2100M | 3982.3
VDIC52508L | VDIC52508L | FO OS1OS2 9/125 8FO 2100M | 3946.76
VDIC52512L | VDIC52512L | FO OS1OS2 9/125 12FO 2100 | 4409.31
VDIC52512T | VDIC52512T | FO OS1OS2 9/125 12FO 2100 | 6400.72
VDIC52524L | VDIC52524L | FO OS1OS2 9/125 24FO 2100 | 6942.9
VDIC52524T | VDIC52524T | FO OS1OS2 9/125 24FO 2100 | 12236.14
VDIC63X318 | VDIC63X318 | 1.000m F/UTP Cat6A LZH | Sob Consulta
VDIC658318 | VDIC658318 | 1.000m S/FTP Cat7 LZH | Sob Consulta
VDIC68X218 | VDIC68X218 | Cab CL-MX F/FTP 500M | Sob Consulta
VDIC68X218F01 | VDIC68X218F01 | Cab CL-MX F/FTP 500M | Sob Consulta
VDIC68X318 | VDIC68X318 | Cab CL-MX F/FTP 1000M | Sob Consulta
VDIC68X318F01 | VDIC68X318F01 | Cab CL-MX F/FTP 1000M | Sob Consulta
VDICD116218 | VDICD116218 | Bobina de 500M CAB LAN UUTP 4P CAT6 250 | 571.43
VDICD176218 | VDICD176218 | Bobina de 500M CAB LAN SFUTP 4P CAT6 25 | Sob Consulta
VDIDIN12SC | VDIDIN12SC | Caja Fibra Carril DIN 12 SC | 162.81
VDIF212410 | VDIF212410 | Travessa Multimodo 12 SC Duplex | 14.2
VDIG017241B | VDIG017241B | p vazio 1U 24 CAT6 FTP | 78.53
VDIG018241B60 | VDIG018241B60 | Painel 1U 24P FTP Cat6 | 392.5
VDIG018241BX0 | VDIG018241BX0 | Panel 19" Básico 1U 24P FTP Cat6A | 404.23
VDIG018241F50 | VDIG018241F50 | Painel 1U 24P FTP Cat5e | 320.81
VDIG018241U50 | VDIG018241U50 | Painel 1U 24P UTP Cat5e | 225.91
VDIG018241U60 | VDIG018241U60 | Panel 19p Basico 1U 24P UTP Cat6 | 331.02
VDIG050991V2 | VDIG050991V2 | Panel vacio iFlex STP / UTP 24 puertos | 120.38
VDIG112241F | VDIG112241F | Painel 1U vazio STP 24 p | 86.42
VDIG112241U | VDIG112241U | Panel datos 1U vacio UTP 24 puertos com | 81.69
VDIG113241U | VDIG113241U | Painel 19p Fixo 1U 24P P/Ligador S110 | 79.07
VDIG118241B60 | VDIG118241B60 | Panel 19" Avanz 1U 24P FTP Cat6 | 192.93
VDIG118241BX0 | VDIG118241BX0 | Painel 1U 24P FTP Cat6A | 438.67
VDIG118241F50 | VDIG118241F50 | Panel 19p Avanz 1U 24P FTP Cat5e | 364.87
VDIG118241U50 | VDIG118241U50 | Painel 1U 24P UTP Cat5e | 241.73
VDIG118241U60 | VDIG118241U60 | Patch panel 19p 1U 24 RJ45 Cat6 UTP | 377.27
VDIG141501 | VDIG141501 | Painel telecom 50 portas. | 243.92
VDIG150991 | VDIG150991 | P fibra opt 1U 3 p cegas | 138
VDIG161931 | VDIG161931 | Panel con 9 tomas schucko | 82.97
VDIG162731 | VDIG162731 | painel 8 t scucho c/ int | Sob Consulta
VDIG163631 | VDIG163631 | Panel con 6 tomas schucko con disyu. | 379.42
VDIG164731 | VDIG164731 | painel c/ 7 t shucko Fil. | 259.61
VDIG188011 | VDIG188011 | Bandeja 1U 250 mm profundo | 72.09
VDIG188021 | VDIG188021 | Caratula ciega 19" 1U | 27.12
VDIG188141 | VDIG188141 | Panel 1U guia latiguillos 4 anillos | 35.01
VDIG188142 | VDIG188142 | Painel 2U guia 4 aneis | 66.54
VDIG328241B | VDIG328241B | Painel 19P ang 1U 24P STP | 141.4
VDIM11U001 | VDIM11U001 | Organizador de cab pack 4 | 16.91
VDIM11U002 | VDIM11U002 | Pack de 4 portaetiquetas | 10.07
VDIM11U241 | VDIM11U241 | Pack de 12 cortinas azul | 6.04
VDIM11U242 | VDIM11U242 | Pack de 24 cortinas amar. | 6.04
VDIM11U243 | VDIM11U243 | Pack de 24 cortinas verde | 6.04
VDIM11U244 | VDIM11U244 | Pack de 24 cortinas verm. | 6.04
VDIM11U246 | VDIM11U246 | Pack de 24 cortinas cinza | 6.04
VDIM150061 | VDIM150061 | Painel cego painel FO | 6.04
VDIM151061 | VDIM151061 | Painel 6 adapt st | 6.89
VDIM1510611 | VDIM1510611 | Painel 6 adapt st | 50.72
VDIM153031 | VDIM153031 | Painel 3 adapt sc duplex | 6.77
VDIM1530311 | VDIM1530311 | Painel 3 adap sc duplex | 42.26
VDIM155031 | VDIM155031 | Espelho para 3 adaptador lc duplex | 9.5
VDIM1550311 | VDIM1550311 | Espelho con 3 adaptador lc duplex | 48.43
VDIM155061 | VDIM155061 | Painel 6 adapt dúplex LC | 7.78
VDIM157021 | VDIM157021 | Sup. interno 1 adapt mpo | 16.91
VDIM15C112 | VDIM15C112 | Cassete para fusiones | 48.14
VDIM189111 | VDIM189111 | Guia Passacabos Vrack 600 | 13.29
VDIM189112 | VDIM189112 | Guia Paasacabos Vrack 800 | 14.13
VDIM189412 | VDIM189412 | Guia Passac V rack 800 2U | 28.26
VDIM33174 | VDIM33174 | Overhead 19" 4U | Sob Consulta
VDIM48E011 | VDIM48E011 | Pack de 10 tierras | 19.32
VDIP1811 | VDIP1811 | Clip para Patch Azul | 0.65
VDIP1812 | VDIP1812 | Clip para Patch Amarelo | 0.65
VDIP1813 | VDIP1813 | Clip para Patch Verde | 0.69
VDIP1814 | VDIP1814 | Clip para Latiguillo Red | 0.67
VDIP181546005 | VDIP181546005 | Patch UTP Cat5e LSZH 0.5m | 4.13
VDIP181546010 | VDIP181546010 | Patch UTP Cat5e LSZH 1m | 5.74
VDIP181546020 | VDIP181546020 | Patch UTP Cat5e LSZH 2m | 8.95
VDIP181546030 | VDIP181546030 | Patch UTP Cat5e LSZH 3m | 12.23
VDIP181546050 | VDIP181546050 | Patch UTP Cat5e LSZH 5m | 18.39
VDIP181546100 | VDIP181546100 | Patch UTP CAT5E LSZH 10M | 33.61
VDIP181646005 | VDIP181646005 | Latiguillo U/UTP Cat6 300Mhz LSZH 0.5m | 7.64
VDIP181646010 | VDIP181646010 | Latiguillo U/UTP Cat6 300Mhz LSZH 1m | 11.28
VDIP181646020 | VDIP181646020 | Patch UTP Cat6 LSZH 2m | 15.16
VDIP181646030 | VDIP181646030 | Patch UTP Cat6 LSZH 3m | 22.73
VDIP181646050 | VDIP181646050 | Patch UTP Cat6 LSZH 5m | 24.57
VDIP181646100 | VDIP181646100 | Patch UTP CAT6 LSZH 10M | 40.19
VDIP181X46010 | VDIP181X46010 | Patch UTP CAT6A LSZH 1M | 10.93
VDIP181X46020 | VDIP181X46020 | Patch UTP CAT6A LSZH 2M | 16.13
VDIP181X46030 | VDIP181X46030 | Patch UTP CAT6A LSZH 3M | 21.06
VDIP181X46050 | VDIP181X46050 | Patch UTP CAT6A LSZH 5M | 31.56
VDIP184546005 | VDIP184546005 | Chicote F/UTP Cat5e 155Mhz LSZH 0.5m | 5.25
VDIP184546010 | VDIP184546010 | Patch F/UTP Cat5e 155Mhz LSZH 1m | 6.43
VDIP184546020 | VDIP184546020 | Patch F/UTP Cat5e 155Mhz LSZH 2m | 9.5
VDIP184546030 | VDIP184546030 | Patch F/UTP Cat5e LSZH 3m | Sob Consulta
VDIP184546050 | VDIP184546050 | Chicote F/UTP Cat5e 155Mhz LSZH 5m | 18.19
VDIP184546100 | VDIP184546100 | Patch FUTP CAT5E 155MHZ LSZH 10M | 32.33
VDIP184646005 | VDIP184646005 | Patch F/UTP Cat6 300Mhz LSZH 0.5m | 9.02
VDIP184646010 | VDIP184646010 | Chicote F/UTP Cat6 300Mhz LSZH 1m | 13.98
VDIP184646020 | VDIP184646020 | Chicote F/UTP Cat6 300Mhz LSZH 2m | 14.66
VDIP184646030 | VDIP184646030 | Chicote F/UTP Cat6 300Mhz LSZH 3m | 21.97
VDIP184646050 | VDIP184646050 | Chicote F/UTP Cat6 300Mhz LSZH 5m | 27.83
VDIP184646100 | VDIP184646100 | Patch UTP CAT6 LSZH 10M | 42.62
VDIP185X46010 | VDIP185X46010 | Latiguillo S/FTP Cat6A 550Mhz LSZH 1m | 10.61
VDIP185X46020 | VDIP185X46020 | Patch FTP Cat6A LSZH 2m | Sob Consulta
VDIP185X46030 | VDIP185X46030 | Latiguillo S/FTP Cat6A 550Mhz LSZH 3m | 20.44
VDIP185X46050 | VDIP185X46050 | Latiguillo S/FTP Cat6A 550Mhz LSZH 5m | 30.63
VDIP185X46100 | VDIP185X46100 | Latiguillo S/FTP Cat6A 550Mhz LSZH 10m | 55.8
VDIP541115 | VDIP541115 | FO OM1 62.5/125 2ST 5m | 33.88
VDIP541331 | VDIP541331 | FO OM1 62.5/125 SCd 1m | 26
VDIP541333 | VDIP541333 | FO OM1 62.5/125 SCd 3m | 30.66
VDIP541352 | VDIP541352 | FO OM1 62.5/125 SCd-LC 2m | 34.46
VDIP541353 | VDIP541353 | FO OM1 62.5/125 SCd-LC 3m | 36.82
VDIP541355 | VDIP541355 | FO OM1 62.5/125 SCd-LC 5m | 41.49
VDIP541552 | VDIP541552 | FO OM1 62.5/125 LC-LC 2m | 43.25
VDIP541555 | VDIP541555 | FO OM1 62.5/125 LC-LC 5m | 49.69
VDIP542113 | VDIP542113 | FO OM2 50/125 2ST-2ST 3m | 30.66
VDIP542331 | VDIP542331 | FO OM2 50/125 SCd-SCd 1m | 26
VDIP542332 | VDIP542332 | FO OM2 50/125 SCd-SCd 2m | 28.36
VDIP542333 | VDIP542333 | FO OM2 50/125 SCd-SCd 3m | 30.66
VDIP542335 | VDIP542335 | FO OM2 50/125 SCd-SCd 5m | 33.88
VDIP542351 | VDIP542351 | FO OM2 50/125 SCd-LC 1m | 32.16
VDIP542352 | VDIP542352 | FO OM2 50/125 SCd-LC 2m | 34.46
VDIP542353 | VDIP542353 | FO OM2 50/125 SCd-LC 3m | 36.82
VDIP542551 | VDIP542551 | FO OM2 50/125 LC-LC 1m | 40.9
VDIP542552 | VDIP542552 | FO OM2 50/125 LC-LC 2m | 43.25
VDIP542555 | VDIP542555 | FO OM2 50/125 LC-LC 5m | 49.69
VDIP543331 | VDIP543331 | FO OM3 50/125 SCd-SCd 1m | 26
VDIP543332 | VDIP543332 | FO OM3 50/125 SCd-SCd 2m | 30.07
VDIP543333 | VDIP543333 | FO OM3 50/125 SCd-SCd 3m | 34.21
VDIP543351 | VDIP543351 | FO OM3 50/125 SCd-LC 1m | 31.84
VDIP543352 | VDIP543352 | FO OM3 50/125 SCd-LC 2m | 35.92
VDIP543353 | VDIP543353 | FO OM3 50/125 SCd-LC 3m | 40.05
VDIP543551 | VDIP543551 | FO OM3 50/125 LC-LC 1m | 40.05
VDIP543552 | VDIP543552 | FO OM3 50/125 LC-LC 2m | 44.11
VDIP543553 | VDIP543553 | FO OM3 50/125 LC-LC 3m | 48.19
VDIP543555 | VDIP543555 | FO OM3 50/125 LC-LC 5m | 56.38
VDIP544551 | VDIP544551 | FO OM4 50 125 LCD LCD 1M | 44.37
VDIP545331 | VDIP545331 | FO OS1/2 9/125 SCd-SCd 1m | 28.36
VDIP545332 | VDIP545332 | FO OS1/2 9/125 SCd-SCd 2m | 30.07
VDIP545333 | VDIP545333 | FO OS1/2 9/125 SCd-SCd 3m | 31.84
VDIP545335 | VDIP545335 | FO OS1/2 9/125 SCd-SCd 5m | 35.33
VDIP545351 | VDIP545351 | FO OS1/2 9/125 SCd-LC 1m | 39.73
VDIP545352 | VDIP545352 | FO OS1/2 9/125 SCd-LC 2m | 41.49
VDIP545353 | VDIP545353 | FO OS1/2 9/125 SCd-LC 3m | 43.25
VDIP545355 | VDIP545355 | FO OS1/2 9/125 SCd-LC 5m | 46.74
VDIP545551 | VDIP545551 | FO OS1/2 9/125 LC-LC 1m | 42.67
VDIP545552 | VDIP545552 | FO OS1/2 9/125 LC-LC 2m | Descontinuado
VDIP545553 | VDIP545553 | FO OS1/2 9/125 LC-LC 3m | 46.14
VDIP545555 | VDIP545555 | FO OS1/2 9/125 LC-LC 5m | 49.69
VDIP641101 | VDIP641101 | Pigtail FO OM1 62.5/125 | 7.29
VDIP641201 | VDIP641201 | Pigtail FO OM1 62.5/125 | 7.29
VDIP641401 | VDIP641401 | PIGTAIL OM1 62,5 125 LC | 10.24
VDIP642101 | VDIP642101 | Pigtail FO OM2 50/125 ST | 7.29
VDIP642201 | VDIP642201 | Pigtail FO OM2 50/125 SC | 7.29
VDIP643201 | VDIP643201 | Pigtail FO OM3 50/125 SC | 7.89
VDIP643401 | VDIP643401 | Pigtail FO OM3 50/125 LC | 10.84
VDIP644401 | VDIP644401 | PIGTAIL OM4 50 125 LC | 12.54
VDIP645201 | VDIP645201 | Pigtail FO OS2 9/125 SC | 7.29
VDIR380005 | VDIR380005 | FIX RJ45 SUPPORT FOR S ONE CONNECTORS | 13.34
VDIX2702JS001 | VDIX2702JS001 | Cordao compact RJ45 | 19.12
VDIX2731JS023 | VDIX2731JS023 | CORD CAT5E IBCS RJ45 1P UTP 3.2M C.SPE | 28.98
VF209W-200CN | VF209W-200CN | But.Valve DN200, dP 1200kPa | 504.6
VF209W-250CN | VF209W-250CN | But.Valve DN250, dP 1200kPa | 775.5
VF209W-300CN | VF209W-300CN | But.Valve DN300, dP 1200kPa | 1115.4
VF209W-350CN | VF209W-350CN | But.Valve DN350, dP 1000kPa | 1862.2
VF209W-400CN | VF209W-400CN | But.Valve DN400, dP 1000kPa | 2821.8
VF209W-450CN | VF209W-450CN | But.Valve DN450, dP 1000kPa | 3496.9
VF209W-500CN | VF209W-500CN | But.Valve DN500, dP 1000kPa | 4707.1
VG210R-15B02 | VG210R-15B02 | VG210R 15B 0.4T SU00 | 114.3
VG210R-15B03 | VG210R-15B03 | VG210R 15B 0.63T SU00 | 103.9
VG210R-15B04 | VG210R-15B04 | VG210R 15B 1.0TM SU00 | 103.9
VG210R-15B05 | VG210R-15B05 | VG210R 15B 1.6T SU00 | 95.3
VG210R-15B07 | VG210R-15B07 | VG210R 15B 2.5TM SU00 | 103.9
VG210R-15B08 | VG210R-15B08 | VG210R 15B 4T SU00 | 103.9
VG210R-20B | VG210R-20B | VG210R 20B 6.3T SU00 | 114.9
VG210R-25B | VG210R-25B | VG210R 25B 10E SU00 | 135
VG210R-32B | VG210R-32B | VG210R 32B 17E SU00 | 154.2
VG210R-40B | VG210R-40B | VG210R 40B 24E SU00 | 175.2
VG210R-50B | VG210R-50B | VG210R 50B 35E SU00 | 235.8
VG221F-100C | VG221F-100C | VG221F-100C 130M SU00 | 905.5
VG221F-125C | VG221F-125C | VG221F-125C 200M SU00 | 1228
VG221F-150C | VG221F-150C | VG221F-150C 300M SU00 | 1523.7
VG221F-65C | VG221F-65C | VG221F-65C 63M SU00 | 520.2
VG221F-80C | VG221F-80C | VG221F-80C 100M SU00 | 661.4
VG310R-15B05 | VG310R-15B05 | VG310R 15B 1.6T SU00 | 110.4
VG310R-15B07 | VG310R-15B07 | VG310R 15B 2.5T SU00 | 109.4
VG310R-15B08 | VG310R-15B08 | VG310R 20B 4.0T SU00 | 119.8
VG310R-20B | VG310R-20B | VG310R 20B 6.3T SU00 | 136.4
VG310R-25B | VG310R-25B | VG310R 25B 10E SU00 | 150.5
VG310R-32B | VG310R-32B | VG310R 32B 17E SU00 | 165.9
VG310R-40B | VG310R-40B | VG310R 40B 24E SU00 | 202.3
VG310R-50B | VG310R-50B | VG310R 50B 35E SU00 | 250.4
VG311F-100C | VG311F-100C | VG311F-100C 130M SU00 | 928.5
VG311F-125C | VG311F-125C | VG311F-125C 200M SU00 | 1719.5
VG311F-150C | VG311F-150C | VG311F-150C 300M SU00 | 2181.8
VG311F-65C | VG311F-65C | VALV 3VIAS BRID VG311F-65C 63M SU00 | 629.6
VG311F-80C | VG311F-80C | Valve3WayFl.PN16 VG321-80-100 | 687.1
VGLS9901I | VGLS9901I | Schneider Easy UPS Dry Contact Card Rela | 64.47
VGS211F-100CS | VGS211F-100CS | VGS211F-100CS 140M SD00 | 1627.1
VGS211F-15CS03 | VGS211F-15CS03 | VGS211F-15CS03 | 471.3
VGS211F-15CS04 | VGS211F-15CS04 | VGS211F-15CS04 | 471.3
VGS211F-15CS05 | VGS211F-15CS05 | VGS211F-15CS05 | 471.3
VGS211F-15CS07 | VGS211F-15CS07 | VGS211F-15CS07 | 471.3
VGS211F-15CS08 | VGS211F-15CS08 | VGS211F-15CS 4M SD00 | 471.3
VGS211F-20CS | VGS211F-20CS | VGS211F-20CS 6.3M SD00 | 510.6
VGS211F-25CS | VGS211F-25CS | VGS211F-25CS 10M SD00 | 536.8
VGS211F-32CS | VGS211F-32CS | VGS211F-32CS 16M SD00 | 563
VGS211F-40CS | VGS211F-40CS | VGS211F-40CS 25M SD00 | 589.2
VGS211F-50CS | VGS211F-50CS | VGS211F-50CS 35M SD00 | 641.5
VGS211F-65CS | VGS211F-65CS | VGS211F-65CS 63M SD00 | 1144
VGS211F-80CS | VGS211F-80CS | VGS211F-80CS 110M SD00 | 1398.3
VLVAEW0L007A40AA | VLVAEW0L007A40AA | VarSet Easy 7.5 kvar 400V | 1359.55
VLVAEW0L015A40AA | VLVAEW0L015A40AA | VarSet Easy 15 kvar 400V | 1464.36
VLVAEW0L017A40AA | VLVAEW0L017A40AA | VarSet Easy 17.5 kvar 400V | 1708.15
VLVAEW0L020A40AA | VLVAEW0L020A40AA | VarSet Easy 20 kvar 400V | 1786.38
VLVAEW0L025A40AA | VLVAEW0L025A40AA | VarSet Easy 25 kvar 400V | 1830.31
VLVAEW0L030A40AA | VLVAEW0L030A40AA | VarSet Easy 30 kvar 400V | 1886.04
VLVAEW0L037A40AA | VLVAEW0L037A40AA | VarSet Easy 37.5 kvar 400V | 1996.41
VLVAEW0L045A40AA | VLVAEW0L045A40AA | VarSet Easy 45 kvar 400V 7,5+15+22,5 I | 2063.92
VLVAEW0L050A40AA | VLVAEW0L050A40AA | VarSet Easy 50 kvar 400V | 2107.86
VLVAEW1L060A40AA | VLVAEW1L060A40AA | VarSet Easy 60 kvar 400V | 2529
VLVAEW1L070A40AA | VLVAEW1L070A40AA | VarSet Easy 70 kvar 400V | 2540.79
VLVAEW1L075A40AA | VLVAEW1L075A40AA | VarSet Easy 75 kvar 400V | 2581.51
VLVAEW1L082A40AA | VLVAEW1L082A40AA | VarSet Easy 82,5 kvar 400V | 2662.96
VLVAEW1L090A40AA | VLVAEW1L090A40AA | VarSet Easy 90 kvar 400V | 2773.33
VLVAEW1L100A40AA | VLVAEW1L100A40AA | VarSet Easy 100 kvar 400V | 2834.41
VLVAEW2L125A40AA | VLVAEW2L125A40AA | VarSet Easy 125 kvar 400V | 4825.47
VLVAEW2L150A40AA | VLVAEW2L150A40AA | VarSet Easy 150 kvar 400V | 5059.08
VLVAEW2L175A40AA | VLVAEW2L175A40AA | VarSet Easy 175 kvar 400V | 5214.46
VLVAEW2L200A40AA | VLVAEW2L200A40AA | VarSet Easy 200 kvar 400V | 5546.66
VLVAF2P03506AA | VLVAF2P03506AA | VarSet SAH 50 kvar 400V 4x12.5 IA | 9322.91
VLVAF2P03507AA | VLVAF2P03507AA | VarSet SAH 75 kvar 400V 25+50 con IA | 9314.92
VLVAF2P03508AA | VLVAF2P03508AA | VarSet SAH 100 kvar 400V 2x25+50 IA | 9670.16
VLVAF2P03508AD | VLVAF2P03508AD | VarSet Auto 100k DR4,2 400V-50 CB | 9480.55
VLVAF2P03509AA | VLVAF2P03509AA | VarSet SAH 125 kvar 400V 25+2x50 IA | 10143.34
VLVAF2P03509AD | VLVAF2P03509AD | VarSet auto 125kvar R:4,2 | 9968.88
VLVAF2P03510AD | VLVAF2P03510AD | VarSet Auto 150k DR4,2 400V-50 CB | 11005.02
VLVAF2P03511AA | VLVAF2P03511AA | VarSet SAH 175 kvar 400V 25+50+100 IA | 10809.12
VLVAF2P03511AD | VLVAF2P03511AD | VarSet Auto 175k DR4,2 400V-50 CB | 11421.14
VLVAF2P03512AA | VLVAF2P03512AA | VarSet SAH 200 kvar 400V 2x50+100 IA | 11188.4
VLVAF2P03512AD | VLVAF2P03512AD | VarSet Auto 200k DR4,2 400V-50 CB | 11604.66
VLVAF2P03530AD | VLVAF2P03530AD | VarSet Auto 87,5k DR4,2 400V-50 CB | 9754.35
VLVAF2P03531AA | VLVAF2P03531AA | VarSet SAH 137kvr 400V 12,5+25+2x50 IA | 10967.95
VLVAF3L225A40A | VLVAF3L225A40A | VarSet Easy 225 kvar 400V 25+4x50 disj | 6493.97
VLVAF3L225A40B | VLVAF3L225A40B | VarSet Easy 225 kvar 400V 25+4x50 | 6277.5
VLVAF3L250A40A | VLVAF3L250A40A | VarSet Easy 250 kvar 400V disj | 6926.9
VLVAF3L250A40B | VLVAF3L250A40B | VarSet Easy 250 kvar 400V 25+25+4x50 | 6602.2
VLVAF3L275A40A | VLVAF3L275A40A | VarSet Easy 275 kvar 400V 25+5x50 disj | 7359.83
VLVAF3L275A40B | VLVAF3L275A40B | VarSet Easy 275 kvar 400V 25+5x50 | 6873.32
VLVAF3L300A40A | VLVAF3L300A40A | VarSet Easy 300 kvar 400V disj | 7576.3
VLVAF3L300A40B | VLVAF3L300A40B | VarSet Easy 300 kvar 400V 25+25+5x50 | 7500.21
VLVAF3P03513AA | VLVAF3P03513AA | VarSet SAH 225kvar 400V 25+2x50+100 IA | 17534.62
VLVAF3P03513AD | VLVAF3P03513AD | VarSet Auto 225k DR4,2 400V-50 CB | 17378.31
VLVAF3P03514AA | VLVAF3P03514AA | VarSet SAH 250 kvar 400V 50+2x100 IA | 18202.46
VLVAF3P03514AD | VLVAF3P03514AD | VarSet Auto 250k DR4,2 400V-50 CB | 18059.28
VLVAF3P03515AA | VLVAF3P03515AA | VarSet SAH 275kvar 400V 25+50+2x100 IA | 18601.43
VLVAF3P03516AA | VLVAF3P03516AA | VarSet SAH 300 kvar 400V 2x50+2x100 IA | 19631.07
VLVAF3P03516AD | VLVAF3P03516AD | VarSet Auto 300k DR4,2 400V-50 CB | 19432.14
VLVAF5L350A40A | VLVAF5L350A40A | VarSet Easy 350 kvar 400V 7x50 disj | 12587.48
VLVAF5L350A40B | VLVAF5L350A40B | VarSet Easy 350 kvar 400V 7x50 | 11689.14
VLVAF5L400A40A | VLVAF5L400A40A | VarSet Easy 400 kvar 400V 8x50 disj | 13204.4
VLVAF5L400A40B | VLVAF5L400A40B | VarSet Easy 400 kvar 400V 8x50 | 11960.26
VLVAF5L450A40A | VLVAF5L450A40A | VarSet Easy 450 kvar 400V 9x50 disj | 14135.2
VLVAF5L450A40B | VLVAF5L450A40B | VarSet Easy 450 kvar 400V 9x50 | 12987.94
VLVAF5L500A40A | VLVAF5L500A40A | VarSet Easy 500 kvar 400V 10x50 disj | 14611.43
VLVAF5L500A40B | VLVAF5L500A40B | VarSet Easy 500 kvar 400V 10x50 | 13367.29
VLVAF5L550A40A | VLVAF5L550A40A | VarSet Easy 550 kvar 400V 11x50 disj | 15206.71
VLVAF5L550A40B | VLVAF5L550A40B | VarSet Easy 550 kvar 400V 11x50 | 14178.5
VLVAF5L600A40A | VLVAF5L600A40A | VarSet Easy 600 kvar 400V 12x50 disj | 15801.99
VLVAF5L600A40B | VLVAF5L600A40B | VarSet Easy 600 kvar 400V 12x50 | 14611.43
VLVAF5N03517AA | VLVAF5N03517AA | VarSet auto 350kvar disj entr. 400V 50Hz | 14523.56
VLVAF5N03517AB | VLVAF5N03517AB | VarSet auto350kvar 400V 50Hz | 12355.69
VLVAF5N03518AA | VLVAF5N03518AA | VarSet auto 400kvar disj entr. 400V 50Hz | 15847
VLVAF5N03518AB | VLVAF5N03518AB | VarSet auto400kvar 400V 50Hz | 13936.31
VLVAF5N03519AA | VLVAF5N03519AA | VarSet auto 450kvar disj entr. 400V 50Hz | 16749.3
VLVAF5N03519AB | VLVAF5N03519AB | VarSet auto450kvar 400V 50Hz | 14075.62
VLVAF5N03520AA | VLVAF5N03520AA | VarSet auto 500kvar disj entr. 400V 50Hz | 17655.88
VLVAF5N03520AB | VLVAF5N03520AB | VarSet auto500kvar 400V 50Hz | 15356.2
VLVAF5N03521AA | VLVAF5N03521AA | VarSet auto 550kvar disj entr. 400V 50Hz | 18559.25
VLVAF5N03521AB | VLVAF5N03521AB | VarSet auto550kvar 400V 50Hz | 16259.57
VLVAF5N03522AA | VLVAF5N03522AA | VarSet auto 600kvar disj entr. 400V 50Hz | 19522.63
VLVAF5N03522AB | VLVAF5N03522AB | VarSet auto600kvar 400V 50Hz | 17089
VLVAF5P03517AA | VLVAF5P03517AA | VarSet SAH 350 kvar 400V 50+3x100 IA | 21036.73
VLVAF5P03517AD | VLVAF5P03517AD | VarSet Auto 350k DR4,2 400V-50 CB | 20850.91
VLVAF5P03518AA | VLVAF5P03518AA | VarSet SAH 400 kvar 400V 2x50+3x100 IA | 22499.22
VLVAF5P03518AD | VLVAF5P03518AD | VarSet Auto 400k DR4,2 400V-50 CB | 22256.56
VLVAF6P03519AA | VLVAF6P03519AA | VarSet auto 450kvar R.3,8 disj entr. 400 | 24452.49
VLVAF6P03519AB | VLVAF6P03519AB | VarSet auto 450kvar R.3,8 400V 50Hz | 21684.91
VLVAF6P03519AD | VLVAF6P03519AD | VarSet auto 450kvar R.4,2 disj entr. 400 | 24224.04
VLVAF6P03519AE | VLVAF6P03519AE | VarSet auto 450kvar R.4,2 400V 50Hz | 21456.46
VLVAF6P03520AA | VLVAF6P03520AA | VarSet auto 500kvar R.3,8 disj entr. 400 | 25882.19
VLVAF6P03520AB | VLVAF6P03520AB | VarSet auto 500kvar R.3,8 400V 50Hz | 23568.21
VLVAF6P03520AD | VLVAF6P03520AD | VarSet auto 500kvar R.4,2 disj entr. 400 | 25596.91
VLVAF6P03520AE | VLVAF6P03520AE | VarSet auto 500kvar R.4,2 400V 50Hz | 23282.93
VLVAF6P03521AA | VLVAF6P03521AA | VarSet auto 550kvar R.3,8 disj entr. 400 | 26449.49
VLVAF6P03521AB | VLVAF6P03521AB | VarSet auto 550kvar R.3,8 400V 50Hz | 24050.25
VLVAF6P03522AA | VLVAF6P03522AA | VarSet auto 600kvar R.3,8 disj entr. 400 | 28733.95
VLVAF6P03522AB | VLVAF6P03522AB | VarSet auto 600kvar R 3,8 400V 50Hz | 26334.72
VLVAF6P03522AD | VLVAF6P03522AD | VarSet auto 600kvar R.4,2 disj entr. 400 | 28477.08
VLVAF6P03522AE | VLVAF6P03522AE | VarSet auto 600kvar R.4,2 400V 50Hz | 26077.85
VLVAF7N03534AA | VLVAF7N03534AA | VarSet auto 700kvar disj entr. 400V 50Hz | 28756.71
VLVAF7N03534AB | VLVAF7N03534AB | VarSet auto700kvar 400V 50Hz | 24465.97
VLVAF7N03536AA | VLVAF7N03536AA | VarSet auto 900kvar disj entr. 400V 50Hz | 33167.46
VLVAF7N03536AB | VLVAF7N03536AB | VarSet auto900kvar 400V 50Hz | 27870.48
VLVAF7N03537AA | VLVAF7N03537AA | VarSet auto 1000kvar disj entr. 400V 50H | 34962.41
VLVAF7N03537AB | VLVAF7N03537AB | VarSet auto1000kvar 400V 50Hz | 30406.99
VLVAF7N03539AA | VLVAF7N03539AA | VarSet auto 1150kvar disj entr. 400V 50H | 37704.67
VLVAF7N03539AB | VLVAF7N03539AB | VarSet auto1150kvar 400V 50Hz | 33016.37
VLVAF8P03534AA | VLVAF8P03534AA | VarSet auto 700kvar R.3,8 disj entr. 400 | 42072.37
VLVAF8P03534AB | VLVAF8P03534AB | VarSet auto 700kvar R.3,8 400V 50Hz | 37537.33
VLVAF8P03535AA | VLVAF8P03535AA | VarSet auto 800kvar R.3,8 disj entr. 400 | 44997.36
VLVAF8P03535AB | VLVAF8P03535AB | VarSet auto 800kvar R.3,8 400V 50Hz | 40462.31
VLVAF8P03536AA | VLVAF8P03536AA | VarSet auto 900kvar R.3,8 disj entr. 400 | 48904.99
VLVAF8P03536AB | VLVAF8P03536AB | VarSet auto 900kvar R.3,8 400V 50Hz | 43368.72
VLVAF8P03537AA | VLVAF8P03537AA | VarSet auto 1000kvar R.3,8 disj entr. 40 | 51763.29
VLVAF8P03537AB | VLVAF8P03537AB | VarSet auto 1000kvar R.3,8 400V 50Hz | 47136.44
VLVAF8P03538AA | VLVAF8P03538AA | VarSet auto 1100kvar R.3,8 disj entr. 40 | 52898.97
VLVAF8P03538AB | VLVAF8P03538AB | VarSet auto 1100kvar R.3,8 400V 50Hz | 48100.5
VLVAF8P03539AA | VLVAF8P03539AA | VarSet auto 1150kvar R.3,8 disj entr. 40 | 55183.43
VLVAF8P03539AB | VLVAF8P03539AB | VarSet auto 1150kvar R.3,8 400V 50Hz | 50383.88
VLVAW0N03501AA | VLVAW0N03501AA | VarSet auto 009kvar disj entr. 400V 50H | 2106.36
VLVAW0N03502AA | VLVAW0N03502AA | VarSet auto 016kvar disj entr. 400V 50Hz | 2278.52
VLVAW0N03503AA | VLVAW0N03503AA | VarSet auto 022kvar disj entr. 400V 50Hz | 2349.4
VLVAW0N03504AA | VLVAW0N03504AA | VarSet auto 032kvar disj entr. 400V 50Hz | 2388.3
VLVAW0N03526AA | VLVAW0N03526AA | VarSet auto 006kvar disj entr. 400V 50Hz | 2095
VLVAW0N03527AA | VLVAW0N03527AA | VarSet auto 12,5kvar disj entr. 400V 50H | 2279.85
VLVAW1N03505AA | VLVAW1N03505AA | VarSet auto 034kvar disj entr. 400V 50Hz | 3165.54
VLVAW1N03506AA | VLVAW1N03506AA | VarSet auto 050kvar disj entr. 400V 50Hz | 3311.92
VLVAW1N03507AA | VLVAW1N03507AA | VarSet auto 075kvar disj entr. 400V 50Hz | 3459.16
VLVAW1N03508AA | VLVAW1N03508AA | VarSet auto 100kvar disj entr. 400V 50 | 3821.37
VLVAW1N03528AA | VLVAW1N03528AA | VarSet auto 37,5kvar disj entr. 400V 50H | 3282.88
VLVAW1N03529AA | VLVAW1N03529AA | VarSet auto 069kvar disj entr. 400V 50Hz | 3386.25
VLVAW1N03530AA | VLVAW1N03530AA | VarSet auto 87,5kvar disj entr. 400V 50H | 3519.17
VLVAW2N03509AA | VLVAW2N03509AA | VarSet auto 125kvar disj entr. 400V 50Hz | 6456.46
VLVAW2N03509AB | VLVAW2N03509AB | VarSet auto125kvar 400V 50Hz | 5445.93
VLVAW2N03510AA | VLVAW2N03510AA | VarSet auto 150kvar disj entr. 400V 50Hz | 6753.3
VLVAW2N03510AB | VLVAW2N03510AB | VarSet auto150kvar 400V 50Hz | 5741.7
VLVAW2N03511AA | VLVAW2N03511AA | VarSet auto 175kvar disj entr. 400V 50Hz | 8444.3
VLVAW2N03511AB | VLVAW2N03511AB | VarSet auto175kvar 400V 50Hz | 7843.13
VLVAW2N03531AA | VLVAW2N03531AA | VarSet auto 137,5kvar disj entr. 400V 50 | 6564.7
VLVAW2N03531AB | VLVAW2N03531AB | VarSet auto137,5kvar 400V 50Hz | 5739.55
VLVAW3N03512AA | VLVAW3N03512AA | VarSet auto 200kvar disj entr. 400V 50Hz | 8663.98
VLVAW3N03512AB | VLVAW3N03512AB | VarSet auto200kvar 400V 50Hz | 7598.8
VLVAW3N03513AA | VLVAW3N03513AA | VarSet auto 225kvar disj entr. 400V 50Hz | 8789.36
VLVAW3N03513AB | VLVAW3N03513AB | VarSet auto225kvar 400V 50Hz | 7888.14
VLVAW3N03514AA | VLVAW3N03514AA | VarSet auto 250kvar disj entr. 400V 50Hz | 9541.63
VLVAW3N03514AB | VLVAW3N03514AB | VarSet auto250kvar 400V 50Hz | 8478.59
VLVAW3N03515AA | VLVAW3N03515AA | VarSet auto 275kvar disj entr. 400V 50Hz | 9832.04
VLVAW3N03515AB | VLVAW3N03515AB | VarSet auto275kvar 400V 50Hz | 8766.86
VLVAW3N03516AA | VLVAW3N03516AA | VarSet auto 300kvar disj entr. 400V 50Hz | 10121.38
VLVAW3N03516AB | VLVAW3N03516AB | VarSet auto300kvar 400V 50Hz | 9057.26
VLVAW3N03532AA | VLVAW3N03532AA | VarSet auto 238kvar disj entr. 400V 50Hz | 9054.05
VLVAW3N03532AB | VLVAW3N03532AB | VarSet auto238kvar 400V 50Hz | 8109.96
VLVFW0N03501AA | VLVFW0N03501AA | VarSet fixa 400V 9 kvar | 1622.08
VLVFW0N03502AA | VLVFW0N03502AA | VarSet fixa 400V 16 kvar | 1709.68
VLVFW0N03503AA | VLVFW0N03503AA | VarSet fixo 400V 22 kvar | 1797.87
VLVFW1N03506AA | VLVFW1N03506AA | VarSet fixo 400V com disj 50 kvar | 2559.27
VLVFW1N03508AA | VLVFW1N03508AA | VarSet fixa 400V 100 kvar | 2706.44
VLVFW2N03509AA | VLVFW2N03509AA | VarSet fixa 400V 125 kvar | 5280.53
VLVFW2N03512AA | VLVFW2N03512AA | VarSet fixa 400V 200 kvar | 6423.73
VN12 | VN12 | INTER. TRIP. 12A | 17.34
VN20 | VN20 | INTER. TRIP. 20A | 18.76
VP220E-40CQS | VP220E-40CQS | SmartX PIBCV DN40 - SF 7 500 l/h, 33 GPM | 601.8
VP220E-50CQS | VP220E-50CQS | SmartX PIBCV DN50 - SF 12 500 l/h, 55 GP | 687.7
VP220F-100CQS | VP220F-100CQS | SmartX PIBCV DN100 - SF 38 000 l/h, (40- | 3008.8
VP220F-50CQS | VP220F-50CQS | SmartX PIBCV DN50- SF 12 500 l/h, (40-10 | 1203.5
VP220F-65CQS | VP220F-65CQS | SmartX PIBCV DN65 - SF 20 000 l/h, (40-1 | 1819.6
VP220F-80CQS | VP220F-80CQS | SmartX PIBCV DN80 - SF 28 000 l/h, (40-1 | 2579
VP221F-125CQH | VP221F-125CQH | SmartX PIBCV DN125 - HF 110 000 l/h, (40 | 6046
VP221F-125CQS | VP221F-125CQS | SmartX PIBCV DN125-SF 90 000 l/h, (40-11 | 4280.6
VP221F-150CQH | VP221F-150CQH | SmartX PIBCV DN150 - HF 190 000 l/h, (40 | 7935.4
VP221F-150CQS | VP221F-150CQS | SmartX PIBCV DN150 - SF 145 000 l/h, (40 | 6459.7
VP222F-200CQH | VP222F-200CQH | SmartX PIBCV DN200 - HF 250 000 l/h, (40 | 11177.6
VP222F-200CQS | VP222F-200CQS | SmartX PIBCV DN200 - SF 190 000 l/h, (40 | 10387.5
VP222F-250CQH | VP222F-250CQH | SmartX PIBCV DN250 - HF 370 000 l/h, (40 | 14453.8
VP222F-250CQS | VP222F-250CQS | SmartX PIBCV DN250 - SF 280 000 l/h, (40 | 12282.6
VP228E-10BQL | VP228E-10BQL | SmartX PIBCV DN10-LF+PT150 l/h, 0.8 GPM | 87.3
VP228E-10BQLNT | VP228E-10BQLNT | SmartX PIBCV DN10 - LF 150 l/h, 0.8 GPM | 76
VP228E-10BQS | VP228E-10BQS | SmartX PIBCV DN10-SF+PT275 l/h, 1.2 GPM | 87.3
VP228E-10BQSNT | VP228E-10BQSNT | SmartX PIBCV DN10 - SF 275 l/h, 1.2 GPM | 76
VP228E-15BQL | VP228E-15BQL | SmartX PIBCV DN15-LF+PT275 l/h, 1.2 GPM | 90.6
VP228E-15BQLNT | VP228E-15BQLNT | SmartX PIBCV DN15- LF 275 l/h, 1.2 GPM ( | 81.6
VP228E-15BQS | VP228E-15BQS | SmartX PIBCV DN15-SF+PT450 l/h, 2 GPM (2 | 91
VP228E-15BQSNT | VP228E-15BQSNT | SmartX PIBCV DN15 - SF 450 l/h, 2 GPM (2 | 81.6
VP228E-20BQS | VP228E-20BQS | SmartX PIBCV DN20-SF+PT900 l/h, 4 GPM (2 | 104.6
VP228E-20BQSNT | VP228E-20BQSNT | SmartX PIBCV DN20 - SF 900 l/h, 4 GPM (2 | 93.7
VP229E-15BQHNT | VP229E-15BQHNT | SmartX PIBCV DN15 - HF 1135 l/h, 5 GPM ( | 119
VP229E-20BQHNT | VP229E-20BQHNT | SmartX PIBCV DN20 - HF 1 700 l/h, 7.5 GP | 133
VP229E-25BQHNT | VP229E-25BQHNT | SmartX PIBCV DN25 - HF 2 724 l/h, 12 GPM | 201.4
VP229E-25BQS | VP229E-25BQS | SmartX PIBCV DN25-SF+PT1 700 l/h, 7.5 GP | 157.4
VP229E-25BQSNT | VP229E-25BQSNT | SmartX PIBCV DN25 - SF 1 700 l/h, 7.5 GP | 149.7
VP229E-32BQHNT | VP229E-32BQHNT | SmartX PIBCV DN32 - HF 3 973 l/h, 17.5 G | 436.8
VP229E-32BQS | VP229E-32BQS | SmartX PIBCV DN32-SF+PT3 200 l/h, 14.1 G | 250.2
VP229E-32BQSNT | VP229E-32BQSNT | SmartX PIBCV DN32 - SF 3 200 l/h, 14.1 G | 228.8
VPL06N | VPL06N | Controlador VarPlus Logic 6 | 589.39
VPL12N | VPL12N | Control VarPlus Logic 12 | 1178.77
VT2231 | VT2231 | Erie Valve 2way 1/2p BSP 1.0Cv | 26.6
VT2232 | VT2232 | Erie Valve 2way 1/2 BSP 2.5Cv | 27.4
VT2233 | VT2233 | Erie Valve 2way 1/2 BSP 3.5Cv | 27.3
VT2332 | VT2332 | Erie Valve 2way 3/4 BSP 2.5Cv | 36
VT2333 | VT2333 | Erie Valve 2way 3/4 BSP 3.5Cv | 36
VT2335 | VT2335 | Erie Valve 2way 3/4p BSP 5.0Cv | 36
VT2337 | VT2337 | Erie Valve 2way 3/4 BSP 7.0Cv | 36.4
VT2437 | VT2437 | Valv.Zona Erie 2v?s Rosc Rp1" Kvs6,9 | 54.5
VT3231 | VT3231 | Erie Valve 3way 1/2 BSP 1.5Cv | 33.6
VT3232 | VT3232 | Erie Valve 3way 1/2 BSP 3.0Cv | 33.7
VT3233 | VT3233 | Erie Valve 3way 1/2 BSP 4.0Cv | 33.6
VT3332 | VT3332 | Erie Valve 3way 3/4p BSP 3.0Cv | 43.7
VT3333 | VT3333 | Erie Valve 3way 3/4p BSP 4.0Cv | 43.6
VT3335 | VT3335 | Erie Valve 3way 3/4p BSP 5.0Cv | 44.3
VT3337 | VT3337 | Erie Valve 3way 3/4 BSP 7.5Cv | 45.7
VT3437 | VT3437 | Erie Valve 3way 1p BSP 7.5Cv | 67
VVD0 | VVD0 | INTER 25A | 59.2
VVD1 | VVD1 | INTER-SECC TRIP 32A | 133.99
VVD2 | VVD2 | INTER-SECCION.TRIPOL.40A | 153.03
VVE0 | VVE0 | INTERRUPTOR-SECC TRIP 24A C/ENCRAVAM. | 67.4
VVE1 | VVE1 | INT-SECC TRIP 32A ENCR. | 68.48
VVE2 | VVE2 | INT-SECC.TRIP.40A | 70.12
VVE3 | VVE3 | INTERR.-SECC.TRIP. 63A | 153.03
VZ0 | VZ0 | POLO PRINC 25A | 14.36
VZ01 | VZ01 | POLO PRINC 20A | 13.94
VZ02 | VZ02 | POLO PRINC 12A | 12.9
VZ1 | VZ1 | POLO PRINC 32A | 14.98
VZ10 | VZ10 | TAPA BORNES TRIPOLAR | 5.3
VZ11 | VZ11 | POLO NEUTRO 12-40A | 17.38
VZ12 | VZ12 | POLO NEUTRO 63-80A | 22.99
VZ13 | VZ13 | POLO NEUTRO 125-175A | 47.65
VZ14 | VZ14 | BARRA TERRA 12-40A | 17.38
VZ15 | VZ15 | BARRA TERRA 63-80A | 20.07
VZ16 | VZ16 | BARRA TERRA 125-175A | 32.25
VZ17 | VZ17 | PROL VEIO V02 A V2 | 16.23
VZ18 | VZ18 | PROL VEIO V3-V6 | 18.52
VZ2 | VZ2 | POLO PRINC 40A | 16.23
VZ20 | VZ20 | BL CONT AUX NA+NA | 16.34
VZ208C-15BP05 | VZ208C-15BP05 | valvula 2vias zona VZ208C/15/1.6 | 28.1
VZ208C-20BP07 | VZ208C-20BP07 | valvula 2vias zona VZ208C/20/2.5 | 40
VZ208E-15BP01 | VZ208E-15BP01 | valvula 2vias zona VZ208E/15/0.25 | 24.9
VZ208E-15BP02 | VZ208E-15BP02 | valvula 2vias zona VZ208E/15/0.4 | 24.3
VZ208E-15BP03 | VZ208E-15BP03 | valvula 2vias zona VZ208E/15/0.6 | 24.4
VZ208E-15BP04 | VZ208E-15BP04 | valvula 2vias zona VZ208E/15/1 | 24.9
VZ208E-15BP05 | VZ208E-15BP05 | valvula 2vias zona VZ208E/15/1.6 | 24.9
VZ208E-20BP07 | VZ208E-20BP07 | valvula 2vias zona VZ208E/20/2.5 | 31.4
VZ208E-20BP08 | VZ208E-20BP08 | valvula 2vias zona VZ208E/20/4.0 | 51.3
VZ208E-20BP09 | VZ208E-20BP09 | valvula 2vias zona VZ208E/20/6.0 | 58.2
VZ219C-20BP07 | VZ219C-20BP07 | valvula 2vias zona VZ219C/20/2.5 | 41.5
VZ219E-15BP01 | VZ219E-15BP01 | valvula 2vias zona VZ219E/15/0.25 | 27.4
VZ219E-15BP02 | VZ219E-15BP02 | valvula 2vias zona VZ219E/15/0.4 | 27.4
VZ219E-15BP03 | VZ219E-15BP03 | valvula 2vias zona VZ219E/15/0.6 | 27.4
VZ219E-15BP04 | VZ219E-15BP04 | valvula 2vias zona VZ219E/15/1 | 27.4
VZ219E-15BP05 | VZ219E-15BP05 | valvula 2vias zona VZ219E/15/1.6 | 26.7
VZ219E-15BP06 | VZ219E-15BP06 | valvula 2vias zona VZ219E/15/2.0 | 26.9
VZ219E-20BP07 | VZ219E-20BP07 | valvula 2vias zona VZ219E/20/2.5 | 33.2
VZ219E-20BP08 | VZ219E-20BP08 | valvula 2vias zona VZ219E/20/4.0 | 60.3
VZ219E-20BP09 | VZ219E-20BP09 | valvula 2vias zona VZ219E/20/6.0 | 61.3
VZ26 | VZ26 | TAPA BORNES UNIP | 3.33
VZ27 | VZ27 | TAPA BORNES UNIP | 3.43
VZ28 | VZ28 | TAPA BORNES UNIP | 5.61
VZ29 | VZ29 | TAPA BORNES P- BLOC CONT AUX | 3.85
VZ3 | VZ3 | POLO PRINC 63A | 20.81
VZ30 | VZ30 | PROL VEIO V02 A V2 | 17.06
VZ308C-15BP05 | VZ308C-15BP05 | valvula 3vias zona VZ308C/15/1.6 | 32.9
VZ308E-15BP01 | VZ308E-15BP01 | valvula 3vias zona VZ308E/15/0.25 | 29.9
VZ308E-15BP02 | VZ308E-15BP02 | valvula 3vias zona VZ308E/15/0.4 | 29.9
VZ308E-15BP03 | VZ308E-15BP03 | valvula 3vias zona VZ308E/15/0.6 | 29.9
VZ308E-15BP04 | VZ308E-15BP04 | valvula 3vias zona VZ308E/15/1 | 29.9
VZ308E-15BP05 | VZ308E-15BP05 | valvula 3vias zona VZ308E/15/1.6 | 29.9
VZ308E-20BP07 | VZ308E-20BP07 | valvula 3vias zona VZ308E/20/2.5 | 36.4
VZ308E-20BP08 | VZ308E-20BP08 | valvula 3vias zona VZ308E/20/4.0 | 68.1
VZ308E-20BP09 | VZ308E-20BP09 | valvula 3vias zona VZ308E/20/6.0 | 76.3
VZ31 | VZ31 | PROL VEIO V3-V6 | 20.81
VZ319E-15BP01 | VZ319E-15BP01 | valvula 3vias zona VZ319E/15/0.25 | 39.3
VZ319E-15BP02 | VZ319E-15BP02 | valvula 3vias zona VZ319E/15/0.4 | 41
VZ319E-15BP03 | VZ319E-15BP03 | valvula 3vias zona VZ319E/15/0.6 | 39.3
VZ319E-15BP04 | VZ319E-15BP04 | valvula 3vias zona VZ319E/15/1 | 39.3
VZ319E-15BP05 | VZ319E-15BP05 | valvula 3vias zona VZ319E/15/1.6 | 39.3
VZ319E-20BP07 | VZ319E-20BP07 | valvula 3vias zona VZ319E/20/2.5 | 48.3
VZ319E-20BP08 | VZ319E-20BP08 | valvula 3vias zona VZ319E/20/4.0 | 65.1
VZ319E-20BP09 | VZ319E-20BP09 | valvula 3vias zona VZ319E/20/6.0 | 69.5
VZ4 | VZ4 | POLO PRINC 80A | 21.12
VZ408C-15BP05 | VZ408C-15BP05 | valvula 4vias zona VZ408C/15/1.6 | 41.6
VZ408C-20BP07 | VZ408C-20BP07 | valvula 4vias zona VZ408C/20/2.5 | 77.3
VZ408E-15BP01 | VZ408E-15BP01 | valvula 4vias zona VZ408E/15/0.25 | 36.4
VZ408E-15BP02 | VZ408E-15BP02 | valvula 4vias zona VZ408E/15/0.4 | 37.3
VZ408E-15BP03 | VZ408E-15BP03 | valvula 4vias zona VZ408E/15/0.6 | 37.3
VZ408E-15BP04 | VZ408E-15BP04 | valvula 4vias zona VZ408E/15/1 | 37.3
VZ408E-15BP05 | VZ408E-15BP05 | valvula 4vias zona VZ408E/15/1.6 | 37.3
VZ408E-20BP07 | VZ408E-20BP07 | valvula 4vias zona VZ408E/20/2.5 | 44.3
VZ408E-20BP08 | VZ408E-20BP08 | valvula 4vias zona VZ408E/20/4.0 | 68.8
VZ408E-20BP09 | VZ408E-20BP09 | valvula 4vias zona VZ408E/20/6.0 | 74
VZ419E-15BP01 | VZ419E-15BP01 | valvula 4vias zona VZ419E/15/0.25 | 42.7
VZ419E-15BP02 | VZ419E-15BP02 | valvula 4vias zona VZ419E/15/0.4 | 42.7
VZ419E-15BP03 | VZ419E-15BP03 | valvula 4vias zona VZ419E/15/0.6 | 42.7
VZ419E-15BP04 | VZ419E-15BP04 | valvula 4vias zona VZ419E/15/1 | 42.7
VZ419E-15BP05 | VZ419E-15BP05 | valvula 4vias zona VZ419E/15/1.6 | 42.7
VZ419E-15BP06 | VZ419E-15BP06 | valvula 4vias zona VZ419E/15/2.0 | 42.7
VZ419E-20BP07 | VZ419E-20BP07 | valvula 4vias zona VZ419E/20/2.5 | 53.1
VZ419E-20BP08 | VZ419E-20BP08 | valvula 4vias zona VZ419E/20/4.0 | 73.2
VZ419E-20BP09 | VZ419E-20BP09 | valvula 4vias zona VZ419E/20/6.0 | 77.4
VZ7 | VZ7 | BL. CONT. AUX. NA+NF | 16.23
VZ8 | VZ8 | TAPA BORNES TRIPOLAR | 3.85
VZ9 | VZ9 | TAPA BORNES TRIPOLAR | 4.26
VZN05 | VZN05 | CONT AUX NA P- VN | 9.98
VZN06 | VZN06 | CONT AUX NF P- VN | 9.25
VZN08 | VZN08 | TAPA BORN VN12-20 | 2.49
VZN11 | VZN11 | POLO NEUTRO P- VN | 11.56
VZN12 | VZN12 | POLO PRINC P- VN12 | 9.14
VZN14 | VZN14 | BAR TER P- VN12-20 | 10.19
VZN17 | VZN17 | PROL VEIO VN12-VN20 | 10.3
VZN20 | VZN20 | POLO PRINC P- VN20 | 10.77
VZN26 | VZN26 | TAMP PROT UNIP VN12-20 | 2.49
VZN30 | VZN30 | PROL VEIO VN12-VN20 | 9.99
W0M-6481 | W0M-6481 | SMART-UPS VT AIS POWER MODULE SERVICE CR | Sob Consulta
WB1EA048 | WB1EA048 | BOBINA EA 048 | 215.33
WB1EA085 | WB1EA085 | BOBINA EA085 | 215.33
WB1EA110 | WB1EA110 | BOBINA EA110 | 215.33
WB1EA163 | WB1EA163 | BOBINA EA163 | 217.54
WB1EA220 | WB1EA220 | BOBINA EA220 | 217.54
WB1EA240 | WB1EA240 | BOB 230VCA CV1-CV3FB | 217.54
WB1EA345 | WB1EA345 | BOBINA EA345 | 217.54
WB1EA595 | WB1EA595 | BOBINA EA595 | Sob Consulta
WB1GA048 | WB1GA048 | BOBINA GA048 | 167.65
WB1GA110 | WB1GA110 | BOBINA GA110 | 167.65
WB1GA145 | WB1GA145 | BOBINA GA145 | 167.65
WB1GA220 | WB1GA220 | BOBINA GA220 | 167.65
WB1GA380 | WB1GA380 | BOBINA GA380 | 167.65
WB1GA600 | WB1GA600 | BOBINA GA600 | 167.65
WB1HA110 | WB1HA110 | BOBINA HA110 | 167.65
WB1HA220 | WB1HA220 | BOBINA HA220 | Sob Consulta
WB1HA380 | WB1HA380 | BOBINA HA380 | 167.65
WB1JB326 | WB1JB326 | BOBINA JB326 | 232.35
WB1JB335 | WB1JB335 | BOBINE JB335 | 232.35
WB1JB336 | WB1JB336 | BOBINA JB | Descontinuado
WB1KB124 | WB1KB124 | BOBINA KB124 | 287.5
WB1KB125 | WB1KB125 | BOBINA KB125 | 287.5
WB1KB133 | WB1KB133 | BOBINA KB133 | Sob Consulta
WB1KB135 | WB1KB135 | BOBINA PARA LC1B | 288.55
WB1KB136 | WB1KB136 | BOBINA KB136 | 288.55
WB1KB140 | WB1KB140 | BOBINA KB140 | 461.54
WB1KB151 | WB1KB151 | BOBINA KB151 | 461.54
WB1KB154 | WB1KB154 | BOBINA KB154 | 461.54
WB2EA190 | WB2EA190 | BOBINA EA2 190 | 461.54
WOPS1YR10 | WOPS1YR10 | StruxureWare Operations Suite for Data | 416.67
WW3ADJ01 | WW3ADJ01 | **10-15kVA Circuit breaker kit | Sob Consulta
WW3ADJ02 | WW3ADJ02 | **20-30kVA Circuit breaker kit f | 99999.99
WWPA0018 | WWPA0018 | **WWPA0018 / CAPTADOR DE TEMPERATURA | Sob Consulta
WWZA0001 | WWZA0001 | LED signalling box | Sob Consulta
X2505 | X2505 | **COMUTADOR UNIPOLAR C/INDICADOR LUMIN | Sob Consulta
X2506 | X2506 | **OFERTA LANTERNA/FERRAMENTAS | Sob Consulta
X2533 | X2533 | **TERMOSTATO P/AQUECIMENTO MARFIM SM200 | Sob Consulta
X2631AS004 | X2631AS004 | Patch-Cord | 8.04
XG3036RB001 | XG3036RB001 | PATCH CORD CAT 6 FTP 5MT | 54.83
XMLB070D2C11 | XMLB070D2C11 | PRESOSTATO DIF.REGUL.70B | 183.44
XRM3201 | XRM3201 | VALVE ACTUATOR 24V | 559.4
ZA2BZ13 | ZA2BZ13 | HASTE REGUL 17 A 120 MM | Sob Consulta
ZC1GP4 | ZC1GP4 | BLOCO CONTACTOS | 62.61
ZC1GP5 | ZC1GP5 | BLOCO CONTACTOS | 58.41
ZC1GP6 | ZC1GP6 | BLOCO CONTACTOS | 58.41
ZC2GG1 | ZC2GG1 | BLOCO TEMPORIZADO | 417.96
ZC2GG5 | ZC2GG5 | BLOCO TEMPORIZADO | 417.96
ZC4GM1 | ZC4GM1 | BL CONTACTOS | 180.36
ZC4GM2 | ZC4GM2 | BLOCO CONTACTOS | 175.1
| DX1AP52 | SUPORTE XB2A | 9.0143
| NSYBP126 | PAIN POST P/ SF 1200X600 | 170.829
| NSYCAF190 | FILTR SUP P/VENT | 34.1778
| NSYCAG125DG | Rejilla Smart CSVS 125x125mm | 450.0728
| NSYCAG223DG | Rejilla Smart CSVS 223x223mm | 517.8743
| NSYCAG291DG | Rejilla Smart CSVS 291x291mm | 602.9491
| NSYCAG92DG | Rejilla Smart CSVS 92x92mm | 444.4227
| NSYCCA100MFST | Cable comunicacion Filterstat 1m | 50.337
| NSYCCA150MFST | Cable comunicacion Filterstat 1,5m | 80.0272
| NSYCCA200MFST | Cable comunicacion Filterstat 2m | 97.7732
| NSYCCA300MFST | Cable comunicacion Filterstat 3m | Sob Consulta
| NSYCCA400MFST | Cable comunicacion Filterstat 4m | Sob Consulta
| NSYCCA500MFST | Cable comunicacion Filterstat 5m | Sob Consulta
| NSYCCA50MFST | Cable comunicación Filterstat 0,5m | 37.5394
| NSYCCOFR55 | Embellecedor controlador IP55 | 182.5781
| NSYCCOFSEM8U1 | Control. Thermal Hub DC (30V) | 917.3272
| NSYCCOFSEM8U2 | Control. Thermal Hub AC (90-250V) | 917.3272
| NSYCCOFST30V | Controlador Filterstat 30V | 917.3272
| NSYCVF165M115DG | Ventilador Smart 165m3/h 115V IP54 | 1285.9685
| NSYCVF165M230DG | Ventilador Smart 165m3/h 230V IP54 | 1037.0401
| NSYCVF300M115DG | Ventilador Smart 300m3/h 115V IP54 | 1397.0338
| NSYCVF300M230DG | Ventilador Smart 300m3/h 230V IP54 | 1111.7832
| NSYCVF38M115DG | Ventilador Smart 38m3/h 115V IP54 | 1260.9465
| NSYCVF38M230DG | Ventilador Smart 38m3/h 230V IP54 | 966.4942
| NSYCVF550M230FB | VENT S/ GRELHA 230 V CA | 682.0513
| NSYCVF560M115DG | Ventilador Smart 560m3/h 115V IP54 | 2116.8597
| NSYCVF560M230DG | Ventilador Smart 560m3/h 230V IP54 | 1632.4018
| NSYCVF850M115DG | Ventilador Smart 850m3/h 115V IP54 | 2236.9652
| NSYCVF850M230DG | Ventilador Smart 850m3/h 230V IP54 | 1835.1606
| NSYCVF850M400DG | Ventilador Smart 850m3/h 400V IP54 | 2416.8006
| NSYCVF85M115DG | Ventilador Smart 85m3/h 115V IP54 | 978.9245
| NSYCVF85M230DG | Ventilador Smart 85m3/h 230V IP54 | 972.6287
| NSYHLCR70 | 2 Traviesas carga pesada 700 | 0
| NSYPPS27 | TRIANG PLAST SELAG PLS | 0.98889
| NSYTSP450 | PLAC TECT JUNT TIP ESC SF | Sob Consulta
| AM1PA4030 | Placa Téléquick yuxtap.400x300 | 21.3778
| AM1PA6040 | Placa Téléquick yuxtap.600x300 | 34.1333
| AM1PA6060 | Placa Téléquick yuxtap.600x600 | 53.4333
| AM1PA6070 | Placa Téléquick yuxtap.600x700 | 62.0333
| AM1PA9060 | Placa Téléquick yuxtap.900x600 | 115.1889
| NSYEDCO | 2 escuadras soporte de bornes | 23.3857
| NSYCPM30G | CANAL CABLE PANEL MONOF. S30 NSYCPM30 70 | 13.4889
| NSYCPT30G | CANAL CABLE PANEL TRIF. S30 NSYCPT30 70 | 14.7111
| NSYFPLS2560G | FONDOS PANEL S30 NSYFPLS2560 7035 | 49.9
| NSYATP24DTM | Obturador 24 modulos | 6.6667
| NSYATP6DTM | Obturador 6 modulos | 1.3333
| NSYATP72G | Obturador 4 modulos RAL7032 | 1.3778
| NSYBHNT500 | Rail A500 NT ap fija/extraible | 163.8462
| NSYBHNT600 | Rail A600 NT ap fija/extraible | 165.6
| NSYBHNT800 | Rail A800 NT ap fija/extraible | 168.5846
| NSYBHNW600 | Rail A600 NW ap fija/extraible | 177.9897
| NSYBHNW800 | Rail A800 NW ap fija/extraible | 186.5538
| NSYBHS800 | Sop. embarrado horiz. 3200A 800 | 123.0359
| NSYBP224 | Panel posterior SF 2200x400 | 219.8256
| NSYBS400 | Soporte embarrados 630A 400 | 70.5538
| NSYBS500 | Soporte embarrados 630A 500 | 74.1231
| NSYBS600 | Soporte embarrados 630A 600 | 82.6528
| NSYBS800 | Soporte embarrados 630A 800 | 85.3744
| NSYBSA70 | Suporte barras volante dist. 70mm | 129.159
| NSYBSC630 | 2 tapas final embarrado 630A | 21.7538
| NSYCAF125DG | Filtros Smart CSVS G2 125x125mm | 14.8939
| NSYCAF125G3DG | Filtros Smart CSVS G3 125x125mm | 18.2418
| NSYCAF223DG | Filtros Smart CSVS G2 223x223mm | 17.2926
| NSYCAF223G3DG | Filtros Smart CSVS G3 223x223mm | 21.309
| NSYCAF291DG | Filtros Smart CSVS G2 291x291mm | 19.6947
| NSYCAF291G3DG | Filtros Smart CSVS G3 291x291mm | 24.3763
| NSYCAF92DG | Filtros Smart CSVS G2 92x92mm | 14.9606
| NSYCAG125DGC | Rejilla ext. Smart CSVS 125x125mm | 424.728
| NSYCAG223DGC | Rejilla ext. Smart CSVS 223x223mm | 450.0728
| NSYCAG291DGC | Rejilla ext. Smart CSVS 291x291mm | 514.3228
| NSYCAG92DGC | Rejilla ext. Smart CSVS 92x92mm | 419.7236
| NSYCCABLK | Kit instalacion etiq brownfield | 51.1901
| NSYCCAFSDUST | Sensor Filtros Smart CSVS | 340.585
| NSYCCARPM | Sensor ventilador Smart CSVS | 378.6363
| NSYCCFSBRKIT125 | CSVS Brownfield kit 125x125mm | 2358.2007
| NSYCCFSBRKIT223 | CSVS Brownfield kit 223x223mm | 2442.6298
| NSYCCFSBRKIT291 | CSVS Brownfield kit 291x291mm | 2621.4966
| NSYCCFSBRKIT92 | CSVS Brownfield kit 92x92mm | 2257.9514
| NSYCU2KUL | Clim.Lat2000W 230V 50/60Hz UL | 4681.2103
| NSYCUX1K2 | Clim.L.1200W 50/60Hz 230V Inox | 3746.5641
| NSYFXT8080 | Band. fija p/armario 800x800 | 208.7243
| NSYHS3X | Conjunto de 2 bisagras para S3X | 55.5556
| NSYLAM1U | Soporte 19"" 1U para lampara" | 40.5556
| NSYRBL216146M | Regla tierra 2x16 + 14x6mm2 | 9
| NSYRBL216296M | Regla tierra 2x16 + 29x6mm2 | 26.8571
| NSYRBL21656M | Regla tierra 2x16 + 5x6mm2 | 5.6667
| NSYRBL21686M | Regla tierra 2x16 + 8x6mm2 | 7.3333
| NSYRBLZ21656 | Regla tierra+zócalo 2x16 + 5x6mm2 | 7.1111
| NSYRCK19KIT6G | Kit fijacion bastidor 19p SF6G | 1358.2821
| NSYS3X801230 | S3X 304L 800x1200x300 | 2929.3538
| NSYSFHD2 | Sist. cierre maneta DIN,KABA,ASSA | 155.7778
| NSYSFPB6G | Kit fijacion placa plena SF6G | 594.3584
| NSYSPFX10100H | Zoc Inox Kit front A1000x100 316L | 599.9692
| NSYSPFX10200H | Zoc Inox Kit front A1000x200 316L | 1130.8923
| NSYSPFX12100H | Zoc Inox Kit front A1200x100 316L | 658.3487
| NSYSPFX12200H | Zoc Inox Kit front A1200x200 316L | 1260.5699
| NSYSPFX16200H | Zoc Inox Kit front A1600x200 316L | 1534.3897
| NSYSPFX6200H | Zoc Inox Kit front A600x200 316L | 886.6154
| NSYSPFX8200H | Zoc Inox Kit front A800x200 316L | 982.2359
| NSYSPMP60100 | Placa montaje parc. 597x905 | 177.3846
| NSYSPSX3100H | Zoc Inox Kit later P300x100 316L | 154.3077
| NSYSPSX3200H | Zoc Inox Kit later P300x200 316L | 173.9795
| NSYSPSX4200H | Zoc Inox Kit later P400x200 316L | 209.2308
| NSYSPSX5100H | Zoc Inox Kit later P500x100 316L | 208.2051
| NSYSPSX5200H | Zoc Inox Kit later P500x200 316L | 267.3949
| NSYSPSX6100H | Zoc Inox Kit later 600x100 316L | 232.4615
| NSYSPSX6200H | Zoc Inox Kit later P600x200 316L | 329.641
| NSYSTMP8280 | Placa ranurada 825 x arm 800 | 216.0513
| NSYTRSW | Kit transporte bastidor 19 | 64.2791
| NSYVPLA15MG | Cierre maneta y falleba PLA h 1500 7035 | 468
| NSYMP3M6 | Placa de montaje comp 3M 150x600 | 26.1067
| NSYMP5M6 | Placa de montaje comp 5M 250x600 | 36.1226
| NSYSPSX4100SF | Zoc Inox Kit later P400x100 304L | 132.67
| SSLZRA1 | BASE RELA TERM MOLA SSL 5/24VCC | 12.2055
| RPF2AJD | REL POT 30A 2NA 12VCC | 10.403
| RMCL55BD | CONVERSOR ANALOG ISOLADO 24VCC | 211.393
| ABS2EC01EA | INTERF EST ENTR | 55.517
| SSL1A12BDR | REL EST 2A 15/30VCC 24/280VAC CG IND | 16.3358
| XBKP61130G32E | PRE-SEL LCD 230V 6DIG | 234.2426
| RE48AMH13MW | TEMPORIZ MULTIF 24-240VAC-DC | 96.7479
| RE88867103 | TEMPO MULTI 10-260V AC | 135.509
| RXM4GB1P7 | REL MIN 3A 4NA-NF DOUR 230VCA | 10.6151
| RXM4GB2B7 | REL MIN 3A 4NA-NF DOUR C-LED 24VCA | 10.7161
| RXM4GB2BD | REL MIN 3A 4NA-NF DOUR C-LED 24VCC | 10.504
| RXM4GB2F7 | REL MIN 3A 4NA-NF DOUR C-LED 110VCA | 10.7161
| RXZE2M114 | BASE RXM2-RXM4 BORN MIST | 4.7874
| RXZE2M114M | BASE RXM2-RXM4 BORN MIST TERM AP | 5.7267
| RXZE2S108M | BASE RXM2 BORN SEPAR TERM AP | 5.2015
| RXZE2S111M | BASE RXM3 BORN SEPAR TERM AP | 5.4136
| RXZE2S114M | BASE RXM4 BORN SEPAR TERM AP | 6.0297
| RPM11F7 | REL POT 15A 1NA-NF 120VCA | 6.868
| RPM12P7 | REL POT 15A 1NA-NF C-LED 230VCA | 9.5748
| RPM41B7 | REL POT 15A 4NA-NF 24VCA | 15.9176
| RPM42ED | REL POT 15A 4NA-NF C-LED 48VCC | 18.5133
| RPZF1 | BASE REL RPM1 BORN MIST | 5.4136
| RHK411F | RELE AUTOMAT 110V | 203.83
| RHN412E | RELE AUTOMAT 48V | 110.473
| RPF2BP7 | REL POT 30A 2NA-NF 230VCA | 11.5443
| RPF2AB7 | REL POT 30A 2NA 24VCA | 10.403
| RMPT73BD | TRANSM. TEMP. 24VCC PT100 | 132.2191
| SSP3A250BD | REL EST 3PH 50A 4/32VCC 48/530VAC CG RES | 179.355
| RSB1A120B7 | RELE INTERFACE 1NA-NF 12A 24VCA | 6.0297
| RSB1A160P7 | RELE INTERFACE 1NA-NF 16A 230VCA | 10.1909
| RSB2A080B7 | RELE INTERFACE 2NA-NF 8A 24VCA | 6.1408
| RZM031FPD | DIODO +LED 110-230 VACDC | 7.5952
| RSB1A120E7 | RELE INTERFACE 1NA-NF 12A 48VCA | 6.767
| RZM031RB | DIODO +LED 6-24 VACDC | 4.6864
| ABS2SA02MB | INTERFACE | 84.769
| RHK412F | RELE AUTOMAT | 204.05
| RHN411E | RELE AUTOMAT 48V | 113.641
| RSLZ3 | PLAC SEPAR P/ RSL | 2.1816
| ABR1E311M | INTERFACE 220V | 61.292
| XBKP50100U10M | PRESEL MEC 24VCC | 180.9112
| ABR1S402B | INTERFACE 24V | 46.222
| RM17TU00 | REL F-S FASE MIN TENS 208-480VCA NA-NF | 85.9308
| RM35HZ21FM | REL CONTR FREQ 120-277V 2NA-NF | 161.2465
| RM35UA13MW | REL MIN MAX TENS 24-240VCC-CA 2NA-NF | 114.2209
| RXZL420 | ETIQ ENC BASE RXZ | 0.4141
| RZM021BN | VARIST+LED 24-60 VACDC | 7.3831
| RZM021FP | VARIST+LED 110-230 VACDC | 7.5952
| RZM021RB | VARIST+LED 6-24 VACDC | 7.3831
| RZM031BN | DIODO +LED 24-60 VACDC | 5.1005
| REXL4TMP7 | REL TEMP EXTR 4NA/NF 5A 230VCA 1S/100H | 57.9437
| RMCV60BD | CONV ANALOG ISOLADO TENS-CORR 24VCC | 226.5733
| ABR1E318E | INTERF ELECTROMEC ENTR 1NA-NF 48VCA-CC | 62.425
| XBKT50000U10M | TOT MEC 24VCC | 47.1019
| RSL1PRPU | REL ESTR+BAS TERM MOLA 6A 1NA/NF 60VCC | 18.4123
| RSLZVA1 | BAS TERM PARAF P/ REL B4JD/BD | 10.1909
| XBKP50100D10M | PRESEL MEC 24VCC 5DIG | 158.8528
| RM17JC00MW | REL MAX INT 24-240V 2-20A NA-NF | 101.1212
| RM17UBE15 | REL. SUR ET SOUS TENSION 65..260 V AC DC | 108.9184
| RM35S0MW | REL CONTR VELOC 24-240V NA-NF | 160.4183
| RM79696043 | SOND PROT SUSP | 19.5536
| RMPT53BD | TRANSM TEMP 0-250 24VCC PT100 | 132.2191
| REXL4TMF7 | REL TEMP EXTR 4NA/NF 5A 120VCA 1S/100H | 57.9437
| RXZS2 | SHUNT LIG 2P 5A | 0.6262
| RUMC22P7 | REL RUM 2NA/NF 10A CILIN +LTB+LED 230VAC | 14.9783
| RUMC31P7 | REL RUM 3NA/NF 10A CILIN +LTB-LED 230VAC | 14.2511
| RXG12BD | RELE INTER 1 NA/NF BOT T 10A 24VCC | 8.0093
| SSL1D03BD | REL EST 3,5A 15/30VCC 1/24VCC CC | 23.7621
| SSM1A430BD | REL EST 1 CAN 30A 4/32VCC 48/600VAC CG R | 101.6301
| RUMC32BD | REL RUM 3NA/NF 10A CILIN+LTB+LED 24VDC | 18.5133
| RUMC31BD | REL RUM 3NA/NF 10A CILIN +LTB-LED 24VDC | 15.9176
| SSL1D03JD | REL EST 3,5A 3/12VCC 1/24VCC CC | 23.0987
| RE22R1QMQ | TEMP EST TRIAN 1NA 230VAC 380VAC | 85.5167
| RGZE1S48M | BASE COM 2NA/NF PARA RXG 5A | 7.6962
| RXG13B7 | RELE INTER 1 NA/NF 10A 24VCA | 8.7365
| RXG12ED | RELE INTER 1 NA/NF BOT T 10A 48VCC | 8.0093
| SSP1D425BDT | RELE ESTATICO | 66.8923
| SSL1D101BD | REL EST 0,1A 16/30VCC 1/48VCC CC | 14.214
| SSP1A110M7T | RELE ESTATICO | 57.0044
| RUMC31FD | REL RUM 3NA/NF 10A CILIN +LTB-LED 110VDC | 15.9176
| RE22R1KMR | TEMPORIZADOR AO ATRASO | 108.9184
| RUMC31F7 | REL RUM 3NA/NF 10A CILIN +LTB-LED 120VAC | 14.2511
| RXZE2S114S | BASE SEP PARA RXL2/4 E RXN2/4 | 7.6962
| RE22R1AKMR | TEMPORIZADOR AO ATRASO | 140.7536
| RUMC32B7 | REL RUM 3NA/NF 10A CILIN +LTB+LED 24VAC | 16.7458
| RE22R2MMU | TEMPO MULTIF 2NA 24VAC/DC 240VAC | 105.1713
| RUMC21BD | REL RUM 2NA/NF 10A CILIN +LTB-LED 24VDC | 14.1501
| SSP1A490BDT | RELE ESTATICO | 89.9602
| RE22R2AMU | TEMP FUNC A 2NA 24VAC/DC 240VAC | 89.0517
| SSM1A130M7 | REL EST 1 CAN 30A 90/280VAC 24/280VAC CG | 104.7098
| RXG22BD | RELE INTER 2 NA/NF BOT T 5A 24VCC | 9.3627
| SSP3A250B7 | REL EST 3PH 50A 18/36VAC 48/530VAC CG RE | 162.0747
| SSP3A250P7 | REL EST 3PH 50A 180/280VAC 48/530VAC CG | 176.517
| RGZE1S35M | Base com 1NA/NF para RXG 10A | 4.7874
| RUMC32P7 | REL RUM 3NA/NF 10A CILIN +LTB+LED 230VAC | 16.7458
| RE22R1QMU | TEMP EST TRIAN 1NA 24VAC/DC 240VAC | 80.8303
| SSLZVA1 | BASE RELA TERM PARAFUSO SSL 5/24VCC | 10.2897
| RE22R2MXMU | TEMPO MULTIF 2NA 24VAC/DC 240VAC | 108.6053
| RUMC31GD | REL RUM 3NA/NF 10A CILIN +LTB-LED 125VDC | 15.9176
| RE22R2QTMR | TEMPO ESTRELA-TRIANGULO | 117.867
| SSL1D101JD | REL EST 0,1A 3/12VCC 1/48VCC CC | 13.837
| RM22TR33 | REL CONT SOBRET 3F 380V 480VAC/DC 2 C/O | 126.4015
| SSP1A125BDT | RELE ESTATICO | 62.9124
| SSM1A112BDR | REL EST 1 CAN 12A 4/32VCC 24/280VAC CG I | 41.1588
| RUMC32E7 | REL RUM 3NA/NF 10A CILIN +LTB+LED 48VAC | 16.7458
| RXG22ED | RELE INTER 2 NA/NF BOT T 5A 48VCC | 9.3627
| SSM1A16BD | REL EST 1 CAN 6A 4/32VCC 24/280VAC CG RE | 35.0097
| RE22R1DMR | TEMPO MULTIF 1NA/NF 24-240VAC/DC | 131.906
| RE22R1HMR | TEMP FUNC K 1NA/NF 24VAC/DC 240VAC | 83.6381
| RE22R2AMR | TEMPO MULTIF 2NA/NF 24-240VAC/DC | 142.9352
| RXG13BD | RELE INTER 1 NA/NF 10A 24VCC | 5.9287
| SSM1A145BD | REL EST 1 CAN 12A 4/32VDC 24/280VAC CG I | 101.6301
| RE48ASETCOV | TAMPA PROTEC PARAMET | 13.486
| RPM11B7 | REL POT 15A 1NA-NF 24VCA | 5.7267
| RPM21FD | REL POT 15A 2NA-NF 110VCC | 11.7564
| RPM21JD | REL POT 15A 2NA-NF 12VCC | 10.8171
| RPM31BD | REL POT 15A 3NA-NF 24VCC | 11.5443
| RPM32F7 | REL POT 15A 3NA-NF C-LED 120VCA | 14.5642
| RPM41JD | REL POT 15A 4NA-NF 12VCC | 15.9176
| RPM41P7 | REL POT 15A 4NA-NF 230VCA | 16.5438
| RXZL520 | 108 ETIQ REF RPM | 10.648
| RE88867303 | RL TEMP MULTIF 11 PINOS | 168.2155
| RMPT30BD | TRANSM. TEMP. 24VCC PT100 | 162.0747
| RMPT50BD | CONV SOND PT100 24VCC 0-250?C | 162.0747
| RPF2AP7 | REL POT 30A 2NA 230VCA | 12.232
| RPF2BB7 | REL POT 30A 2NA-NF 24VCA | 10.7161
| RPF2BBD | REL POT 30A 2NA-NF 24VCC | 10.7161
| ABR1E118B | INTERFACE 1NA 24V | 53.933
| ABR1S318E | INTERFACE 48V | 54.69
| XBKT60000U00M | TOT MEC 24VCC 6DIG | 25.5934
| RHN411U | RELE AUTOMAT | 105.37
| RSB1A160JD | RELE INTERFACE 1NA-NF 16A 12VCC | 3.7471
| RHK411E | RELE AUTOMAT | 202.807
| RHN412B | RELE AUTOMAT 24V | 100.394
| XBKP50100U20M | PRESEL MEC 24VCC 5DIG | 203.6928
| RMPT70BD | TRANSM. TEMP. 24VCC PT100 | 162.0747
| RE48ACV12MW | TEMPORIZ INTERMIT 24-240VAC-DC | 123.5836
| RXM040W | MOD ANTIPAR DIOD 6-250VCC | 2.2927
| RXM041BN7 | MOD ANTIPAR RC 24-60VCA | 3.535
| RXM2AB2B7 | REL MIN 12A 2NA-NF C-LED 24VCA | 8.2214
| RXM2AB2BD | REL MIN 12A 2NA-NF C-LED 24VCC | 8.1103
| RXM3AB1ED | REL MIN 10A 3NA-NF 48VCC | 8.0093
| RXM3AB1F7 | REL MIN 10A 3NA-NF 110VCA | 8.0093
| RXM3AB2JD | REL MIN 10A 3NA-NF C-LED 12VCC | 8.4234
| RXM3AB2P7 | REL MIN 10A 3NA-NF C-LED 230VCA | 9.7768
| RXM4AB1U7 | REL MIN 6A 4NA-NF 240VCA | 10.1909
| RXM4AB2B7 | REL MIN 6A 4NA-NF C-LED 24VCA | 8.5345
| RXM4GB1BD | REL MIN 3A 4NA-NF DOUR 24VCC | 9.5748
| RUZSC3M | BASE RUMC3 BORN SEPAR | 6.969
| REXL2TMP7 | REL TEMP EXTR 2NA-NF 5A 230VCA 1S-100H | 50.6616
| RPM21B7 | REL POT 15A 2NA-NF 24VCA | 10.8171
| RPM22ED | REL POT 15A 2NA-NF C-LED 48VCC | 14.9783
| RPM41BD | REL POT 15A 4NA-NF 24VCC | 15.9176
| RPM42F7 | REL POT 15A 4NA-NF C-LED 120VCA | 18.5133
| RPZF2 | BASE REL RPM2 BORN MIST | 7.4942
| RPF2ABD | REL POT 30A 2NA 24VCC | 10.403
| RE88867455 | TEMP INTERM 20/30VCC 20/264VCA | 141.735
| RMTK80BD | TRANSM TEMP 0-600?C TIPO K 24VCC | 189.8598
| RSB2A080P7 | RELE INTERFACE 2NA-NF 8A 230VCA | 10.1909
| REXL2TMB7 | REL TEMP EXTR 2NA-NF 5A 24VCA 1S-100H | 50.6616
| RSZL300 | ETIQUETA PARA RS | 0.4141
| RSB1A160F7 | RELE INTERFACE 1NA-NF 16A 120VCA | 7.8073
| XBKP62230G30E | PRE-SEL LED 230V | 263.0002
| ABS2SC01EB | INT.EST. 24V 2A | 61.182
| RXG22P7 | RELÉ INTER 2 NA/NF BOT T 5A 230VCA | 12.0695
| RE22R2MYMR | TEMPO MULTIF 2NA 24-240VAC/DC | 108.9184
| SSP1A150BDT | RELE ESTATICO | 66.6204
| SSM1A112F7 | REL EST 1 CAN 12A 90/140VAC 24/280VAC CG | 43.5916
| SSM1A112BD | REL EST 1 CAN 12A 4/32VCC 24/280VAC CG R | 66.6204
| RM35JA32MR | REL CONT CORRENTE 0,15A#15A 2NA/NF | 181.0627
| RXG22B7 | RELÉ INTER 2 NA/NF BOT T 5A 24VCA | 12.0695
| SSM1A130BD | REL EST 1 CAN 30A 4/32VDC 24/280VAC CG I | 94.3171
| SSP1A4125BDT | RELE ESTATICO | 108.7474
| RE22R2QGMR | TEMP EST TRIAN 2NA/NF 24...240VAC/DC | 91.3343
| RXG15B7 | Relé 1CO 10A Transparente 24VAC | 8.2214
| RXG15BD | RELÉ INTER 1 NA/NF 10A 24VCC | 5.4136
| RXG25BD | RELÉ INTER 1 NA/NF 10A 24VCC | 6.767
| RXG25B7 | RELÉ INTER 1 NA/NF 10A 24VCC | 9.4637
| RXG25P7 | RELÉ INTER 1 NA/NF 10A 24VCC | 9.4637
| RXG15P7 | RELÉ INTER 1 NA/NF 10A 230VCA | 8.2214
| SSP3A250F7 | REL EST 3PH 50A 90/140VAC 48/530VAC CG R | 162.0747
| XBKH70000004M | CONTADOR HORARIO MEC. 24V CA. 7 NUM. | 33.308
| RSL1PREU | REL ESTR+BAS TERM MOLA 6A 1NA/NF 48VCC | 18.4123
| ABR1E411F | INTERFACE 110V | 71.83
| RHZ22 | BASE PARA RELE | 51.095
| RM17UAS15 | REL. SUR OU SOUS TENSION 65..260 V AC DC | 102.1615
| RM35JA32MW | REL MAX-MIN INT 24-240V 0,1-15A 2NA-NF | 137.3196
| RM35UB3N30 | REL MIN MAX TENS F-N 120-277VCA 2NA-NF | 177.2651
| RXM021FP | MOD ANTIPAR VAR 110-240VCA-CC | 3.333
| RXM2AB1JD | REL MIN 12A 2NA-NF 12VCC | 6.5549
| RXM3AB1BD | REL MIN 10A 3NA-NF 24VCC | 7.1811
| RXM3AB2F7 | REL MIN 10A 3NA-NF C-LED 110VCA | 9.0496
| RXM4AB1MD | REL MIN 6A 4NA-NF 220VCC | 14.4632
| RXM4AB2P7 | REL MIN 6A 4NA-NF C-LED 230VCA | 9.7768
| RUZC2M | BASE RUMC2 BORN MIST | 4.7874
| RUZC3M | BASE RUMC3 BORN MIST | 5.3025
| RUZSC2M | BASE RUMC2 BORN SEPAR | 6.2418
| RPM22B7 | REL POT 15A 2NA-NF C-LED 24VCA | 14.0491
| RPM32JD | REL POT 15A 3NA-NF C-LED 12VCC | 14.5642
| RPM42BD | REL POT 15A 4NA-NF C-LED 24VCC | 17.8972
| ABR1E111M | INTERFACE 24V | 60.049
| REXL2TMJD | REL TEMP EXTR 2NA-NF 5A 12VCC 1S-100H | 50.6616
| RMPT20BD | CONV SOND PT100 24VCC -100-+100 | 162.0747
| ABS2SC02EB | INTERFACE | 83.4918
| REG96PCOV | TAPA BORN CONTR TEMP 96x48 | 62.425
| RSL1AB4BD | REL ESTR STAND 6A 1NA/NF 24VCC | 6.5549
| RSL1AB4ED | REL ESTR STAND 6A 1NA/NF 48VCC | 7.5952
| RSL1AB4JD | REL ESTR STAND 6A 1NA/NF 12VCC | 6.5549
| RSL1AB4ND | REL ESTR STAND 6A 1NA/NF 60VCC | 7.5952
| RSL1GB4BD | REL ESTR CORR FR 6A 1NA/NF 24VCC | 7.8073
| RSLZ2 | PENT LIG 20 POLOS P/RSL | 2.376
| RHZ11 | BASE PARA RELE | 15.752
| ABR1S118B | INTERFACE 24V | 53.141
| RM17TT00 | REL FALT SEQ FASE 208-480VCA NA-NF | 93.4149
| RM35BA10 | REL CONTR BOMB 208-480V 1-10A NA-NF | 209.9285
| RM35UA12MW | REL MIN MAX TENS 24-240VCC-CA 2NA-NF | 114.2209
| RMPT13BD | TR TEMP 24VCC PT100 | 132.2191
| RE48AML12MW | TEMPORIZ MULTIF 24-240VAC-DC | 98.5154
| RHK412G | RELE BIST 125VCC | 202.466
| RHZ21 | BASE PARA RELE | 54.043
| RHZ42 | BASE PARA RELE | 115.456
| RE22R2KMR | TEMPO FUNC K 2NA/NF 24-240VAC/DC | 239.269
| RE22R2HMR | TEMP FUNC K 2NA/NF 24VAC/DC 240VAC | 57.9437
| RE22R2ACMR | Tempo. Retardo a la conexión | 261.0143
| REXL4TMJD | REL TEMP EXTR 4NA/NF 5A 12VCC 1S/100H | 57.9437
| RE22R1MKMR | TEMPO MULTIF 1NA/NF 24-240VAC/DC | 83.1937
| SSL1A12BD | REL EST 2A 15/30VCC 24/280VAC CG RES | 15.3882
| SSP3A250BDT | 3 PHASE SOLID STATE RELAY 530VAC 50A 24V | 173.143
| SSM1A16BDR | 1 PHASE SOLID STATE RELAY 280VAC 6A 24VD | 34.9561
| RM22LG11MT | Relé control nivel, 5k?#100K?, 380#415V | 73.9623
| SSRHP25 | DISSIP TÉRM P/ SSRP MONTAG PAN | 23.4118
| SSM1A430M7 | SSR 1 fase 660 VAC 30A 90-280VAC | 95.1617
| SSM1A120BD | SSR 1 fase 280VAC 20A 4-32VAC | 82.5339
| RE22R2QEMT | Tempo. Estrella - Triángulo | 93.8391
| RMNF22TB30 | RELE CONTROL NFC MONIT.MULTIF.3FASES | 102.1615
| SSM1A445BD | SSR 1 fase 660VAC 45A 4-32VDC | 115.4218
| RXG22B7PV | Relé RXG con LTB + LED y Zócalo,2NANC 10 | 26.7347
| RXG22BDPV | Relé RXG con LTB + LED y Zócalo,2NANC 10 | 20.907
| RXG22P7PV | Relé RXG con LTB + LED y Zócalo,2NANC 10 | 27.1993
| SSP1A150M7T | SSR 1 fase - ent. 90-280V AC, salida 24- | 66.8367
| SSLM1ND101BD | REL EST 0,1A 4/28VCC LOGICA NEGATIVA | 15.6045
| SSM1A36BD | 1 PHASE SOLID STATE RELAY 600VAC | 38.0894
| RE22R2MJU | TEMPORIZADOR MULTIFUNCIÓN 2CO 12V AC/DC | 108.6053
| SSP3A225BDR | 3 PHASE SOLID STATE RELAY 530VAC 25A 24V | 172.447
| RXG22JD | Relé 2CO 5A+Botón Test+LED 12VDC | 9.3627
| SSM1A36BDR | REL EST 1 CAN 6A 4/32VCC 48/600VAC CG IN | 39.037
| RXG23P7 | Relé 2CO 5A+LED 230VAC | 9.9889
| SSM1A112B7 | 1 PHASE SOLID STATE RELAY 280VAC 12A 24V | 42.9654
| SSM3A325BD | SSR 3 fases 600VAC 25A 4-32VDC | 219.7093
| RUMC32JD | Relé 3CO 10A+Botón Test+LED 12VDC | 18.5133
| RE88865265 | TEMP REP 24-240V | 137.324
| RSB2A080ED | RELE INTERFACE 2NA-NF 8A 48VCC | 4.8884
| RSZR215 | BRAC DE FIX PARA RS | 0.572
| RSB1A160BD | RELE INTERFACE 1NA-NF 16A 24VCC | 3.7471
| ABR1S102B | INTERFACE 24V | 42.372
| RUW101MW | MOD.TEMPOR.24-240V CA-CC | 60.6505
| RE48ASOC11SOLD | BASE LIG 11 PINOS POR SOLDADURA | 8.723
| RXM4GB1F7 | REL MIN 3A 4NA-NF DOUR 110VCA | 9.7768
| RXM4GB2JD | REL MIN 3A 4NA-NF DOUR C-LED 12VCC | 10.6151
| RXM4GB2P7 | REL MIN 3A 4NA-NF DOUR C-LED 230VCA | 11.6554
| ABR2S112B | INTERFACE SAIDA 1 NA | 34.4844
| RPM11P7 | REL POT 15A 1NA-NF 230VCA | 8.2214
| RPM22FD | REL POT 15A 2NA-NF C-LED 110VCC | 14.6652
| RPM32B7 | REL POT 15A 3NA-NF C-LED 24VCA | 14.5642
| RPM41ED | REL POT 15A 4NA-NF 48VCC | 16.5438
| RPM42JD | REL POT 15A 4NA-NF C-LED 12VCC | 17.8972
| RPZF4 | BASE REL RPM4 BORN MIST | 8.5345
| RZM041FU7 | CIRCUITO RC 110-240VAC | 5.4136
| RSL1PVPU | REL ESTR+BAS TERM PAR 6A 1NA/NF 60VCC | 17.8972
| ABR1E318B | INTERFACE ENTR | 60.049
| RHN411F | RELE AUTOMAT 110V | 105.0703
| XBKP62130G32E | PRE-SEL LED 230V 6 DIG | 299.684
| RM17UB310 | REL MIN MAX TENS 208-480VCA NA-NF | 137.1075
| RM35LV14MW | REL NIV 24-240VCA-CC NA-NF TON | 103.5149
| RM79696014 | SOND INOX 200?C 1000MM | 161.568
| RE88867215 | TEMP TRAB 2NA-NF 24VCC-24-240VCA | 98.34
| REXL2TMF7 | REL TEMP EXTR 2NA-NF 5A 120VCA 1S-100H | 50.6616
| XBKP61130G31E | PRE-SEL LCD 115VAC 6DIG | 250.162
| ABR1E418E | INTERFACE 48V | 65.032
| RUW241P7 | MOD ANTIPAR RC 110-240VCA | 3.6461
| RUW242B7 | MOD ANTIPAR VAR 24VCA-CC | 3.535
| RXZR335 | BRAC PLAST FIX REL RX | 0.7272
| RPM12B7 | REL POT 15A 1NA-NF C-LED 24VCA | 7.139
| RMTJ60BD | CONV TERM TIP J 24VCC 0/300?C | 189.8598
| RPM21ED | REL POT 15A 2NA-NF 48VCC | 12.0695
| RPM22JD | REL POT 15A 2NA-NF C-LED 12VCC | 14.0491
| RPM32BD | REL POT 15A 3NA-NF C-LED 24VCC | 14.5642
| RPM41F7 | REL POT 15A 4NA-NF 120VCA | 16.5438
| RPM42P7 | REL POT 15A 4NA-NF C-LED 230VCA | 18.5133
| RPZR235 | BRAC MET FIX P- RPM1 | 1.3534
| RMPT33BD | TRANSM. TEMP. 24VCC PT100 | 132.2191
| RSLZRA1 | BAS TERM MOLA P/ REL B4JD/BD | 10.8171
| XBKT80000U00M | TOT MEC 24VCC 8 DIG | 84.6557
| XBKH70000002M | CONT HOR MEC 230V | 31.1884
| XBKH70000001M | CONT HOR MEC 115VAC 7DIG | 33.308
| ABR2E112B | INTERF ENTRADA 1NA | 40.6335
| RSB2A080E7 | RELE INTERFACE 2NA-NF 8A 48VCA | 7.1811
| RSB2A080JD | RELE INTERFACE 2NA-NF 8A 12VCC | 4.0602
| RSZE1S48M | BASE PARA RSB2A080-RSB1A160 | 6.4539
| REXL2TMBD | REL TEMP EXTR 2NA/NF 5A 24VCC 1S/100H | 50.6616
| RM84870301 | RELE NIV 24VCA | 134.717
| ABR1S611F | INTERFACE 110V CA 1NA+1NF | 67.87
| RSB1A120BD | RELE INTERFACE 1NA-NF 12A 24VCC | 3.6461
| RZM041BN7 | CIRCUITO RC 24-60 VAC | 5.3025
| RZM040W | DIODO 6-230 VAC | 2.6058
| RHN412BEA76 | RELE C/ ANTI-PARAS | 101.3232
| REXL4TMB7 | REL TEMP EXTR 4NA-NF 5A 24VCA 1S-100H | 57.9437
| REXL4TMBD | REL TEMP EXTR 4NA-NF 5A 24VCC 1S-100H | 57.9437
| XBKT81030U33E | TOT LCD BAT 8 DIG | 70.864
| ABR1E418B | INTERFACE 24V | 62.546
| RE88867305 | TEMPO MULTI 2NA-NF 24VCC 24-240VCA | 147.4
| ABR2E111M | INTERF.ENTRADA 1NA 230V | 50.193
| ABR1S418E | INTERFACE SAIDA 2NA 48V | 68.09
| XBKP61230G30E | PRE-SEL LCD 24VCC 6DIG | 224.5915
| RHK412B | RELE AUTOMAT 24V | 196.119
| RMPT10BD | CONV SOND PT100 24VCC -40/+40 | 162.0747
| XBKH81000033E | CONT HOR LCD BAT | 71.2966
| RSL1PRFU | REL ESTR+BAS TERM MOLA 6A 1NA/NF 60VCC | 18.4123
| SSRHD10 | DISSIP TERM P/SSP-SSRP MONTAG DIN | 47.9548
| SSP3A225BD | REL EST 3PH 25A 4/32VCC 48/530VAC CG RES | 166.892
| SSM1D26BD | REL EST 1 CAN 6A 4/32VCC 1/60VCC CC | 38.6147
| ABR1E311F | INTERF ELECTROMEC ENTR 1NA/NF 115VCA | 63.448
| SSRHP02 | DISSIP TERM P/ SSP-SSRP MONTAG PAN | 122.6544
| ABR1E101M | INTERFACE 220V | 44.418
| RMTK90BD | CONV TERM TIP K 24VCC 0-1200?C | 189.8598
| ABR2S102B | INTERFACE SAIDA 1NA | 19.8378
| LA9RM401 | ADAPT. IMPEDANCIA | 22.77
| RHN421F | RELE AUTOMAT 110V | 139.931
| RHN411B | RELE AUTOMAT 24V | 113.19
| ABR1S418B | INTERFACE 24V | 62.997
| XBKT60000U10M | TOT MEC 24VCC | 82.3279
| RM17UAS14 | REL MIN MAX TENS 12VCC NA-NF | 102.1615
| RM35JA31MW | REL MAX-MIN INT 24-240V 2-500MA 2NA-NF | 109.8577
| RM35UB330 | REL MIN MAX TENS 220-480VCA 2NA-NF | 160.6203
| RMTJ40BD | TRANSM. TEMP. 24VCC TH-J | 189.8598
| RMCN22BD | CONV ANALOG 24VCC | 120.9879
| RHN421M | RELE AUT 4CBN 220V | 130.2496
| RE48AIPCOV | TAMPA PROTEC IP64 | 15.631
| RXM021BN | MOD ANTIPAR VAR 24-60VCA-CC | 3.333
| RXM2AB1F7 | REL MIN 12A 2NA-NF 110VCA | 7.4942
| RXM2AB1FD | REL MIN 12A 2NA-NF 110VCC | 8.3224
| RXM2AB2P7 | REL MIN 12A 2NA-NF C-LED 230VCA | 9.3627
| RXM3AB1B7 | REL MIN 10A 3NA-NF 24VCA | 7.3831
| RXM3AB2E7 | REL MIN 10A 3NA-NF C-LED 48VCA | 9.6758
| RXM3AB2ED | REL MIN 10A 3NA-NF C-LED 48VCC | 9.4637
| RXM4AB1FD | REL MIN 6A 4NA-NF 110VCC | 8.3224
| RXM4AB1JD | REL MIN 6A 4NA-NF 12VCC | 7.2821
| RXM4AB2GD | REL MIN 6A 4NA-NF C-LED 125VCC | 10.8171
| RXM4AB2JD | REL MIN 6A 4NA-NF C-LED 12VCC | 8.3224
| RPM11BD | REL POT 15A 1NA-NF 24VCC | 4.9894
| RPM12F7 | REL POT 15A 1NA-NF C-LED 120VCA | 7.4942
| RPM21P7 | REL POT 15A 2NA-NF 230VCA | 11.7564
| RPM42B7 | REL POT 15A 4NA-NF C-LED 24VCA | 17.8972
| RPF2BF7 | REL POT 30A 2NA-NF 120VCA | 10.7161
| ABR1S602B | INTERF. SAIDA NA+NF 24VCC | 46.222
| ABS2EA01EF | INTERFACE | 66.055
| RSB2A080BD | RELE INTERFACE 2NA-NF 8A 24VCC | 4.0602
| RSB2A080FD | RELE INTERFACE 2NA-NF 8A 120VCC | 6.2418
| RSZE1S35M | BASE PARA RSB1A120 | 6.2418
| RSB1A120F7 | RELE INTERFACE 1NA-NF 12A 120VCA | 7.6962
| RSB1A120JD | RELE INTERFACE 1NA-NF 12A 12VCC | 3.7471
| RSB1A120P7 | RELE INTERFACE 1NA-NF 12A 230VCA | 9.7768
| ABS2SA01MB | INTERFACE | 77.275
| RUMC22BD | REL RUM 2NA/NF 10A CILIN+LTB+LED 24VDC | 16.6448
| RUMC22B7 | REL RUM 2NA/NF 10A CILIN +LTB+LED 24VAC | 14.9783
| ABR1S618E | INTERF SAIDA NA+NF 48V | 65.032
| ABR1E412F | INTERFACE | 66.506
| RHZ32 | BLOCO ANTIPARASITA | 24.365
| RSL1PRBU | REL ESTR+BAS TERM MOLA 6A 1NA/NF 24VCC | 17.372
| RHN412F | RELE AUTOMAT 110V | 113.3
| RSL1PVJU | REL ESTR+BAS TERM PAR 6A 1NA/NF 12VCC | 16.9579
| RSLZVA4 | BAS TERM PARAF P/ REL B4ND 230V | 10.1909
| RHK411B | RELE AUTOMAT 24V | 198.616
| RHK412BA76 | RELE AUTOM | 197.483
| ABR1E411M | INTERF ENTR. 2NA 220V | 71.83
| RHK412E | RELE AUTOMAT 48V | 203.599
| RM17TE00 | REL F-S-T DESEQ FASE 208-480VCA NA-NF | 128.169
| RM35ATL0MW | REL CONTR TEMP 24-240V NA-NF | 102.2625
| RM35TM250MW | REL F-S FASE PTC 208-480VCA 2NA | 168.0135
| RHZ13 | BASE PARA RELE RH | 14.498
| ABR1S411F | INTERFACA 110V CA 2 NA | 67.87
| RHN411M | RELE AUTOMAT 220V | 106.4237
| ABR1S318B | INTERFACE 24V | 57.783
| RHN412BA76 | RELE AUTOMATICO 24V CC | 101.3232
| RM17TA00 | REL F-S DESEQ FASE 208-480VCA NA-NF | 117.2408
| RM17UBE16 | REL. SUR ET SOUS TENSION 20..80 V AC DC | 108.9184
| RM35TF30 | REL F-S-T DESEQ FASE 220-480VCA 2NA-NF | 162.3878
| RM79696044 | 3 SOND INOX 80?C 1000MM | 178.222
| ABR1E301M | INTERF ELECTROM ENTR 1NA-NF 230VCA | 49.17
| RE48ASOC11AR | BASE LIG 11 PINOS FACE POSTERIOR | 11.561
| RMCA61BD | CONV ANALOG 24VCC | 226.5733
| RXM041FU7 | MOD ANTIPAR RC 110-240VCA | 3.535
| RXM2AB2E7 | REL MIN 12A 2NA-NF C-LED 48VCA | 9.2617
| RXM3AB1FD | REL MIN 10A 3NA-NF 110VCC | 8.2214
| RXM4AB1B7 | REL MIN 6A 4NA-NF 24VCA | 7.1811
| RXM4AB2BD | REL MIN 6A 4NA-NF C-LED 24VCC | 8.2214
| RUW240BD | MOD ANTIPAR DIOD 6-250VCC | 2.7068
| RPM21BD | REL POT 15A 2NA-NF 24VCC | 10.8171
| RPM22F7 | REL POT 15A 2NA-NF C-LED 120VCA | 14.0491
| RPM31P7 | REL POT 15A 3NA-NF 230VCA | 12.2715
| RPM41E7 | REL POT 15A 4NA-NF 48VCA | 16.5438
| RPM42FD | REL POT 15A 4NA-NF C-LED 110VCC | 18.5133
| RPZF3 | BASE REL RPM3 BORN MIST | 8.1103
| RPF2AF7 | REL POT 30A 2NA 120VCA | 10.403
| RM17UAS16 | REL. SUR OU SOUS TENSION 20..80 V AC DC | 102.1615
| RM35LM33MW | REL NIV 24-240VCA-CC 2NA-NF SOND | 72.72
| RM79696006 | ELECTROD INOX ISOL 350?C | 178.222
| RE88867105 | TEMP UNIV 8A MFU NA-NF 24VCC 24-240VCA | 118.734
| RE48ATM12MW | TEMPORIZ TRAB 24-240VAC-DC | 91.9605
| RXM021RB | MOD ANTIPAR VAR 6-24VCA-CC | 3.333
| RXM2AB1P7 | REL MIN 12A 2NA-NF 230VCA | 8.3224
| RXM3AB1E7 | REL MIN 10A 3NA-NF 48VCA | 8.5345
| RXM3AB2FD | REL MIN 10A 3NA-NF C-LED 110VCC | 9.4637
| RXM4AB1P7 | REL MIN 6A 4NA-NF 230VCA | 8.4234
| RXM4GB1B7 | REL MIN 3A 4NA-NF DOUR 24VCA | 9.7768
| RPM12JD | REL POT 15A 1NA-NF C-LED 12VCC | 6.5549
| RPM22BD | REL POT 15A 2NA-NF C-LED 24VCC | 14.0491
| RPM31F7 | REL POT 15A 3NA-NF 120VCA | 11.5443
| RPM32P7 | REL POT 15A 3NA-NF C-LED 230VCA | 15.1904
| RPF2BJD | REL POT 30A 2NA-NF 12VCC | 10.7161
| RHK411M | RELE AUTOMAT 220V | 209.836
| XBKP62130G30E | PRE-SELECTOR LED 24V CC 6 DIG. | 246.9734
| ABS2EA01EM | INTERFACE | 70.477
| RSB2A080F7 | RELE INTERFACE 2NA-NF 8A 120VCA | 8.2214
| ABR1S311F | INTERF.SAIDA 1NA-NF 110V | 59.026
| RSB1A160B7 | RELE INTERFACE 1NA-NF 16A 24VCA | 6.4539
| ABR2SB312B | INTERF ELECTROMEC SAID 1NA/NF 24VCC | 64.471
| RE17LAMW | TEMPO TRABALHO 24-240VAC/DC | 50.7626
| RE17LCBM | TEMPO REPOUSO 24-240 VAC | 47.3387
| RE17LHBM | TEMPO PASSAGE 24-240VAC | 47.3387
| RE17LLBM | TEMPO INTERM 24-240VAC | 49.5203
| RE17LMBM | TEMPO MULTIF 24-240VAC | 62.519
| RE17RAMU | TEMPO TRABALHO 24VDC-24...240VAC | 43.7936
| RE17RBMU | TEMPO CALIBRACAO 24VDC&24...240VAC | 40.2586
| RE17RCMU | TEMPO REPOUSO 24VDC 24...240VAC | 40.2586
| RE17RHMU | TEMPO PASSAGE 24VDC&24...240VAC | 43.7936
| RE17RLJU | TEMPO INTERM 12VAC/DC | 36.5115
| RE17RLMU | TEMPO INTERM 24VDC&24...240VAC | 43.7936
| RE17RMEMU | TEMPO MULTIF 24VDC&24...240VAC | 50.7626
| RE17RMJU | TEMPO MULTIF12VAC/DC | 49.9344
| RE17RMMU | TEMPO MULTIF 24VDC&24...240VAC | 56.8024
| RE17RMMW | TEMPO MULTIF12-240VAC/DC | 60.2364
| RE17RMMWS | TEMPO MULTIF 12-240VAC/DC | 62.519
| RE17RMXMU | TEMPO MULTIF 24VDC&24...240VAC | 54.3077
| RM84870309 | RELE NIVEL ENCH 230V AC | 137.5317
| RM22TR31 | REL CONT SOBRET 3F 200V#240VAC/DC 2 C/O | 120.9879
| SSP3A250BDR | HAWA - Compras MG, TEE | 169.6699
| RE22R1CMR | Tempo. Retardo a la desconexión | 86.9711
| RUMC31B7 | Relé 3CO 10A+Botón Test 24VAC | 14.2511
| SSP3A225P7 | REL EST 3PH 25A 180/280VAC 48/530VAC CG | 163.944
| ABR1S111F | INTERF ELECTROMEC SAID 1NA 115VCA | 56.76
| RE22R2QEMR | Tempo. Estrella - Triángulo | 49.7223
| RE22R2DMR | TEMP INTERMITENTE SIMÉTRICO | 176.5379
| RE22R2MWMR | RELÉ TEMPO. C/ SAÍDA A RELÉ 2NA/NF | 98.1013
| RM22UA31MR | Relé control <U,>U,>U>, 50mV#5V, 24#240V | 177.7903
| RGZR215 | Braçadeira de fixação RXG | 0.8282
| SSM2A16BD | REL EST 2 CAN 6A 4/32VCC 24/280VAC CG RE | 52.116
| SSM2A16BDR | REL EST 2 CAN 6A 4/32VCC 24/280VAC CG IN | 52.7422
| SSRHP10 | DISSIP TÉRM P/ SSP-SSRP MONTAG PAN | 47.9548
| SSP1D412BDT | RELE ESTATICO | 65.9921
| RM22LG11MR | REL NIV 24...240VAC/VCC 1C/O | 70.1142
| RE22R1QCMU | Tempo. Estrella - Triángulo | 74.9016
| SSRHP05 | HEATSINK PANEL MOUNT 0.5 DEG C / W | 64.5996
| SSP3A225BDT | REL EST 3PH 25A 4/32VCC 48/530VAC CG RES | 161.4731
| RM22UB34 | Relé control >U>, 80V#300V, 24#240V | 149.5911
| SSM1D212BD | REL EST 1 CAN 12A 4/32VCC 1/60VCC CC | 41.7974
| RENF22R2MMW | TEMPO NFC MULTIFUNC. 2CO 24-240V ACDC | 96.0207
| RUMC21P7 | REL RUM 2NA/NF 10A CILIN +LTB-LED 230VAC | 12.3826
| RUMC31ND | REL RUM 3NA/NF 10A CILIN +LTB-LED 60VDC | 15.9176
| RM22UA33MR | REL CONT SOBRET 1V/100VAC/DC 2 C/O | 151.7828
| SSP1D440BDT | RELE ESTATICO | 73.4184
| RM22JA31MR | REL CONT >I,<I,>I>, 4mA1A 24/240CC/CA | 181.0627
| RE22R1MLMR | Tempo. Intermitente asimétrico | 171.9626
| RM17TG00 | REL FALT SEQ FASE 208-480VCA NA-NF | 72.72
| RM17TG20 | REL FALT SEQ FASE 208-440VCA 2NA-NF | 76.154
| RM35ATR5MW | REL CONTR TEMP 24-240V 2NA | 109.2315
| RM35ATW5MW | REL CONTR TEMP F-S FAS 24-240V 2NA | 168.0135
| RM35TM50MW | REL F-S FASE PTC 208-480VCA 2NA | 158.5397
| RM35UA11MW | REL MIN MAX TENS 24-240VCC-CA 2NA-NF | 114.2209
| RMPT23BD | TR TEMP 24VCC PT 100. | 132.2191
| RXM2AB2ED | REL MIN 12A 2NA-NF C-LED 48VCC | 9.0496
| RXM2AB2F7 | REL MIN 12A 2NA-NF C-LED 110VCA | 8.4234
| RXM2AB2FD | REL MIN 12A 2NA-NF C-LED 110VCC | 9.3627
| RXM3AB1JD | REL MIN 10A 3NA-NF 12VCC | 7.2821
| RXM3AB1P7 | REL MIN 10A 3NA-NF 230VCA | 8.5345
| RXM3AB2B7 | REL MIN 10A 3NA-NF C-LED 24VCA | 8.5345
| RXM4AB1BD | REL MIN 6A 4NA-NF 24VCC | 6.969
| RXM4AB1E7 | REL MIN 6A 4NA-NF 48VCA | 8.2214
| RXM4AB1ED | REL MIN 6A 4NA-NF 48VCC | 8.0093
| RXM4AB2E7 | REL MIN 6A 4NA-NF C-LED 48VCA | 9.5748
| RXM4AB2ED | REL MIN 6A 4NA-NF C-LED 48VCC | 9.4637
| RXM4AB2F7 | REL MIN 6A 4NA-NF C-LED 110VCA | 9.0496
| RXM4GB2U7 | REL MIN 3A 4NA-NF DOUR C-LED 240VCA | 13.6249
| RXZ400 | BRAC MET FIX REL RX | 0.8282
| RPM12BD | REL POT 15A 1NA-NF C-LED 24VCC | 6.798
| RPM21F7 | REL POT 15A 2NA-NF 120VCA | 10.8171
| RPM22P7 | REL POT 15A 2NA-NF C-LED 230VCA | 14.6652
| RPM41FD | REL POT 15A 4NA-NF 110VCC | 16.5438
| XZCB10501H | CABO AMARELO 50M, TPE | 205
| XBTZGCCAN | MODULO MESTRE CANOPEN XBTGC | 279.27
| VW3A3521 | Carta ATV-IMC | 641.54
| TWDXCAT3RJ | DERIV. MODBUS JUNCAO | 52.68
| TWDXCAISO | DERIV. MODBUS ISOLAMENT | 154.09
| TWDXCAFJ010 | CABO RJ45-PONTAS SOLTAS, 1M | 28.31
| TWDFCW50K | CABO HE10 5M MOD.SAIDAS PONT.LIVRES | 52.68
| TWDFCW30K | CABO HE10 3M MOD.SAIDAS PONT.LIVRES | 35.82
| TMSES4 | Smart Module Ethernet - 4 RJ45 | 386
| TMSCO1 | Smart Module CANopen - 1 SubD9 | 200
| TMH2GDB | MODULO VISUALIZADOR P/M221 | 140.79
| TMC4TI2 | CARTUCHO M241 2E TEMPERATURA | 136.88
| TMC4PACK01 | CARTUCHO M241 PACKAGING 2E ANALOGICAS | 151.8
| TMC4HOIS01 | CARTUCHO M241 HOISTING 2E ANALOGICAS | 142.14
| TMC4AQ2 | CARTUCHO M241 2S ANALOGICAS | 136.88
| TMC4AI2 | CARTUCHO M241 2E ANALOGICAS | 118.56
| TMC2TI2 | CARTUCHO M221C 2E TEMPERATURA | 60.17
| TMC2SL1 | CARTUCHO M221C 1 PORTA SERIE | 60.17
| TMC2PACK01 | CARTUCHO M221C PACKAGING 2E ANALOGICAS | 71.99
| TMC2HOIS01 | CARTUCHO M221C HOISTING 1E ANALOGICA | 71.99
| TMC2AQ2V | CARTUCHO M221C 2S ANALOGICAS TENSAO | 60.17
| TMC2AQ2C | CARTUCHO M221C 2S ANALOGICAS CORRENTE | 60.17
| TMC2AI2 | CARTUCHO M221C 2E ANALOGICAS | 60.17
| TMAT2PSET | BLOCO TERMINAIS ALIMENTACAOe RS485 M2XX | 20.38
| TMAT2MSETG | BLOCO TERMINAIS E/S MOLA M221M/TM3 | 36.49
| TMAT2MSET | BLOCO TERMINAIS E/S M221M/TM3 | 49.38
| TMAT2CSET | BLOCO TERMINAIS E/S M221C | 45.08
| TMASD1 | Cartao de Memoria SD para M2XX | 48.35
| TMAM2 | KIT MONT M221/TM3 EM PANIEL | 10.73
| TMAHOL02 | SOPORTE PILA M221 | 18.24
| TMACBL1 | CABO PARA ENTRADAS ANALOGICAS M221 1m | 9.65
| TM7BDM8B | IP67 Exp. Block 8 DI/DO 24Vdc/0.5A/M8 | 239.15
| TM7BDM16B | IP67 Exp. Block 16 DI/DO 24Vdc/0.5A/M8 | 431.99
| TM7ACYC | CAN bus Y connector | 54.93
| TM7ACCA | M12 threaded caps | 40.92
| TM5SPS3 | Field Bus Interface Bus Base | 70.82
| TM5SPS2F | Mod. PWR 24Vdc/F=6,3A/Bus PS Grey | 141.78
| TM5SPS2 | Mod. PWR Distr. 24Vdc/F=6,3A/Bus PS Grey | 117.07
| TM5SPS1F | Mod. PWR Distr. 24Vdc/F=6,3A Grey | 70.88
| TM5SPS1 | MOD. PWR DISTRIB. 24VDC GREY | 46.17
| TM5SPDD12F | Mod. 12COM 24Vdc/F=6.3A Int. Distr. | 74.1
| TM5SE2IC01024 | Mod. 2HSC INC 100KHz 24Vdc | 442.54
| TM5SE1IC01024 | MOD.1HSC INC 100KHZ 24VDC | 328.68
| TM5SDO8TA | MOD. 8DO 24VDC TR 2 A 1 WIRE EXT POWER | 207.3
| TM5SDO6T | Mod. 6DO 24Vdc Tr 0.5A 2 wires | 100.96
| TM5SDO4TAFS | MOD. FS 4DO 24VDC TR 2A | 352.8059
| TM5SDO4T | MOD. 4DO 24VDC TR 0.5A 3 WIRES | 78.4
| TM5SDO4R | Mod. 4DO 30Vdc 1A/115VAC 0,5A Relay C/O | 163.26
| TM5SDO2R | Mod. 2DO 30Vdc/230VAC 5A Relay C/O | 89.14
| TM5SDO12T | MOD. 12SD 24VDC TRANSISTOR 0.5A | 175.07
| TM5SDI6D | Mod. 6DI 24Vdc Sink 2 wires | 78.4
| TM5SDI4DFS | MOD. FS 4DI 24VDC SINK | 212.1182
| TM5SDI2DF | MOD. 2DI FAST 24VDC SINK 3 WIRES | 64.44
| TM5SDI20DFS | TM5_Safety_PD3 Digital 20x Inputs | 679.2129
| TM5SDI12DK | Mod. Comleto 12DI 24Vdc Sink 1 wire | 183.67
| TM5SDI12D | Mod. 12ED 24VDC NEGATIVA | 151.45
| TM5SBET1 | Mod. Bus Transmitter->IP20 | 97.74
| TM5SBER2 | Mod. Bus Receiver/Bus PS/ PWR distrib. | 149.29
| TM5SAO4L | MOD. 4AO ±10V/0-20MA 12 BITS | 351.24
| TM5SAO4H | Mod. 4AO ?10V/0-20mA 16 bits | 547.81
| TM5SAO2L | MOD. 2AO ±10V/0-20MA 12 BITS | 283.57
| TM5SAI6TH | Mod. 6AI Thermocouple J/K/S/N 16 bits | 539.21
| TM5SAI4PH | MOD. 4AI PT100/1000 16 BITS | 455.43
| TM5SAI4L | Mod. 4AI ?10V/0-20mA/4-20mA 12 bits | 354.46
| TM5SAI4H | Mod. 4AI ±10V/0-20mA/4-20mA 16 bits | 505.92
| TM5SAI2TH | Mod. 2AI Thermocouple J/K/S/N 16 bits | 375.95
| TM5SAI2PH | MOD. 2AI PT100/1000 16 BITS | 375.95
| TM5SAI2L | Mod. 2AI ?10V/0-20mA/4-20mA 12 bits | 283.57
| TM5SAI2H | Mod. 2AI ±10V/0-20mA 16 bits | 388.83
| TM5PCRS4 | PCI COM MODULE SL RS485 | 272.83
| TM5PCRS2 | PCI COM MODULE SL RS232 | 272.83
| TM5PCDPS | PCI COM PROFIBUS DP SLAVE | 667.04
| TM5NCO1 | CANopen FieldBus Interface Module | 170.78
| TM5CSLC100FS | SLC 100 SERCOS III 20 NODES | 411.2378
| TM5C24D18T | Compact 24Vdc 24DI/18DO Tr | 524.18
| TM5C24D12R | Compact 24DI 24Vdc/12DO Relay | 394.21
| TM5C12D8T | Compact 24Vdc 12DI /8DO Tr/3 wires | 344.79
| TM5ACTB52FS | TERM. BLOCK FS 12 PIN 24VDC RED | 9.7335
| TM5ACTB32 | Term. Block-12 pin-240Vac cod. Black | 21.48
| TM5ACTB12PS | Term. Block-12pin-24Vdc Grey | 21.48
| TM5ACTB1210 | 10 Term. Block-12pin-24Vdc White | 137.48
| TM5ACTB12 | TERMINAL BLOCK-12PIN-24VDC WHITE | 17.17
| TM5ACTB06 | Term. Block-6 pin-24Vdc White | 11.81
| TM5ACSLCM8FS | MEMORY KEY 8MB | 96.3256
| TM5ACLPR10 | 10 Bus Base Locking Plate Right | 23.62
| TM5ACLPL10 | 10 Bus Base Locking Plate Left | 23.69
| TM5ACBN1 | FieldBus Interface Bus Base | 40.01
| TM5ACBM3FS | BUS BASE FS 24VDC CONNECTED RED | 29.2211
| TM5ACBM15 | Bus Base 24Vdc/@/24Vdc connect. White | 62.29
| TM5ACBM12 | Bus Base 240Vac cod/24Vdc connect Blk | 63.36
| TM5ACBM1110 | 10 Bus Base /24 Vdc connected White | 211.6
| TM5ACBM11 | BUS BASE /24 VDC CONNECTED WHITE | 24.69
| TM5ACBM05R | Bus Base /@/24Vdc Left Isolated Grey | 62.29
| TM5ACBM01R | Bus Base /24Vdc Left Isolated Grey | 25.77
| TM5ACADL100 | 100 Locking Bus Base + Module | 113.85
| TM4PDPS1 | MODULO M241/M251 PROFIBUS DP ESCRAVO | 202.44
| TM4ES4 | MODULO M241/M251 SWITCH 4xETHERNET | 118.56
| TM3XTYS4 | MODULO TESYS 4xRJ45 | 73.58
| TM3XTRA1 | MODULO TRANSMISOR BUS | 70.92
| TM3XREC1 | MODULO RECEPTOR BUS | 70.92
| TM3XHSC202G | Module TM3 Expert 2 HSC, Spring | 267.8
| TM3XHSC202 | Module TM3 Expert 2 HSC Screw | 267.8
| TM3XFHSC202G | Module TM3 Expert 2 HSC + event Spring | 370.8
| TM3XFHSC202 | Module TM3 Expert 2 HSC + event Screw | 370.8
| TM3TM3G | MODULO 2E TEMPERATURA/1S ANALOG. MOLA | 199.89
| TM3TM3 | MODULO 2E TEMPERATURA/1S ANALOGICA | 199.89
| TM3TI8TG | MODULO 8E TEMPERATURA MOLA | 199.89
| TM3TI8T | MODULO 8E TEMPERATURA | 199.89
| TM3TI4G | MODULO 4E TEMPERATURA MOLA | 187
| TM3TI4 | MODULO 4E TEMPERATURA | 187
| TM3SAK6RG | MODULO TM3 SEGURANÇA CAT.4, MOLA | 234.95
| TM3SAK6R | MODULO TM3 SEGURANCA CAT.4 | 230.48
| TM3SAFL5RG | MODULO TM3 SEGURANÇA ES SLB, MOLA | 218.58
| TM3SAFL5R | MODULO TM3 SEGURANCA ES SLB | 218.58
| TM3SAF5RG | MODULO TM3 SEGURANÇA ESTOP, CAT. 4, MOLA | 211.79
| TM3SAF5R | MODULO TM3 SEGURANÇA ESTOP, CAT. 4 | 207.76
| TM3SAC5RG | MODULO TM3 SEGURANÇA CAT. 3, MOLA | 185.32
| TM3SAC5R | MODULO TM3 SEGURANCA CAT.3 | 185.32
| TM3DQ8UG | MODULO 8S NPN MOLA | 83.73
| TM3DQ8U | MODULO 8S NPN | 83.73
| TM3DQ8TG | MODULO 8S PNP MOLA | 83.82
| TM3DQ8T | MODULO 8S PNP | 83.82
| TM3DQ8RG | MODULO 8S RELE MOLA | 94.57
| TM3DQ8R | MODULO 8S RELE | 94.57
| TM3DQ32UK | MODULO 32S NPN HE10 | 164.26
| TM3DQ32TK | MODULO 32S PNP HE10 | 164.42
| TM3DQ16UK | MODULO 16S NPN HE10 | 94.47
| TM3DQ16UG | MODULO 16S NPN MOLA | 118.09
| TM3DQ16U | MODULO 16S NPN | 118.09
| TM3DQ16TK | MODULO 16S PNP HE10 | 94.57
| TM3DQ16T | MODULO 16S PNP | 118.22
| TM3DQ16RG | MODULO 16S RELE MOLA | 130.03
| TM3DQ16R | MODULO 16S RELE | 130.03
| TM3DM8RG | MODULO 4E/4S RELE MOLA | 83.82
| TM3DM8R | MODULO 4E/4S RELE | 83.82
| TM3DM24RG | MODULO 16E/8S RELE MOLA | 164.42
| TM3DM24R | MODULO 16E/8S RELE | 164.42
| TM3DI8G | MODULO 8E DIGITAIS MOLA | 83.82
| TM3DI8A | MODULO 8E 120VAC | 83.82
| TM3DI8 | MODULO 8E DIGITAIS | 83.82
| TM3DI32K | MODULO 32E DIGITAIS HE10 | 164.42
| TM3DI16K | MODULO 16E DIGITAIS HE10 | 94.57
| TM3DI16G | MODULO 16E DIGITAIS MOLA | 118.22
| TM3DI16 | MODULO 16E DIGITAIS | 118.22
| TM3AQ4 | MODULO 4S ANALOGICAS | 187
| TM3AQ2G | MODULO 2S ANALOGICAS MOLA | 140.79
| TM3AQ2 | MODULO 2S ANALOGICAS | 140.79
| TM3AM6G | MODULO 4E/2S ANALOGICAS MOLA | 210.64
| TM3AM6 | MODULO 4E/2S ANALOGICAS | 210.64
| TM3AI8 | MODULO 8E ANALOGICAS | 187
| TM3AI4G | MODULO 4E ANALOGICAS MOLA | 152.6
| TM3AI4 | MODULO 4E ANALOGICAS | 152.6
| TM3AI2HG | MODULO 2E ANALOGICAS HR MOLA | 140.79
| TM3AI2H | MODULO 2E ANALOGICAS HR | 140.79
| TM262M35MESS8T | Motion ctrl M262 3ns/inst 16 Ax. Eth. S3 | 2468
| TM262M25MESS8T | Motion ctrl M262 3ns/inst 8 Ax. Eth. S3 | 1856
| TM262M15MESS8T | Motion ctrl M262 5ns/inst 4 Ax. Eth. S3 | 1304
| TM262L20MESE8T | Logic ctrl M262 3ns/inst Eth. | 1234
| TM262L10MESE8T | Logic ctrl M262 5ns/inst Eth. | 770
| TM262KIT | KIT DE INICIACION M262 | 870
| TM258LF66DT4L | M258 CTRL Eth/CAN/SL/2PCI/66DIO/4AI | 1823.07
| TM258LF42DT4L | M258 CTRL/ETHCAN/SL/2PCI/42DIO/4AI | 1620.72
| TM258LF42DT | M258 CTRL Eth/CAN/SL/42DIO | 1416.32
| TM258LF42DR | M258 CTRL/CAN/SL/2PCI/42DIO RELAY | 1510.18
| TM258LD42DT4L | M258 CTRL ETH/SL/2PCI/42DIO/4AI | 1456.05
| TM258LD42DT | M258 CTRL ETH/SL/42DIO | 1251.82
| TM251MESE | CPU DC M251-2XETHERNET I/O | 324.35
| TM251MESC | CPU DC M251-ETHERNET+CAN | 324.04
| TM251KIT | KIT DE INICIAÇÃO M251 | 388.19
| TM241KIT | KIT DEI INICIAÇÃO M241 | 464.23
| TM241CEC24U | CPU DC 14E/10S NPN ETHERNET CANOPEN | 386.31
| TM241CEC24T | CPU DC 14E/10S PNP ETHERNET CANOPEN | 386.69
| TM241CEC24R | CPU AC 14E/10S RELE ETHERNET CANOPEN | 386.69
| TM241CE40U | CPU DC 24E/16S NPN ETHERNET | 407.96
| TM241CE40T | CPU DC 24E/16S PNP ETHERNET | 408.36
| TM241CE40R | CPU AC 24E/16S RELE ETHERNET | 408.36
| TM241CE24U | CPU DC 14E/10S NPN ETHERNET | 344.11
| TM241CE24R | CPU AC 14E/10S RELE ETHERNET | 344.44
| TM241C40U | CPU DC 24E/16S NPN | 376.57
| TM241C40T | CPU DC 24E/16S PNP | 376.93
| TM241C40R | CPU AC 24E/16S RELE | 376.93
| TM241C24U | CPU DC 14E/10S NPN | 311.65
| TM241C24T | CPU DC 14E/10S PNP | 311.94
| TM241C24R | CPU AC 14E/10S RELE | 311.94
| TM221MKIT | KIT DE IINICIAÇÃO M221 MODULAR | 435.26
| TM221ME32TK | CPU MODULAR DC 16E/16S PNP HE10 ETHERNET | 269.75
| TM221ME16TG | CPU MODULAR DC 8E/8S PNP MOLA ETH. | 246.1
| TM221ME16T | CPU MODULAR DC 8E/8S PNP ETHERNET | 246.1
| TM221ME16RG | CPU MODULAR AC 8E/8S RELE MOLA ETH. | 246.1
| TM221ME16R | CPU MODULAR AC 8E/8S RELE ETHERNET | 246.1
| TM221M32TK | CPU MODULAR DC 16E/16S PNP HE10 | 246.1
| TM221M16TG | CPU MODULAR DC 8E/8S PNP MOLA | 221.38
| TM221M16T | CPU MODULAR DC 8E/8S PNP | 221.38
| TM221M16RG | CPU MODULAR AC 8E/8S RELE MOLA | 221.38
| TM221M16R | CPU MODULAR AC 8E/8S RELE | 221.38
| TM221CKIT | KIT DE IINICIAÇÃO M221 COMPACTO | 398.73
| TM221CE40U | CPU COMPACTA DC 24E/16S NPN ETHERNET | 318.88
| TM221CE40T | CPU COMPACTO DC 24E/16S PNP ETHERNET | 319.19
| TM221CE40R | CPU COMPACTO AC 24E/16S RELE ETHERNET | 319.19
| TM221CE24T | CPU COMPACTO DC 14E/10S PNP ETHERNET | 246.1
| TM221CE24R | CPU COMPACTO AC 14E/10S RELE ETHERNET | 246.1
| TM221CE16U | CPU COMPACTA DC 9E/7S NPN ETHERNET | 209.36
| TM221CE16T | CPU COMPACTO DC 9E/7S PNP ETHERNET | 209.56
| TM221CE16R | CPU COMPACTO AC 9E/7S RELE ETHERNET | 209.56
| TM221C40T | CPU COMPACTO DC 24E/16S PNP | 294.47
| TM221C40R | CPU COMPACTO AC 24E/16S RELE | 294.47
| TM221C24T | CPU COMPACTO DC 14E/10S PNP | 221.38
| TM221C24R | CPU COMPACTO AC 14E/10S RELE | 221.38
| TM221C16T | CPU COMPACTO DC 9E/7S PNP | 184.84
| TM221C16R | CPU COMPACTO AC 9E/7S RELE | 184.84
| TCSXCNNXNX100 | TM5 Bus cable, free wire, 100m | 526.79
| TCSXCNAMUM3P | Cabo de Programacao USB 3m | 126.85
| TCSXCN3M4F3S4 | Cable NOM RS232 RJ45-DB9 Modem | 83.793
| SR3XT61JD | ZELIO II M ExtensOes 4E-2S 12VDC | 65
| SR3XT61FU | EXPANS MOD LOG 6 E-S 100-240VCA | 64
| SR3XT61BD | EXPANS MOD LOG 6 E-S 24 VCC | 64
| SR3XT61B | EXPANS MOD LOG 6 E-S 24 VCA | 64
| SR3XT43BD | ZELIO II M ExtensOes 2E-2S ANALOGICAS | 159
| SR3XT141JD | ZELIO II M ExtensOes 4E-2S 12VDC | 107
| SR3XT141FU | EXPANS MOD LOG 14 E-S 100-240VCA | 107
| SR3XT141BD | EXPANS MOD LOG 14 E-S 24 VCC | 107
| SR3XT141B | EXPANS MOD LOG 14 E-S 24 VCA | 107
| SR3XT101JD | ZELIO II M ExtensOes 6E-2S 12VDC | 75
| SR3XT101FU | EXPANS MOD LOG 10 E-S 100-240VCA | 75
| SR3XT101BD | EXPANS MOD LOG 10 E-S 24 VCC | 75
| SR3XT101B | EXPANS MOD LOG 10 E-S 24 VCA | 75
| SR3PACKFU | ZELIO PACK 10 E-S 100-240VCA | 232
| SR3PACKBD | ZELIO PACK 10 E-S 24 VCC | 232
| SR3PACK2FU | PACK 26 E-S 100-240 VCA | 337
| SR3PACK2BD | PACK 26 E-S 24 VCC | 337
| SR3NET01BD | MODULO EXTENSAO ETHERNET | 190
| SR3MBU01BD | EXPANS MOD LOG MODBUS 24VCC | 117
| SR3B262BD | ZELIO LOG 26 E-S ST 24 VCC | 274
| SR3B261JD | ZELIO II M 16E-10R RELOJ PANT 12VDC | 274
| SR3B261FU | MOD LOG 26 E-S 100-240VCA | 285
| SR3B261BD | MOD LOG 26 E-S 24VCC | 274
| SR3B261B | MOD LOG 26 E-S 24VCA | 274
| SR3B102BD | MOD LOG 10 E-S ST 24VCC | 159
| SR3B101FU | MOD LOG 10 E-S 100-240VCA | 169
| SR3B101BD | MOG LOG 10 E-S 24 VCC | 169
| SR3B101B | MOD LOG 10 E-S 24VCA | 169
| SR2USB01 | Cabo USB para Zelio Logic | 95
| SR2SFT02 | Software p- GestAo de Alarmes | 54
| SR2SFT01 | SOFTWARE ZELIO | 32
| SR2PACKFU | ZELIO PACK 12 E-S 100-240VCA | 232
| SR2PACKBD | ZELIO PACK 12 E-S 24 VCC | 232
| SR2PACK2FU | ZELIO PACK 20 E-S 100-240 VCA | 295
| SR2PACK2BD | ZELIO PACK 20 E-S 24VCC | 295
| SR2MOD03 | MODEM GSM P- TWIDO | 490
| SR2MOD02 | Module de communication | 432
| SR2MEM02 | ZELIO II MEMORIA EEPROM | 32
| SR2MEM01 | MEMORIA MOD LOG | 47.2564
| SR2E201FU | MOD LOG CEGO 20E-S 100-240VCA | 200
| SR2E201BD | MOD LOG CEGO 20 E-S 24 VCC | 200
| SR2E201B | MOD LOG CEGO 20E-S 24VCA | 200
| SR2E121FU | MOD LOG CEGO 12 E-S 100-240VCA | 137
| SR2E121BD | MOD LOG CEGO 12 E-S 24VCC | 137
| SR2E121B | MOD LOG CEGO 12 E-S 24VCA | 137
| SR2D201FU | MOD LOG CEGO 20E-S 100-240VCA S-HOR | 200
| SR2D201BD | MOD LOG CEGO 20 E-S 24VCC S-HOR | 190
| SR2D101FU | MOD LOG CEGO 10 E-S 100-240VCA S-HOR | 137
| SR2D101BD | MOD LOG CEGO 10 E-S 24VCC S-HOR | 127
| SR2COM01 | MODULO COMUNICACAO ZELIO II | 159
| SR2CBL09 | CABO LIGACAO DIRECTO ZELIO-HMISTO | 85
| SR2CBL08 | CABO LIGACAO DIRECTO ZELIO-HMI | 83.8729
| SR2CBL07 | Cabo ConexAo Zelio II COM - MODEM | 95
| SR2CBL06 | CABO MOD LOG - PC USB | 107
| SR2CBL01 | CABO MOD LOG - PC COM | 95
| SR2BTC01 | ADAPTADOR BLUETOOTH PARA ZELIO | 274
| SR2B202BD | TR Pedestal base H: 660mm | 232
| SR2B201JD | MOD LOG 20 E-S 12VCC | 232
| SR2B201FU | MOD LOG 20 E-S 100-240VCA | 232
| SR2B201BD | MOD LOG 20 E-S 24VCC | 232
| SR2B201B | MOD LOG 20 E-S 24VCA | 232
| SR2B122BD | MOD LOG 12 E-S ST 24VCC | 159
| SR2B121JD | MOD LOG 12 E-S 12VCC | 159
| SR2B121FU | MOD LOG 12 E-S 100-240VCA S-HOR | 169
| SR2B121BD | MOD LOG 12E-S 24VCC | 169
| SR2B121B | MOD LOG 12 E-S 24VCA | 159
| SR2A201FU | MOD LOG 20 E-S 100-240VCA S-HOR | 212
| SR2A201E | ZELIO II 12E/8R 48VAC C VISOR | 199
| SR2A201BD | MOD LOG 20 E-S 24VCC S-HOR | 212
| SR2A101FU | MOD LOG 10 E-S 100-240VCA S-HOR | 148
| SR2A101BD | MOD LOG 10 E-S 24VCC S-HOR | 137
| SOMSQLCZZSPMZZ | SQL for SoMachine and SoMachine Motion | 845.28
| SOMNACS43 | SOMACHINE V4.3 | 183.77
| SOMMACCZXSPAZZ | SoMachine Motion V4. License Single | 1000
| MSDCHNLMUA | SoMachine Single MAN | 500
| LMC058LF424 | LMC058 ETH/2CAN/MOTION/2PCI/42DIO/4AI | 1963.6818
| LMC058LF42 | LMC058 ETH/2CAN/MOTION/42DIO | 1667.5708
| HMIZSURDP | Remote Cable 3m for Panel STU-SCU | 107.2
| HMISCUKIT | KIT DE INICIAÇÃO SCU | 855
| HMISCU8B5 | 5.7 Small Controller Panel for Process | 1000.95
| HMISCU8A5 | 5.7 Small Controller Panel for Machine | 886.25
| HMISCU6B5 | 3.5 Small Controller Panel for Process | 770.46
| HMISCU6A5 | 3.5 Small Controller Panel for Machine | 655.75
| ABT7PDU160G | TRANSF 230/400V 2x115V 1600VA | 556
| ABT7PDU100G | TRANSF 230/400V 2x115V 1000VA | 392.469
| ABT7PDU100B | TRANSF 230-400V 2x24V 1000VA | 346.5744
| ABT7PDU063G | TRANSF 230-400 2x115V 630VA | 284.589
| ABT7PDU063B | TRANSFO. 2X24V 630VA | 282.139
| ABT7PDU040G | TRANSF 230-400V 2x115V 400VA | 204.336
| ABT7PDU040B | TRANSF 230/400V 2x24V 400VA | 189.596
| ABT7PDU032G | TRANSF 230/400V 2x115V 320VA | 150.315
| ABT7PDU032B | TRANSF 230/400V 2x24V 320VA | 158.136
| ABT7PDU025G | TRANSF 2x115V 250VA | 152.229
| ABT7PDU025B | Transformer 2x24V 250VA | 143.649
| ABT7PDU016G | TRANSF 230/400V 2x115V 160VA | 125.961
| ABT7PDU016B | TRANSF 230-400V 2x24V 160VA | 118.767
| ABT7PDU010G | TRANSF 230-400V 2x115V 100VA | 106.755
| ABT7PDU010B | TRANSF 230-400v 2x24V 100VA | 102.432
| ABT7PDU006G | TRANSF 230-400V 2x115V 63VA | 102.564
| ABT7PDU006B | TRANSF 230/400V 2x24V 63VA | 96.723
| ABT7PDU004G | TRANSF 230-400V 2x115V 40VA | 91.135
| ABT7PDU004B | TRANSF 230-400V 2x24V 40VA | 79.1143
| ABT7PDU002G | TRANSF 230-400V 2x115V 25VA | 81.18
| ABT7ESM040B | ECO TRANSF 24V 400VA | 146.476
| ABT7ESM032B | ECO TRANSF 230V 24V 320VA | 121.334
| ABT7ESM025B | ECO TRANSF 230V 24V 250VA | 112.75
| ABT7ESM016B | ECO TRANSF 230V 24V 160VA | 86
| ABT7ESM010B | ECO TRANSF 230V 24V 100VA | 76
| ABT7ESM006B | ECO TRANSF 230V 24V 63VA | 73
| ABT7ESM004B | ECO TRANSF 230V 24V 40VA | 65
| ABS7SC3E | RelEs Estat. Ext. 12 mm, 24 V 1,5 A | 77.814
| ABS7SC3BA | RELE ESTATICO EXTR. 12mm, 24V, 2A | 41.657
| ABS7SC2E | RELE SAID 24VCC | 25.135
| ABS7SA3M | Reles Estaticos Extraiveis 12 mm, 24 V 1 | 38.2439
| ABS7EC3B2 | RelEs Est. Ext. 24 V tipo 2 | 31.735
| ABS7EA3F5 | RelE Est. Extraivel 12mm, 110Vca | 31.119
| ABR7S33 | RELE SAID 24VCC | 9.2082
| ABR7S23 | RELE SAIDA 24VCC | 7.843
| ABR7S21 | RELE SAID.24VCC | 6.7259
| ABR7S11 | RELE SAIDA 24-240VCA | 9.5584
| ABL8WPS24400 | ALIM REG COMUT 380-500V TRIF 24VCC 40A | 620
| ABL8WPS24200 | ALIM REG COMUT 380-500V TRIF 24VCC 20A | 353
| ABL8TEQ24600 | ALIM RECT FILTR 400V TRIF 24VCC 60A | 1300
| ABL8TEQ24400 | ALIM RECT FILTR 400V TRIF 24VCC 40A | 988.9
| ABL8TEQ24300 | ALIM RECT FILTR 400V TRIF 24VCC 30A | 854
| ABL8TEQ24200 | ALIM RECT FILTR 400V TRIF 24VCC 20A | 755.8655
| ABL8TEQ24100 | ALIM RECT FILTR 400V TRIF 24VCC 10A | 661.9295
| ABL8RPS24100 | ALIM REG COMUT 110-230-400V 24VCC 10A | 257
| ABL8RPM24200 | ALIM REG COMUT 110-230V 24VCC 20A | 406
| ABL8REM24050 | ALIM REG COMUT 100-240V 24VCC 5A | 171
| ABL8REM24030 | ALIM REG COMUT 100-240V 24VCC 3A | 140
| ABL8RED24400 | MOD REDUND | 203
| ABL8PRP24100 | MOD PROT CORT BIP | 193
| ABL8MEM24012 | ALIM MODUL 100-240V 24VCC 1,2A | 97
| ABL8MEM24006 | ALIM MODUL 100-240V 24VCC 0,6A | 86
| ABL8MEM24003 | ALIM MODUL 100-240V 24VCC 0,3A | 76
| ABL8MEM12020 | ALIM MODUL 100-240V 12VCC 2A | 118
| ABL8MEM05040 | ALIM MODUL 100-240V 5VCC 4A | 118
| ABL8FUS02 | FUS P- BATERIA | 14.212
| ABL8FEQ24200 | ALIM RECT FILTR 230-400V 24VCC 20A | 1133.05
| ABL8FEQ24150 | ALIM RECT FILTR 230-400V 24VCC 15A | 630
| ABL8FEQ24100 | ALIM RECT FILTR 230-400V 24VCC 10A | 438
| ABL8FEQ24060 | ALIM RECT FILTR 230-400V 24VCC 6A | 331
| ABL8FEQ24040 | ALIM RECT FILTR 230-400V 24VCC 4A | 267
| ABL8FEQ24020 | ALIM RECT FILTR 230-400V 24VCC 2A | 245.9846
| ABL8FEQ24010 | ALIM RECT FILTR 230-400V 24VCC 1A | 176.7995
| ABL8FEQ24005 | ALIM RECT FILTR 230-400V 24VCC 0,5A | 168.9097
| ABL8DCC12020 | CONV 24VCC-7-15V 2A | 140
| ABL8DCC05060 | CONV 24VCC-5-6,5V 6A | 159.4646
| ABL8BUF24400 | MOD TAMPAO | 349.2215
| ABL8BPK24A12 | MOD BATERIA 12 Ah | 267
| ABL8BPK24A07 | MOD BATERIA 7 Ah | 183
| ABL8BPK24A03 | MOD BATERIA 3,2 Ah | 171
| ABL8BBU24400 | MOD CONTR BATERIA 40A | 545
| ABL8BBU24200 | MOD CONTR BATERIA 20A | 342
| ABL7RP4803 | ALIM PERF 48V-3A | 311
| ABL7RP1205 | ALIM PERF 12V-5A | 257
| ABL7RM24025 | ALIM MODUL 100-240V 24VCC 2,5A | 171
| ABL6TS63U | TR 230-400V-230V 630VA | 215
| ABL6TS63G | TR 230-400-115V 630VA | 260.975
| ABL6TS63B | TR 230-400-24V 630VA | 215
| ABL6TS40U | TR 230-400-230V 400VA | 140
| ABL6TS40G | TR 230-400-115V 400VA | 151.6572
| ABL6TS40B | TR 230-400-24V 400VA | 140
| ABL6TS25U | TR 230-400-230V 250VA | 121.2207
| ABL6TS25J | TR 230-400-12V 250VA | 123.0438
| ABL6TS25G | TR 230-400-115V 250VA | 129.459
| ABL6TS25B | TR 230-400-24V 250VA | 108
| ABL6TS250U | TRAFO. MONO.S 230-400VCA 230VAC 2500VA | 598
| ABL6TS250G | TR 230-400-115V 1600VA | 635.53
| ABL6TS250B | TR 230/400-24V 2500VA | 825.462
| ABL6TS16U | TR 230-400-230V 160VA | 86
| ABL6TS16J | TR 230/400-12V 160VA | 106.931
| ABL6TS16G | TRAFO. MONO.S 230/400VCA 115VAC 160VA | 98.5092
| ABL6TS16B | TR 230-400V-24V 160VA | 86
| ABL6TS160U | TR 230-400-230V 1600VA | 428
| ABL6TS160G | TRAFO. MONO.S 230/400VCA 115VAC 1600VA | 512.611
| ABL6TS160B | TR 230-400-24V 1600VA | 555.764
| ABL6TS10U | TR 230-400V-230V 100VA | 86
| ABL6TS10J | TR 230-400-12V 100VA | 87.4367
| ABL6TS10G | TR 230-400-115V 100VA | 83.4712
| ABL6TS10B | TR 230-400 - 24V 100VA | 76
| ABL6TS100U | TR. 230-400-230V 1000VA | 257
| ABL6TS100B | TR 230-400-24V 1000VA | 333.146
| ABL6TS06U | TRF 230-400-230V 63VA | 76
| ABL6TS06J | TR 230-400-12V 63VA | 82.4309
| ABL6TS06G | TR 230-400-115V 63VA | 79.5469
| ABL6TS06B | TR 230-400-24V 63VA | 76
| ABL6TS04U | TR 230-400-230V 40VA | 77.9298
| ABL6TS04J | TR 230/400-12V 40VA | 83.226
| ABL6TS04G | TR 230-400-115V 40VA | 83.226
| ABL6TS04B | TR 230-400-24V 40VA | 77.9298
| ABL6TS02U | TR 230-400 - 230V 25VA | 75.5299
| ABL6TS02J | TRAF. MONO D S12V a 230/400VAC 25VA | 80.663
| ABL6TS02G | TR 230-400-115V 25VA | 80.663
| ABL6TS02B | TR 230-400-24V 25VA | 65
| ABL6AM03 | PLAT P-PERF OMEGA T3 | 19.9099
| ABL6AM02 | PLAT PERF OMEG | 17.9529
| ABL6AM01 | PLATINA PERFIL OMEGA ABL6TS02x | 19.7657
| ABL6AM00 | PLATINA PARA PERFIL OMEGA | 20.1056
| ABL1RPM24100 | Fuente conmut equip monof 24V 10A c-PFC | 348.4799
| ABL1RPM24062 | Fuente conmut equip.monof 24V 6.2A c-PFC | 129
| ABL1RPM24042 | Fuente conmut equip.monof 24V 4.2A c-PFC | 199.1402
| ABL1RPM12083 | Fuente conmut equip monof 12V 8.3A c-PFC | 129.4298
| ABL1REM24100 | Fuente conmut equipam. monof 24V 10A | 204.1151
| ABL1REM24062 | Fuente conmut equipam. monof 24V 6.2A | 97
| ABL1REM24042 | Fuente conmut equipam. monof 24 4.2A | 97
| ABL1REM24025 | FUENTE CONMUT EQUIPAM. MONOF 24V 2,5A | 76
| ABL1REM12050 | Fuente conmut de equipam. monof 12V 5A | 76
| ABL1A02 | ACESS FIX ABL1 | 11
| ABL1A01 | ACESS FIX ABL1 | 9.1155
| ABFY25S300 | CABO TSX BLY SUB-D 3M | 216.1658
| ABFY25S200 | CABO PARA TSXASY410 | 208.9692
| ABFTP26MP100 | CABO TWIDO LMDA-TELEFAST, 1m | 31.4817
| ABFTE20SP300 | CABO TWIDO DDO - TELEFAST, 3m | 31.4211
| ABFTE20SP200 | Cabos preformados p-saidas digitais | 28.0073
| ABFTE20SP100 | CABO TWIDO DDO - TELEFAST, 1m | 23.5128
| ABFTE20EP200 | CABO TWIDO DDI - TELEFAST, 2m | 25.5631
| ABFTE20EP100 | CABO TWIDO DDI - TELEFAST, 1m | 22.1594
| ABFT26B100 | Cabo TELEFAST para TWIDO 26 PINOS 1m | 19.5912
| ABFT26B050 | CABO TELEFAST P- CPU TWIDO, 0,5M | 16.3188
| ABFT20E200 | CABO TELEFAST P- MOD. EXTENS 20 PINOS | 18.1688
| ABFT20E050 | CABO TELEFAST P- MOD. EXT. TWIDO, 0,5M | 12.2622
| ABFM32H301 | CABO LIG | 272.844
| ABFM32H300 | CABO LIG | 215.314
| ABFH32H150 | CABO LIG | 119.52
| ABFH20H300 | CABO LIG | 74.3461
| ABFH20H200 | CABO LIGACAO BLK91 P-ABE6R | 54.6915
| ABFH20H100 | CABO LIG | 38.3598
| ABFC20R200 | Telefast-Cabo plano 20M | 246.0138
| ABE9XCA1810 | Conector con cable 10 m para ABE9C128xM | 245.214
| ABE9XCA1805 | Conector con cable 5 m para ABE9C128xM | 171.38
| ABE9XCA1410 | Conector con cable 10 m para ABE9C124xM | 283.214
| ABE9CM12C | Cubierta ABE9C12xxM | 22.113
| ABE9C1281M | Modulo 8 vias M12 LED | 125.5905
| ABE9C1281L10 | MOD. 8 VIAS M12 10M LED | 183.6483
| ABE9C1281L05 | Modulo cable 5 m 8 vias M12 LED | 142.569
| ABE9C1281C23 | Modulo M23 8 vias M12 LED | 129.7864
| ABE9C1280M | Modulo 8 vias M12 | 85.698
| ABE9C1280L10 | Modulo cable 10 m 8 vias M12 | 195.48
| ABE9C1280C23 | Modulo M23 8 vias M12 | 125.244
| ABE9C1241M | Modulo 4 vias M12 LED | 99.5928
| ABE9C1241L10 | Modulo cable 10 m 4 vias M12 LED | 170.6597
| ABE9C1241L05 | MODULO 4 ViAS M12 5M | 135.5521
| ABE9C1241C23 | Modulo M23 4 vias M12 LED | 100.5368
| ABE9C1240M | Modulo 4 vias M12 | 63.84
| ABE9C1240L05 | Modulo cable 5 m 4 vias M12 | 114.9481
| ABE7TES160 | BASE SIMUL | 267.4152
| ABE7S16S2B0 | BASE SAID 16 VIAS 24V CC | 441.0064
| ABE7S16S1B2 | BASE SAID 16VIAS 24VCC | 295.9632
| ABE7S16E2E1 | BASE ENTR 16VIAS 48V CC | 522.49
| ABE7S16E2B1 | BASE ENTR 16VIAS 24V CC | 522.49
| ABE7R16T370 | BASE SAID 16VIAS 1NA-1NF 10A | 369.7509
| ABE7R16T330 | BASE SAID 16VIAS 1NA-NF | 335.6748
| ABE7R16T230 | BASE SAIDA 16 VIAS 1 NA-NF | 312.7572
| ABE7R16T212 | BASE SAIDA 16VIAS 1NA | 339.3908
| ABE7R16T210 | BASE SAIDA 16VIAS 1NA | 274.8412
| ABE7R16T111 | BASE SAIDA 16 VIAS 1NA | 281.6342
| ABE7R16S212 | BASE SAID 16 VIAS 1NA | 302.9293
| ABE7R16S210 | BASE SAIDA 16VIAS 1NA | 254.436
| ABE7R16S111 | BASE SAIDA 16VIAS 1NA | 290.5164
| ABE7R16M111 | BASE MIST 8E 8 S | 255.9441
| ABE7R08S210 | BASE SAIDA 8VIAS 1NA | 155.4231
| ABE7R08S111 | BASE SAIDA 8VIAS 1NA | 183.4812
| ABE7P16T334 | BASE SAID 16VIAS | 231.0012
| ABE7P16T330 | BASE SAID 16VIAS | 199.2168
| ABE7P16T318E | BASE SAID 16VIAS | 363
| ABE7P16T318 | BASE 16SD, REL. ES-EM C- SECC. e FUS. | 330.3936
| ABE7P16T215 | BASE SAID 10VIAS S-RELES 2COM | 283.0412
| ABE7P16T214 | BASE ACTIVA, 16S, C- FUS, S- RELE | 231.0012
| ABE7P16T210 | BASE SAID 16VIAS | 199.2168
| ABE7P16T111 | BASE SAIDA 16VIAS | 163.66
| ABE7P16F310 | BASE ENT 16 VIAS | 201.5928
| ABE7H34E200 | KIT TELEFAST M340 2 BASES E CABO 2M | 173.32
| ABE7H34E100 | KIT TELEFAST M340 2 BASES E CABO 1M | 182.05
| ABE7H20E200 | BASE DE LIGACAO 16 E-S | 68.439
| ABE7H20E100 | BASE DE LIGACAO 16 E-S | 68.313
| ABE7H20E000 | BASE PASIVA SLIMFAST,16VIAS | 90.9534
| ABE7H16S43 | BASE 16ED PASS.LED C-SECC.e FUS. | 242.1118
| ABE7H16S21 | BASE TOR 16VIAS + LED C-S | 175.5885
| ABE7H16R50 | BASE 16 VIAS | 71.4376
| ABE7H16R31 | BASE TOR 16VIAS+LED | 142.6152
| ABE7H16R23 | BASE TOR 16VIAS+LED | 153.684
| ABE7H16R21 | BASE TOR 16VIAS+LED | 132.3654
| ABE7H16R20 | BASE TOR 16VIAS | 102.102
| ABE7H16R11 | BASE TOR 16VIAS+LED | 99.1542
| ABE7H16R10 | BASE TOR 16 VIAS | 62.1792
| ABE7H16F43 | BASE TOR 16 VIAS+LED C-S | 240.6456
| ABE7H16C31 | BASE PASIVA SLIMFAST, 16 VIAS, 3 PISOS | 136.24
| ABE7H16C21 | BASE MINIATURA 16 VIAS | 124.8865
| ABE7H16C11 | BASE 16VIAS E-S | 93.1826
| ABE7H16C10 | BASE TOR 16VIAS | 72.4978
| ABE7H08R21 | BASE TON 8 VIAS+LED | 126.9974
| ABE7FU630 | FUSIVEL RAPIDO 5X20 6.3A | 22
| ABE7FU200 | FUSIVEL RAPIDO 5X20 2A | 120.7128
| ABE7FU100 | FUSiVEL 5X20 240V 1A | 105.6848
| ABE7FU050 | FUSiVEL RAPIDO 5x20, 250V, 0,5A | 129.896
| ABE7E16SRM20 | BASE ACTIVA P- EXTENSAO TWIDO 16S | 159.7626
| ABE7E16SPN20 | BASE EXTENSAO TWIDO 16/32 SD | 116.9665
| ABE7E16EPN20 | BASE PASSIVA P- EXTENSAO TWIDO 16E | 103.8328
| ABE7CPA412 | BASE P- 4EA TERMOPAR, M340 | 235.7852
| ABE7CPA410 | BASE P- 4EA CORRENTE, M340 | 289.8951
| ABE7CPA31 | BASE P-SINAL ANAL. | 546.2885
| ABE7CPA21 | BASE P-SIN ANAL | 66.0439
| ABE7CPA03 | BASE P-SIN ANAL | 233.7039
| ABE7CPA02 | BASE P- SIN ANAL | 143.5956
| ABE7CPA01 | BASE P- SIN ANAL | 122.2908
| ABE7B20MRM20 | BASE ACTIVA PARA CPU TWIDO 12E-8S | 159.1272
| ABE7ACC12 | EXTRACT REL MINIAT | 3.1482
| ABE7ACC11 | INTERFACE TELEFAST | 201.5916
| ABE7ACC10 | INTERFACE TELEFAST | 148.2092
| ABE7ACC02 | BASE ADAPT | 148.5569
| ABC6HE20F | Telefast - Ligador HE 10 | 10.8045
| 9070T250D1 | Tranf 480/120Vac 250VA | 495
| ATS48C32Q | ALTISTART 160KW | 3883.905
| VW3A8115 | USB-BLUETOOTH | 177.9855
| ATS22D32Q | Arr.Progr.400VTri.32A.Standard-15kW | 715.8156
| VW3A4421 | FILTRO ADICIONAL DE ENTRADA CEM | 146.6535
| ATV630C13N4 | ATV630-132kW-380-480V IP00 | 11340.9924
| ATS48C14Q | ALTISTART 75KW | 2117.1426
| VW3A21212 | CARTA COMUN LONWORKS ATV212 | 197.4945
| VW3G22402 | VENTILADOR | 105.0105
| ATV12HU22M3 | ATV12-2.2KW-240V-TRIF | 494.2308
| VW3G4104 | LIGADOR DE POTENCIA ATSU01 | 9.7755
| VW3A4555 | INDUTANCIA DE LINHA 60 A | 482.3104
| ATV212HD30M3X | ATV212 30KW 240VTRI IP20 no CEM | 4767.48
| ATV212HU30M3X | ATV212-3 kW-200-240V | 693.8635
| ATV212HU30N4 | ATV212-3 kW-380-480V | 664.159
| ATV212WD11N4C | ATV212-IP54-11 kW-380-480V-CEM B | 2899.7325
| ATV212WD15N4 | ATV212-IP54-15 kW-380-480V | 2758.4493
| ATV212WD45N4 | ATV212-IP54-45 kW-380-480V | 5532.786
| ATV212WD45N4C | ATV212-IP54-45 kW-380-480V-CEM B | 6477.408
| ATV212WU22N4C | ATV212-IP54-2,2 kW-380-480V-CEM B | 1007.2755
| ATV212WU30N4 | ATV212-IP54-3 kW-380-480V | 900.1755
| ATV212WU30N4C | ATV212-IP54-3 kW-380-480V-CEM B | 1078.497
| ATV212WU40N4 | ATV212-IP54-4 kW-380-480V | 1009.953
| ATV12H075F1 | ATV12-0.75KW-120V-MONO | 382.9643
| ATS01N209RT | ATS01 9A 440-480V TRI | 233.844
| ATSU01N209LT | ATSU01 9A 200-480V TRI | 232.2008
| ATS01N232QN | ATS01 32A 380-415V TRI | 357.918
| ATS48D22Y | ALTISTART 18,5KW | 1027.6855
| VW3G48101 | KIT TERMINAL a DISTANCIA | 135.46
| ATS48D17Q | ALTISTART 7,5KW | 796.0386
| ATS48D38Q | ALTISTART 18,5KW | 986.8602
| ATS48D88Q | ALTISTART 45KW | 1510.6812
| VW3A4417 | FILTRO ADICIONAL DE ENTRADA CEM | 212.8455
| ATV12H075M3 | ATV12-0.75KW-240V-TRIF | 272.4114
| ATS22C32Q | Arr.Progr.400VTri.320A.Standard-160kW | 3204.4268
| ATV12HU30M3 | ATV12-3.0KW-240V-TRIF | 698.7417
| ATV12H075M2 | ATV12-0.75KW-240V-MONO | 225.2058
| ATV12HU15M2 | ATV12-1.5KW-240V-MONO | 314.211
| VW3A3420 | CARTA ENCODER 5/12V ATV900 | 181.7504
| ATV630U40N4 | ATV630-4kW-380-480V IP21 | 1097.1702
| ATV630U30N4 | ATV630-3kW-380-480V IP21 | 1030.371
| ATV630U22N4 | ATV630-2,2kW-380-480V IP21 | 918.4615
| ATV650U75N4 | ATV650-7,5kW-380-480V IP55 S/ INT. | 1896.1578
| ATV650U55N4 | ATV650-5,5kW-380-480V IP55 S/ INT. | 1706.9223
| ATV630D15N4 | ATV630-15kW-380-480V IP21 | 2063.243
| ATV650D75N4 | ATV650-75kW-380-480V IP55 S/ INT. | 8118.5125
| ATV650D55N4 | ATV650-55kW-380-480V IP55 S/ INT. | 6761.925
| VW3A4416 | FILTRO ADICIONAL DE ENTRADA CEM | 141.4035
| VW3A3601 | CARTA ETHERCAT ATV32-LX32 CONECT | 307.5072
| ATV630U75N4 | ATV630-7,5kW-380-480V IP21 | 1805.3428
| ATV930U07M3 | ATV930-0,75kW-200-240V IP21 | 727.0152
| ATV650D15N4 | ATV650-15kW-380-480V IP55 S/ INT. | 2656.7488
| ATV650D37N4 | ATV650-37kW-380-480V IP55 S/ INT. | 5198.6462
| VW3A4704 | FILTRO ADICIONAL DE ENTRADA CEM | 553.1552
| VW3A4707 | FILTRO ADICIONAL DE ENTRADA CEM | 1456.988
| ATV650D45N4 | ATV650-45kW-380-480V IP55 S/ INT. | 6282.6247
| VW3A53903 | KIT IP21 PARA FILT. DV/DV A. PROCESS | 42.7856
| VW3A5306 | FILTRO dV/dt 180A IP00 | 1423.3856
| ATV630D11N4 | ATV630-11kW-380-480V IP21 | 1979.234
| ATV650D18N4 | ATV650-18,5kW-380-480V IP55 S/ INT. | 2962.455
| ATV930C11N4C | ATV930-110kW-380-480V IP00 - S/ U.TRA. | 9689.3778
| ATV930C13N4C | ATV930 IP00 130KW 400V/480V W/O BRAKING | 12180.942
| ATV930C16N4C | ATV930 IP00 160KW 400V/480V W/O BRAKING | 13758.27
| ATV930D11N4 | ATV930-11kW-380-480V IP21 | 2062.505
| ATV930D15N4 | ATV930-15kW-380-480V IP21 | 2143.234
| ATV930D18N4 | ATV930-18,5kW-380-480V IP21 | 2753.847
| ATV930D22N4 | ATV930-22kW-380-480V IP21 | 2979.06
| ATV930D30N4 | ATV930-30kW-380-480V IP21 | 3287.1955
| ATV930D37N4 | ATV930-37kW-380-480V IP21 | 4069.7728
| ATV930D45N4 | ATV930-45kW-380-480V IP21 | 4874.039
| ATV930D55N4 | ATV930-55kW-380-480V IP21 | 5929.6968
| ATV930D55N4C | ATV930-55kW-380-480V IP21 - S/ U.TRA. | 5817.613
| ATV930D75N4 | ATV930-75kW-380-480V IP21 | 6832.7833
| ATV930D75N4C | ATV930-75kW-380-480V IP21 - S/ U.TRA. | 7491.0895
| ATV930D90N4 | ATV930-90kW-380-480V IP21 | 8341.2347
| ATV930D90N4C | ATV930-90kW-380-480V IP21 - S/ U.TRA. | 8144.5167
| ATV930U07N4 | ATV930-0,75kW-380-480V IP21 | 828.6144
| ATV930U15N4 | ATV930-1,5kW-380-480V IP21 | 949.6625
| ATV930U22N4 | ATV930-2,2kW-380-480V IP21 | 1009.4713
| ATV930U30N4 | ATV930-3kW-380-480V IP21 | 1135.8435
| ATV930U40N4 | ATV930-4kW-380-480V IP21 | 1389.0595
| ATV930U55N4 | ATV930-5,5kW-380-480V IP21 | 1565.1852
| ATV930U75N4 | ATV930-7,5kW-380-480V IP21 | 1787.4565
| ATV630U15N4 | ATV630-1,5kW-380-480V IP21 | 845.4405
| ATV650U40N4 | ATV650-4kW-380-480V IP55 S/ INT. | 1376.042
| VW3A5501 | FERRITE A. PROCESS | 242.3505
| ATV650D22N4 | ATV650-22kW-380-480V IP55 S/ INT. | 3398.8693
| ATV650D11N4 | ATV650-11kW-380-480V IP55 S/ INT. | 2189.687
| ATV630U07N4 | ATV630-0,75kW-380-480V IP21 | 751.9618
| ATV12P075M2 | ATV12-0.75KW-240V-MONO-SEM DISSIPADOR | 225.2058
| ATV630U55N4 | ATV630-5,5kW-380-480V IP21 | 1518.4145
| VW3A5305 | FILTRO dV/dt 95A IP20 | 1303.0888
| VW3A3204 | CARTA E/S LOGICAS A.PROCESS | 167.9392
| VW3A9704 | KIT IP21 P/ ALTIVAR PROCESS 110...160 kW | 534.7368
| ATV630C22N4 | ATV630-220kW-380-480V IP00 | 16284.0144
| ATV320U22N4B | ATV320- 2,2 kW-400V-TRIF. BOOK | 617.5936
| ATV320D11N4B | ATV320 11kW 400V 3PH Book Control | 1488.188
| ATV320D15N4B | ATV320 15kW 400V 3PH Book Control | 1901.5815
| ATV320U02M2C | ATV320 0,18kW 200V 1PH Compact Control | 236.538
| ATV320U04M2C | ATV320 0,37kW 200V 1PH Compact Control | 260.6406
| ATV320U04N4C | ATV320 0,37kW 400V 3PH Compact Control | 367.8426
| ATV320U06M2C | ATV320 0,55kW 200V 1PH Compact Control | 284.5232
| ATV320U06N4C | ATV320 0,55kW 400V 3PH Compact Control | 413.1816
| ATV320U07M2C | ATV320 0,75kW 200V 1PH Compact Control | 309.7224
| ATV320U07N4C | ATV320 0,75kW 400V 3PH Compact Control | 443.7306
| ATV320U11M2C | ATV320 1,1kW 200V 1PH Compact Control | 340.2568
| ATV320U11N4C | ATV320 1,1kW 400V 3PH Compact Control | 503.2272
| ATV320U15M2C | ATV320 1,5kW 200V 1PH Compact Control | 387.4832
| ATV320U15N4C | ATV320 1,5kW 400V 3PH Compact Control | 525.9834
| ATV320U22M2C | ATV320 2,2kW 200V 1PH Compact Control | 477.7374
| ATV320U22N4C | ATV320 2,2kW 400V 3PH Compact Control | 613.9432
| ATV320U30N4C | ATV320 3kW 400V 3PH Compact Control | 671.5904
| ATV320U40N4C | ATV320 4kW 400V 3PH Compact Control | 752.2424
| ATV320U55N4B | ATV320 5,5kW 400V 3PH Book Control | 940.7216
| ATV320U75N4B | ATV320 7,5kW 400V 3PH Book Control | 1078.2408
| ATV930C22N4C | ATV930-220kW-380-480V IP00 - S/ U.TRA. | 16991.874
| VW3A8306R03 | CABOS BUS FIPIO DEVICE NET | 7.14
| TCSCAR013M120 | FIM DE LINHA RJ45 PARA CANOPEN | 18.0856
| VW3A1104R10 | CABO 1M - 2 RJ45 | 15.8808
| VZ1L150U170T | INDUCTAN TRI 150A | 1799.4288
| SZ1RV1202 | POTENCIOMETRO | 65.8944
| VZ1L018UM20 | **INDUTAN ATV18 -28 - 58 | 390.999
| VW3A8120 | KIT UPLOAD - DOWNLOAD | 180.4425
| ATV12H037F1 | ATV12-0.37KW-120V-MONO | 267.3674
| VW3A1006 | CONSOLA IP54 P- ATV12 | 130.416
| VW3A8306TF03 | TE RJ45 MODBUS 0,3 M | 29.7648
| VW3A8306DRC | FIM DE LINHA PARA TER. 120 OHM | 14.6475
| VW3A8306R10 | CABOS BUS FIPIO DEVICE NET | 12.1264
| VW3A5106 | INDUTANCIA MOTOR 3 X 481 A | 1910.1992
| ATS48D88Y | ALTISTART 75KW | 2017.5396
| ATS48M12Y | ALTISTART 900KW | 14244.6366
| ATS48D75Q | ALTISTART 37KW | 1392.8304
| ATS48C66Q | ALTISTART 355KW | 7844.8098
| ATS48C79Q | ALTISTART 400KW | 9467.8032
| ATS48M10Q | ALTISTART 500KW | 11293.491
| ATS48M12Q | ALTISTART 630KW | 12949.6446
| ATS48D17Y | ALTISTART 15KW-690V | 921.3212
| ATS48D47Y | ALTISTART 37KW | 1392.5244
| ATS48D75Y | ALTISTART 55KW | 1772.0815
| ATS48C11Y | ALTISTART 90KW | 2331.1692
| ATS48C14Y | ALTISTART 110KW | 2744.5038
| ATS48C17Y | ALTISTART 160KW | 3167.814
| ATS48C21Y | ALTISTART 200KW | 3936.4146
| ATS48C25Y | ALTISTART 250KW | 4467.2532
| ATS48C41Y | ALTISTART 400KW | 5980.464
| ATS48C48Y | ALTISTART 500KW | 7505.466
| ATS48C59Y | ALTISTART 560KW | 7539.8502
| ATV212H075N4 | ATV212-0,75 kW-380-480V | 495.1877
| ATV212HD11M3X | ATV212-11 kW-200-240V | 1889.244
| ATV212HD11N4 | ATV212-11 kW-380-480V | 1396.4395
| ATV212HD37N4 | ATV212-37 kW-380-480V | 4248.3893
| ATV212HD45N4 | ATV212-45 kW-380-480V | 4486.671
| ATV212HD55N4 | ATV212-55 kW-380-480V | 5499.0495
| ATV212HU40N4 | ATV212-4 kW-380-480V | 764.1375
| ATV212HU55M3X | ATV212-5,5 kW-200-240V | 1039.1115
| ATV212HU55N4 | ATV212-5,5 kW-380-480V | 838.7268
| ATV212WD18N4 | ATV212-IP54-18 kW-380-480V | 3324.384
| ATV212WD18N4C | ATV212-IP54-18 kW-380-480V-CEM B | 3662.82
| ATV212WD22N4 | ATV212-IP54-22 kW-380-480V | 4048.38
| ATV212WD55N4C | ATV212-IP54-55 kW-380-480V-CEM B | 7984.305
| ATV212WD75N4 | ATV212-IP54-75 kW-380-480V | 6648.2115
| ATV212WD75N4C | ATV212-IP54-75 kW-380-480V-CEM B | 8681.526
| ATV212WU55N4 | ATV212-IP54-5,5 kW-380-480V | 1064.8418
| ATV212WU55N4C | ATV212-IP54-5,5 kW-380-480V-CEM B | 1434.069
| ATV212WU75N4 | ATV212-IP54-7,5 kW-380-480V | 1558.8405
| VW3A5303 | ACC ATV PROCESS FILTRO SALIDA | 577.9176
| ATV930C25N4C | ATV930-250kW-380-480V IP00 - S/ U.TRA. | 21524.7744
| ATV630C31N4 | ATV630-315kW-380-480V IP00 | 24608.3976
| ATS01N222RT | ATS01 22A 440-480V TRI | 294.6882
| ATS22C11Q | Arr.Progr.400VTri.110A.Standard-55kW | 1416.1298
| ATS22C14Q | Arr.Progr.400VTri.140.Standard-75kW | 1649.5325
| ATS22C17Q | Arr.Progr.400VTri.170A.Standard-90kW | 2000.2158
| ATS22D47Q | Arr.Progr.400VTri.47A.Standard-22kW | 875.3742
| ATS22D62Q | Arr.Progr.400VTri.62A.Standard-30kW | 981.4542
| ATS22D75Q | Arr.Progr.400VTri.75A.Standard-37kW | 1101.4958
| ATS22D88Q | Arr.Progr.400VTri.88A.Standard-45kW | 1199.9162
| VW3A8306R | FIM DE LINHA PARA RJ45 150 OHM | 7.623
| VW3A1104R50 | CABO 5M - 2 RJ45 | 26.0104
| VW3A1104R100 | CABO 10M - 2 RJ45 | 31.7928
| VW3A8306D30 | CABOS BUS MODBUS 3 M C- RJ45 | 9.996
| VZ1L070U350T | INDUTANCIA LINHA | 1154.643
| ATS01N103FT | ATS01 3A 110-230V MONO 200-480V TRI | 108.171
| VW3A4422 | FILTRO RFI U11-U22M3X-037-U15N4 | 174.3144
| VW3A4553 | INDUTANCIA DE LINHA 16 A | 337.7504
| VW3A1104R30 | CABO 3M-2 RJ45 | 15.2776
| ATS48D22Q | ALTISTART 11KW | 883.9626
| ATVRD15N4 | ALTIVAR REGENERATIVE UNIT 15KW VARIABLE | 1639.9908
| ATV650U07N4 | ATV650-0,75kW-380-480V IP55 S/ INT. | 1025.0045
| VW3A3203 | CARTA E/S LÓGICAS/ANALÓGICAS A.PROCESS | 219.1384
| VW3A46103 | FILTRO PASIVO 14A 400V THDI=16% | 2221.44
| VW3A46108 | FILTRO PASIVO 58A 400V THDI=16% | 5021.9208
| ATV320D15M3C | ATV320 15KW 200V 3PH COMPACT CONTROL VAR | 1961.7252
| ATV320D11M3C | ATV320 11KW 200V 3PH COMPACT CONTROL VAR | 1528.47
| ATV320U40M3C | ATV320 4KW 200V 3PH COMPACT CONTROL VARI | 785.043
| ATV320U75M3C | ATV320 7,5KW 200V 3PH COMPACT CONTROL VA | 1113.2892
| VW3A4709 | FILTRO ADICIONAL DE ENTRADA CEM | 2267.6992
| VW3A5307 | FILTRO dV/dt 305A IP00 | 1575.1494
| VW3A7741 | RESIST. TRAVAGEM IP20 0,5kW - 60 Ohm | 434.9176
| VW3A46129 | FILTRO PASSIVO 86A - 400V - 50Hz | 7951.684
| VW3A5405 | Filtro senoidal IP20 95A | 3872.3776
| VW3A5406 | Filtro senoidal IP00 180A | 5410.8288
| VW3A7744 | ATVP resis.fren.10ohms/3,4kW | 917.02
| ATV930C22N4 | Altivar 930 220Kw 400V TRI/IP00 | 17734.2835
| VW3A7753 | ATVP resis.fren.16ohms/14kW | 1797.8688
| VW3A7756 | ATVP resis.fren.5ohms/32kW | 6238.96
| VW3A7737 | ATVP resis.fren.2,5ohms/3,2kW | 1288.1085
| ATV630D55M3 | VARIABLE SPEED DRIVE IP21 55KW 200V/240V | 6940.521
| ATV650U30N4 | Altivar 650 0,7 Kw 400/480V- IP55+INS | 1266.6734
| VW3A5404 | Filtro senoidal IP20 50A | 2189.5328
| VW3A5503 | ATVP Filtro salida m.c 4 D2 diam.51mm | 941.3775
| VW3A7745 | ATVP resis.fren.8ohms/3,8kW | 1960.455
| VW3A5407 | Filtro senoidal IP00 305A | 6678.1416
| VW3A7754 | ATVP resis.fren.10ohms/19kW | 3104.8142
| VW3A8306 | CABOS BUS MODBUS 3 M C- RJ45 -SUB D | 27.195
| ATS48C17Q | ALTISTART 90KW | 2512.5048
| ATS48D47Q | ALTISTART 22KW | 1103.5482
| ATV212H075M3X | ATV212-0,75 kW-200-240V | 447.678
| ATV212HD30N4 | ATV212-30 kW-380-480V | 3523.8578
| ATV212HU40M3X | ATV212-4 kW-200-240V | 889.6125
| ATV212WD15N4C | ATV212-IP54-15 kW-380-480V-CEM B | 3154.095
| ATV212WD55N4 | ATV212-IP54-55 kW-380-480V | 6416.5
| ATV212WU40N4C | ATV212-IP54-4 kW-380-480V-CEM B | 1236.2595
| ATS48C11Q | ALTISTART 55KW | 1794.6594
| ATS48C25Q | ALTISTART 132KW | 3278.5044
| ATS48C41Q | ALTISTART 410A 400V | 4878.0276
| ATS48C48Q | ALTISTART 250KW | 5741.7738
| ATV212HD18M3X | ATV212 18,5KW 240VTRI IP20 no CEM | 2384.046
| ATV212HD18N4 | ATV212-18 kW-380-480V | 1980.4127
| ATV212HD22M3X | ATV212 22KW 240VTRI IP20 no CEM | 3480.2145
| ATV212HU15N4 | ATV212-1,5 kW-380-480V | 557.7128
| ATV212HU22M3X | ATV212-2,2 kW-200-240V | 620.823
| ATV212HU22N4 | ATV212-2,2 kW-380-480V | 600.5475
| ATV212W075N4 | ATV212-IP54-0,75 kW-380-480V | 675.2655
| ATV212W075N4C | ATV212-IP54-0,75 kW-380-480V-CEM B | 936.054
| ATV212WD11N4 | ATV212-IP54-11 kW-380-480V | 2433.4012
| ATV212WD30N4C | ATV212-IP54-30 kW-380-480V-CEM B | 5060.475
| ATV212WD37N4 | ATV212-IP54-37 kW-380-480V | 5181.498
| ATV212WD37N4C | ATV212-IP54-37 kW-380-480V-CEM B | 5847.66
| ATV212WU22N4 | ATV212-IP54-2,2 kW-380-480V | 838.383
| ATV12HU40M3 | ATV12-4.0KW-240V-TRIF | 933.8701
| ATV12H018M2 | ATV12-0.18KW-240V-MONO | 176.9394
| ATV12HU22M2 | ATV12-2.2KW-240V-MONO | 377.859
| VZ1L325U075T | INDUTANCIA LINHA | 2668.638
| VW3A4411 | FILTRO ADICIONAL DE ENTRADA CEM | 2067.676
| ATSU01N206LT | ATSU01 6A 200-480V TRI | 203.3304
| ATSU01N222LT | ATSU01 22A 200-480V TRI | 283.9272
| ATS01N112FT | ATS01 12A 110-230V MONO 200-480V TRI | 165.5766
| ATS01N206LU | ATS01 6A 200-240V TRI | 191.2248
| ATS01N206RT | ATS01 6A 440-480V TRI | 186.4866
| ATS22C25Q | Arr.Progr.400VTri.250A.Standard-132kW | 2805.999
| ATV12HU15M3 | ATV12-1.5KW-240V-TRIF | 388.207
| ATV12H037M3 | ATV12 0,37KW 240V 3PH / Con Radiador | 232.986
| VW3A7723 | braking resistor IP 00 100 Ohm 28 W | 91.9558
| ATV12H018F1 | ATV12-0.18KW-120V-MONO | 238.5583
| VW3A5103 | INDUTANCIA MOTOR 90A | 582.4728
| VW3A9113 | KIT IP 31 LIGACAO DE CABOS T13 | 1122.513
| VW3CANCARR03 | CABOS BUS CANOPEN 0,3 M | 10.7848
| VW3A4552 | INDUTANCIA DE LINHA 10 A | 281.216
| ATS01N212RT | ATS01 12A 440-480V TRI | 252.8968
| VW3G22101 | Terminal remoto ATS 22 IP54 | 129.7192
| VW3A9921 | Adaptador para GV2 - ATV32 | 145.6377
| VW3A7601R30 | RESIST.FRENADO 10OHM/400W 3M | 466.095
| VW3A7101 | MODULO DE TRAVAGEM ATV71HC20..28N4 | 3587.676
| VW3G22401 | VENTILADOR ATS22 TAMANHO-B GAMA-Q | 97.4085
| ATS22D88S6 | Arr.Progr.600VTri.17A.Standard-45kW | 1569.6376
| ATV12P055M2 | ATV12-0.55KW-240V-MONO-SEM DISSIPADOR | 214.2816
| ATS01N106FT | ATS01 6A 110-230V MONO 200-480V TRI | 125.5212
| ATS01N206QN | ATS01 6A 380-415V TRI | 178.5408
| ATS01N209LU | ATS01 9A 200-240V TRI | 221.832
| ATV212HD15M3X | ATV212-15 kW-200-240V | 2109.744
| ATV212HD15N4 | ATV212-15 kW-380-480V | 1639.0262
| ATV212HD75N4 | ATV212-75 kW-380-480V | 5628.357
| ATV212HU15M3X | ATV212-1,5 kW-200-240V | 515.907
| ATV212HU75M3X | ATV212-7,5 kW-200-240V | 1484.406
| ATV212HU75N4 | ATV212-7,5 kW-380-480V | 1163.6415
| ATV212WD22N4C | ATV212-IP54-22 kW-380-480V-CEM B | 4610.655
| ATV212WD30N4 | ATV212-IP54-30 kW-380-480V | 4245.1605
| ATV212WU15N4 | ATV212-IP54-1,5 kW-380-480V | 816.312
| ATV212WU15N4C | ATV212-IP54-1,5 kW-380-480V-CEM B | 976.752
| ATV212WU75N4C | ATV212-IP54-7,5 kW-380-480V-CEM B | 1869.966
| ATV12H037M2 | ATV12-0.37KW-240V-MONO | 190.0974
| ATS48C59Q | ALTISTART 315KW | 6854.4204
| ATS48D32Y | ALTISTART 22KW | 1117.563
| ATS48D38Y | ALTISTART 30KW | 1262.1747
| ATS48D62Y | ALTISTART 45KW | 1574.5536
| ATS48C32Y | ALTISTART 315KW | 4858.005
| ATS48C66Y | ALTISTART 630KW | 8629.2816
| ATS48C79Y | ALTISTART 710KW | 10414.5978
| ATS48M10Y | ALTISTART 900KW | 12422.8554
| TCSCTN026M16M | LIGADOR CANopen DAISY-CHAIN | 100.4986
| TCSCAR01NM120 | FIM DE LINHA | 21.3802
| VW3A9920 | Adap. ATV32 montagem control 90° | 78.9495
| VW3A3618 | ATV32-LXM32 MODULO CAN SUBD9 | 131.3025
| VW3G22400 | VENTILADOR ATS22 TAMANHO-A GAMA-Q | 94.3635
| ATS22D47S6 | ALTISTART22 47A 600V - Ctrl 220V | 1050.396
| VW3A3628 | CARTA CANopen ATV32-LX32 CONECT | 130.052
| VW3A5107 | INDUTANCIA MOTOR 3 X 759 A | 3414.5072
| ATV212HD22N4S | ATV212-22 kW-380-480V COMPACT | 2408.545
| VW3A9524 | PLATINA CEM ATV12HU15M2...HU22M2 | 55.293
| ATV630D30N4 | ATV630-30kW-380-480V IP21 | 3182.4405
| ATV630D75N4 | ATV630-75kW-380-480V IP21 | 6308.1575
| ATV630U07M3 | ATV630-0,75kW-200-240V IP21 | 664.0462
| ATV630D90N4 | ATV630-90kW-380-480V IP21 | 7725.6095
| ATS22D17S6 | ALTISTART22 17A 600V - Ctrl 220V | 590.564
| ATV630D37N4 | ATV630-37kW-380-480V IP21 | 3747.7382
| VW3A1112 | KIT MONT. DISTANCIA IP65 - A.PROCESS | 135.772
| ATV630C16N4 | ATV630-160kW-380-480V IP00 | 12206.0952
| VW3A1111 | CONSOLA GRAFICA ALTIVAR PROCESS | 266.0216
| ATV630D55N4 | ATV630-55kW-380-480V IP21 | 5244.433
| ATV630D45N4 | ATV630-45kW-380-480V IP21 | 4652.1265
| ATS22C59S6 | ALTISTART22 590A 600V - Ctrl 220V | 7179.6945
| ATV650D30N4 | ATV650-30kW-380-480V IP55 S/ INT. | 4319.1348
| ATV630C11N4 | ATV630-110kW-380-480V IP00 | 8458.8192
| ATV630D18N4 | ATV630-18,5kW-380-480V IP21 | 2345.8355
| ATV630D22N4 | ATV630-22kW-380-480V IP21 | 2707.64
| VW3A9612 | KIT IP20 INDUTANCIA MOTOR | 973.602
| ATV12H055M2 | ATV12-0.55KW-240V-MONO | 209.9364
| VW3A1007 | Terminal remoto ATV12 ATV312 (IP65) | 143.4576
| VW3CANCARR1 | CABOS BUS CANOPEN 10 M | 10.7848
| TCSCTN023F13M03 | LIGADOR EM T COM RJ45 | 62.8992
| VW3A8306R30 | CABOS BUS FIPIO DEVICE NET | 14.716
| VZ1L007UM50 | INDUTAN ATV18 - 28 - 58 | 339.2445
| VW3A4420 | FILTRO RFI 018-075M2 | 132.0592
| ATSU01N212LT | ATSU01 12A 200-480V TRI | 243.5964
| ATS22D17Q | Arr.Progr.400VTri.17A.Standard-7,5kW | 611.7552
| ATS22C59Q | Arr.Progr.400V Tri.590A.Standard-315kW | 5776.5617
| ATS22C41Q | Arr.Progr.400VTri.410A.Standard-220kW | 3657.856
| ATS48C21Q | ALTISTART 110KW | 2986.05
| ATS01N125FT | ATS01 25A 110-230V MONO 200-480V TRI | 261.4872
| ATS22C21Q | Arr.Progr.400VTri.210A.Standard-110kW | 2726.8998
| VW3A8306RC | FIM DE LINHA PARA RJ45 120 OHM | 12.6525
| VW3CANTAP2 | CANOPEN BUS CX.UNIAO | 192.5037
| VW3A8306TF10 | T DE DRIVACAO CABO 10 M | 40.4144
| ATS48D32Q | ALTISTART 15KW | 964.2672
| ATS48D62Q | ALTISTART 30KW | 1255.773
| VW3G22102 | TERMINAL DEPORTE ATS22 IP65 | 183.351
| VW3A9112 | KIT IP 31 LIGAÇÃO DE CABOS T12 | 1008.7665
| VW3A46131 | FILTRO PASSIVO 144A - 400V - 50Hz | 10121.54
| VW3A3721 | CARTA ETHERNET/IP-MODBUS TCP-MD-LINK | 266.1776
| VW3A7730 | RESIST. TRAVAGEM IP 00 28W - 100O | 87.6302
| VW3A5304 | ATV P FILTRO DV/DT 50A | 845.6864
| VW3A46130 | FILTRO PASIVO 101A 400V THDI=10% | 8341.476
| ATV320U55M3C | ATV320 5,5KW 200V 3PH COMPACT CONTROL VA | 968.4492
| ATV950D22N4 | Altivar 950 22 Kw 400/480V- IP55 | 3688.6675
| ATV950D90N4 | Altivar 950 90 Kw 400/480V- IP55 | 10356.4873
| ATV950U30N4 | Altivar 950 3 Kw 400/480V- IP55 | 1396.7212
| ATV950U55N4 | Altivar 950 5,5 Kw 400/480V- IP55 | 1868.0698
| ATV950U75N4 | Altivar 950 7,5 Kw 400/480V- IP55 | 2085.8118
| VW3A9613 | KIT INDUCTANCIA MOTOR IP20 | 1388.562
| VW3A7732 | ATVP resis.fren.28ohms/0,3kW | 150.1596
| VW3A3720 | CARTA ETHERNET/IP - MODBUS TCP | 189.072
| ATV950U07N4 | ATV950-0,75kW-380-480V IP55 S/ INT. | 1135.266
| ATS01N212LU | ATS01 12A 200-240V TRI | 231.4686
| ATS01N212QN | ATS01 12A 380-415V TRI | 214.2816
| ATS01N222LU | ATS01 22A 200-240V TRI | 286.7118
| ATS01N209QN | ATS01 9A 380-415V TRI | 196.962
| ATS22C48Q | Arr.Progr.400VTri.480A.Standard-250kW | 4685.3467
| VW3A4551 | INDUTANCIA DE LINHA 4 A | 236.5792
| VW3A4554 | INDUTANCIA DE LINHA 30 A | 406.172
| XBTZGUSB | Cabo extensao USB para conexAO remota | 44.88
| XBTZGI485 | Unidade Isolamento p- Com2 na XBTGT2000 | 182.7
| HMISTU855W | CONSOLA TOUCH PANEL CORES 5,7p S LOGO | 660.8274
| XBTZ962 | **ADAPT P/XBTZ915 | 41.8845
| XBTZ9980 | CABO PARA XBTNX00-XBTRX00 - M340 | 39.14
| XBTZGPWS1 | LIGADOR ALIMENTACAO XBTGT2-4000 | 34.65
| XBTZRTPW | ADAPTADOR P- 5VCC EXTERNOS | 43.05
| XBTZG62 | ProtecCA o ecra p-as series XBT GT2000 | 46
| XBTZG949 | Adaptador para terceiros | 36.75
| XBTZG9774 | Cabo para Mitsubishi Q CPU | 79.8
| XBTZG9775 | Cabo para Mitsubishi FX CPU | 72.45
| HMIGTO2315 | GTO TACTIL 5,7p TFT CORES, TCP/IP,INOX | 1150.0156
| HMIGTO2310 | TERMINAL 5 7'' COLOR QVGA ETHERNET | 925.5786
| XBTZGFIX | Parafusos instalaCA o r ida p- gama XBT | 26.78
| XBTZGI232 | Unidade Isolamento p- Com1 na XBTGT2000 | 166.95
| XBTZ9710 | CABO LIG MODICON-QUANTUM | 74.16
| XBTN401 | CONSOLA 4X20 MATRICIAL.24VCC EXTERNO | 390.39
| XBTZ9782 | CABO LONGO XBT PARA TWIDO | 56
| XBTZ9681 | CABO P-LIG TSX07 5M | 78
| XBTZRT999 | ADAPTADOR DOWNLOAD P- XBTRT C- XBTZ945 | 11.55
| HMIGTO2300 | GTO TACTIL 5,7p TFT CORES | 626.9919
| HMIGTO3510 | GTO TACTIL 7p WIDE TFT CORES, TCP/IP | 1115.7372
| HMIGTO4310 | GTO TACTIL 7,5p TFT CORES, TCP/IP | 1525.5742
| HMIGTO6315 | GTO TACTIL 12,1p TFT CORES,TCP/IP,INOX | 3115.8633
| HMIGTO1300 | GTO TACTIL 3,5p TFT CORES | 428.6448
| HMIGTO6310 | GTO TACTIL 12,1p TFT CORES, TCP/IP | 2567.6664
| XBTZ918 | CABO DE LIGACAO | 109.2
| XBTZGPDP | MODULO PROFIBUS P- XBTGT | 404.25
| HMIZSUKIT | KIT OPCIONAL PARA HMISTU | 52.5
| XBTZ9740 | CABO P/LIG OMRON RS232 | 78.75
| XBTZ9688 | CABO XBT-PLC TOMADA CONSOLA 25M | 146.0025
| HMIGTO1310 | GTO TACTIL 3,5p TFT CORES, TCP/IP | 542.1096
| HMIGTO5315 | GTO TACTIL 10,4p TFT CORES,TCP/IP,INOX | 2524.942
| HMIS5T | STU MODULO POSTERIOR | 206.8755
| VJDSNDTGSV62M | V.DES. V6.2 - 1 UTILIZADOR, S/ CABO | 603.636
| HMIDT542 | Ecra tactil 10,4p GTU INTELIGENTE | 1557.051
| XBTZGJBOX | CAIXA DE JUNCAO PARA XBTGH | 413
| HMIZGFIX | Fixadores para HMIGTO | 23
| HMIZGPWS | Ligador alimentacao recto para HMIGTO | 29
| VJDUPDTGAV62M | ACTUALIZACAO V4.x PARA V6.2 | 97.614
| VJDGNDTGSV62M | V.DES. V6.2 - 3 UTILIZADORES, S/ CABO | 1019.082
| HMIS65 | STU MODULO FRONTAL 3.5 | 206.8755
| HMIG3U | Processador GTU PREMIUM | 864.788
| VJDSUDTGAV62M | V.DES. V6.2 - 1 UTIL. USB P/ XBTGT2+ (XB | 742.665
| XBTZGHL3 | SOFT CABLE WITH CONNECTOR 3M XBTGH2000 | 327
| XBTGH2460 | TERM. PORTATIL TFT5'7 65KCOR TCL ,EMERG | 1599
| MPCYK50SPSKIT | PELICULA PROT. ECRA IPC 15p | 115
| HMIDT642 | Ecra tactil 12,1p GTU INTELIGENTE | 2074.6363
| HMIS85 | STU MODULO FRONTAL 5p 7 | 472.1005
| XBTNU400 | CONSOLA 4X20 MATRICIAL.24VCC.EXTERNO | 355.74
| XBTZ908 | CABO DE LIGACAO | 88
| XBTR400 | CONSOLA 4x20, 20 TECLAS, 5vccPLC | 340.725
| XBTZG9772 | Cabo para Mitsubishi Q SIO Link | 79.8
| XBTZG919 | Cabo adp p-RS232 SubD9 porta XBTGT2000 | 13.65
| XBTZGCOM1 | Com1 porta adaptadora XBTGT2000 | 15.75
| HMISTU855 | TERMINAL TACTIL STU 5,7p CORES | 660.8274
| XBTZ926 | CABO PARA IMPRESSORA SERIE | 46.2
| HMISTU655 | Consola touch Panel cores 3,5 | 372.963
| HMIZS61 | Proteccao ecra HMISTU655 | 30.45
| VJDSNRTMPC | V.DES. RT V5.1 P/ SMART e COMPACT | 844.6824
| XBTZ9731 | CABO XBT-AB MICROLOGIC | 84
| XBTR411 | CONSOLA 4x20. 20 TECL. 24V 2 PORTA | 418.11
| XBTZ988 | CABO MAGELIS - ADVANTYS STB | 35.7
| VJDSNDTMSV13M | V.DES. LITE - 1 UTILIZADOR S/ CABO | 126.072
| XBTZRCO | ADAPTADOR XBTP A XBTR | 64
| XBTZG909 | Cabo adp p-RS485 SubD9 porta XBTGT2000 | 13.65
| XBTZ925 | CABO USB P- TSCCUSB485 | 26
| XBTZGCLP2 | GRAMPO USB P- XBTGT 2 PORTAS, 5 UNID. | 23.1
| XBTZ9686 | CABO LIGACAO XBT TSX07 | 108
| MPCYN00CFE00N | CF 512 MB VAZIA PARA SMART IPC | 290
| XBTZG52 | Installation gasket for XBT GT2000 serie | 15.141
| XBTZGCO1 | Adp Mecanico de XBTF032 para XBTGT2000 | 157.487
| XBTZG9292 | Gateway Siemens MPI | 421.05
| XBTZ968 | TOMADA P-TSX07 | 75
| XBTZN01 | PAINEL DE MONTAGEM | 60.9
| XBTZGCO3 | Conversor MecANico XBTF034-XBTGT53 | 119
| HMIZSD4G | Cartao de Memoria SD 4GB | 233
| VJDSNRTSPC | V.DES. RT PC standard | 1211.3418
| HMIZSUSBB | USB TYPEB EXTENSION CABLE | 60.9
| HMIYPSPMAC1 | ADAPTADOR ALIMENTACAO AC/DC HMIPSP | 350.53
| HMIZ950 | CABLE SERIE PARA MITSUBISHI FX | 48
| HMIPSPH752D1801 | S-Panel PC Perf. HDD W15# DC Win 8.1 | 4075
| HMIDM7421 | Ecrã táctil iDISPLAY 15" VCC Touch Scree | 1077
| HMIBMUSI29D2801 | BOX PC UNIVERSAL SSD DC WIN 8.1 2 SLOTS | 2983
| HMIG5U2 | Processador GTU OPEN | 1625.6284
| HMIDT351 | Ecrã táctil 7'' WIDE GTU AVANCADO | 468.2895
| XBTZGM256 | MEMORIA COMPACT FLASH 256MB | 238
| XBTZN999 | ADAPTADOR RJ45 | 13.65
| XBTZGAUX | LIGADOR AUXILIAR PARA XBTGT | 86.1
| XBTZGCO4 | Conv. Mec. XBTG53-XBTGT53 | 120
| XBTZ945 | CABO XBT-N-PC | 57.75
| XBTZ9680 | CABO XBTZ968 EM T | 80.85
| MPCYN00CF200N | CF 2GB VAZIA PARA SMART IPC | 299
| XBTZ9733 | CABO XBT PARA ROCKWELL DF1 | 50
| XBTZ9982 | CABO LONGO XBT PARA M340 | 56
| XBTZG64 | Folhas de ProtecCAo de EcrA para XBTGT4x | 65
| XBTZGDVN | MODULO DeviceNet P- XBTGT-GK | 671
| HMIDT551 | ECRA TACTIL 10p GTU AVANCADO | 1194.8412
| HMIDT651 | Ecrã táctil 12"WIDE GTU AVANCADO | 1602.8448
| HMISTU655W | CONSOLA TOUCH PANEL CORES 3,5p SEM LOGO | 372.963
| HMIZKB1 | TECLADO USB MAGELIS | 100
| HMIZECOV5 | Tampa de proteccao para HMIGTO 10,4p | 156
| HMIRXOHCA3W01 | PC RACK OPTIMIZED, D.RIGIDO, 230VCA | 1955.646
| HMIZG65 | Pelicula p. ecra HMIGTO 10,4p (5x) | 68
| HMIDT643 | Ecra tactil 12,1p GTU INTELIGENTE WiFi | 2367.352
| HMIZGBAT | Bateria para manutencao HMIGTO | 95
| HMIZG60 | Pelicula p. ecra HMIGTO 3,5p | 47.25
| HMIDID73DTD1 | Ecrã táctil iDISPLAY 15" VCC Touch Scree | 1734
| HMIPSOC752D1W01 | S-PANEL PC OPTIMIZED CFAST W15 DC WES | 2652
| HMIPSPH952D1801 | S-Panel PC Performance HDD W19 DC Win8.1 | 4459
| HMIGK5310 | TERMINAL 10.4'' COLOR VGA TECLADO ETH. | 2452.2228
| HMIBMPHI74D2801 | BOX PC PERF. HDD DC WIN 8.1 2 SLOTS | 4179
| HMIDM9521 | DISPLAY PC WIDE 19'' MULTI-T. FOR HMIBM | 1648
| XBTZNCO | ADAPTADOR XBTH A XBTN | 52.53
| XBTZG9721 | Cabo para Siemens PPI | 62
| XBTZG9722 | Cabo RS422 para conexAO de 3 s | 72.45
| XBTZG9740 | Cabo para Omron PLC SIO | 68.25
| XBTZGCNC | Conectores de extensAO p- a gama XBT GT | 33.6
| XBTZGCOM2 | ADAPTADOR COM2 XBTGT2-4-5-6-7 | 12.6
| XBTZG935 | Cabo para Donwload USB Host-Host | 175
| XBTZG939 | Cabo adp p- RJ45 porta XBTGT1000 | 13.39
| XBTZGCO2 | Adpr Mecanico de XBTG2110 p- XBTGT2000 | 126
| XBTZ9711 | CABO P- LIG MICRO | 72
| HMIZURS | Cabo para impressora USB/RS232 | 66.15
| XBTZ3002 | PACK 12 CLIPS IGUAL XBT-F | 47.25
| XBTZ938 | CABO XBT-N-ATV TESYS U | 34
| XBTZ9008 | TERMINAL LCD STN COLOR 5" TACTIL | 38.8722
| XBTZG69 | PELICULA PROTECCAO p- XBTGK5 | 90.3
| XBTZ915 | CABO DE LIGACAO | 75
| XBTR410 | CONSOLA 4x20 20 TECLAS 24Vcc | 361.515
| XBTZ9018 | CABO LIG. 2,5M RS485 MINI-DIN/SUB-D9 | 38.8722
| XBTN200 | CONSOLA 2X20 ALFANUMERICA.5VCC VIA PLC | 217.8
| XBTN400 | CONSOLA 4X20 MATRICIAL.5VCC PLC | 322.245
| XBTZGADT | ADAPTADOR PC FLASH | 67.98
| HMIYMMAC1 | MODULE AC POWER SUPPLY FOR HMIBM | 291
| HMIPSOS752D1801 | S-Panel PC Optimized SSD W15 DC Win 8.1 | 2877
| HMIDT732 | Ecra tactil 15 p GTU INTELIGENTE | 2419.6966
| HMIGK2310 | TERMINAL 5.7'' COLOR VGA TECLADO ETH | 1220.3892
| XBTZR02 | PELICULA PROTECCAO 10 UNID. | 40.95
| XBTZG9731 | Cabo p-Mitsubishi A SIO ou Rockwell DF1 | 73
| XBLYN00 | ETIQUETAS PARA XBTN 2 LINHAS | 38.85
| XBTZG65 | FOLHAS PROTECCAO ECRA | 78
| VJDSUDTMSV13M | V.DES. LITE - 1 UTIL. USB P- XBTN-R-RT | 258.4476
| XBTZR01 | KIT MONTAGEM ENCASTRADA XBTR | 72.45
| XBTZGUMP | GATEWAY MODBUS PLUS P- XBTGT | 1326
| VJDFNDTGSV62M | VIJEO DESIGNER V6.2 LICENCIA EMPRESA | 5488.54
| HMIG2U | MODULO PROCESADOR STANDARD BOX GTU | 620.16
| HMIYBMKTBSC1 | MAINTENANCE KIT FOR HMIBSC | 50
| HMIZG63 | HMIGTO 7,Láminas Protección Pantalla | 59.85
| HMIZECOV4 | HMIGTO 7.5,Protección Agentes Químicos | 139
| HMIZG64 | HMIGTO 7.5,Láminas Protección Pantalla | 57
| HMISTW6500 | TERMINAL HMI 10''W WEB HTML5 | 755
| HMIBSCEA53D1L0T | IIOT EDGE BOX CORE EMMC DC LINUX TPM | 676.26
| HMIBMOMA5DDF10L | BOX PC OPTIMIZED M.2 DC WIN 10 | 1485.6912
| HMIDM7521 | DISPLAY PC WIDE 15'' MULTI-T. FOR HMIBM | 1235
| HMIYCAB4GAN51 | 5M CABLE FOR 4G CARD IN HMIBSC | 66.3
| HMIPSOS552D1801 | S-PANEL PC OPTIMIZED SSD W10 DC WIN 8.1 | 2460
| HMIYADBMODIN11 | DIN RAIL ADAPTOR FOR HMIBMO | 58
| HMIZS50 | Vedante de Ligação HMISTO (5 un) | 18.9
| HMIZUV2 | HMIZUV2 | 28.64
| HMIS85W | STU MÓDULO FRONTAL 5#7 S/ LOGO | 472.1005
| HMIBMIEA5DD1101 | BOX PC IIOT EMMC DC WINDOWS 10 | 944.6832
| HMIYMIN4GEU1 | Interface Mini PCIe 4G EU for iPC | 298.9781
| HMIBSCEA53D1L01 | IIOT EDGE BOX CORE EMMC DC LINUX | 587.826
| HMIBMPSI74D2801 | BOX PC PERF. SSD DC WIN 8.1 2 SLOTS | 4335
| HMISTW6400 | TERMINAL HMI 7''W WEB HTML5 | 495
| HMIBMIEA5DD110L | BOX PC IIOT EMMC DC WINDOWS 10 | 1009.188
| XBTZGPWS2 | LIGADOR ALIMENTACAO XBTGT5-6-7000 | 56.7
| MPCYN00CF400N | CF 4GB VAZIA PARA SMART | 448
| XBTZG59 | JUNTA INSTALACAO p- XBTGK5xxx | 37
| HMIZS62 | Proteccao ecra HMISTU855 | 29
| XBTN410 | CONSOLA 4x20. 24Vcc | 340.725
| XBTZN02 | FOLHAS DE PROTECCAO DESCARTAVEIS 10UN | 39.9
| XBTZG68 | PELICULA PROTECCAO p- XBTGK2 | 51.45
| XBTZG66 | 5 Folhas ProtecCAo EcrA XBTGT63xx-GT52xx | 104
| XBTZ9687 | CABO XBT-PLC TOMADA CONSOLA 20M | 129.15
| XBTZG60 | PELICULA PROTECCAO p- XBTGT1xx5 | 40.95
| XBTZ9780 | CABO RJ45-MINIDIN P- XBTN-R | 33.99
| XPSAC1321 | MOD SG C3 EMS-INT 3NA 48CA | 221.3502
| XPSMC16Z | CONTR SEG CONFIG E-16-S-6+2x2 | 952.4307
| XPSPVK3484 | MOD SG C4 P- PRENSAS 1NA+1NF 115VCA | 984.0168
| XPSTSW5142P | MOD SG C3 TEMP 1NA P +2NF 24VCA-CC | 272.952
| XPSAC3421P | MOD SG C3 EMS/INT 3NA 115CA TERM EXTR | 235.7832
| XPSVC1132 | MOD SG C4 CMD VALID 2NA 24VCC | 356.6576
| XPSAK371144 | MOD SG C4 EMS-INT-BI-TP 3NA 24CC-230CA | 329.5136
| XPSMC32Z | CONTR SEG CONFIG E-32-S-6+2x2 | 1215.6678
| XPSBCE3410P | MOD SG C4/IIIC CMD BIMAN 2NA 115VCA | 449.715
| XPSBAE5120P | MOD SG C1/IIIA CMD BIMAN 1NA 24VCA/CC | 173.5755
| XPSECPE5131C | MOD SG C4 EXT CONT SEG 8NA 24VCA/CC | 518.8575
| XPSOT3744 | MOD SG C4 P- PRENSAS 3NA 230VCA | 1408.7216
| XPSAXE5120C | MOD SG C4 EMS/INT 3NA 24VCA/CC T-EX ML | 239.295
| XPSAV11113 | MOD SG C4 EMS-INT 6NA 3T 24VCC | 512.6472
| XPSAK371144P | MOD SG C4 EMS/INT/BI/TP 3NA 24CC/230CA | 352.5184
| XPSAV11113P | MOD SG C4 EMS-INT 6NA 3T 24VCC | 555.4744
| XPSAC5121P | MOD SG C3 EMS-INT 3NA 24CA-CC | 235.7832
| XPSCM1144 | MOD SG C4 BI XU2S 2NA 24VCC | 517.0686
| XPSVNE3742P | MOD SG C3 DET VEL NULA 1NA+1NF 230VCA | 620.3436
| XPSBCE3410C | MOD SG C4/IIIC CMD BIMAN 2NA 24VCA/CC | 456.141
| XPSAK351144P | MOD SG C4 EMS/INT/BI/TP 3NA 24CC/120CA | 352.5184
| XPSATR11530P | MOD SG C4 EMS/INT 6NA(3T) 24VCC | 613.788
| XPSABV1133P | MOD. PREVENTA TEMP 3S 24VDC | 463.2915
| XPSATR1153P | MOD SG TEMP 3S 24V DC | 613.788
| XPSECPE3910P | EXT. PREVENTA 8 SAIDAS 115/230VAC | 568.26
| XPSATR3953P | MOD SG TEMP 3S 115/230V AC | 657.132
| XPSDME1132P | MOD SG C4 P/ 6 DET MAG COD 2NA 24VCC | 455.8112
| XPSMCMCN0000SG | Ligador para expansao Backplane | 25.1923
| XPSMCMCO0000EI | Modulo Ethernet/IP | 369.1961
| XPSMCMCO0000EM | Modulo Modbus TCP/IP | 369.1961
| XPSMCMCO0000S2 | Mod. comunic. Segura - 2 vias | 267.3307
| XPSMCMCO0000UB | Modulo expansao USB | 216.8547
| XPSMCMCP0802 | CPU 8 Entradas 2 pares OSSD | 363.5527
| XPSMCMDI0800 | Modulo 8 Entradas | 253.0598
| XPSMCMDI1200MT | Modulo 12 Entradas + 8 Saidas de Test | 313.6553
| XPSMCMDI1600 | Modulo 16 Entradas | 288.7066
| XPSMCMDO0002 | Modulo 2 pares OSSD | 274.4662
| XPSMCMDO0004 | Modulo 4 pares OSSD | 327.916
| XPSMCMEN0100SC | Sup.de vel.segura - 1 Sin/Cos+2 prox | 552.4746
| XPSMCMEN0200 | Sup.de vel.segura - 2 prox | 342.1768
| XPSMCMEN0200SC | Sup.de vel.segura - 2 Sin/Cos+2 prox | 673.6657
| XPSMCMER0002 | 2 Unidades de rele 2NA+1NC | 167.5257
| XPSMCMER0004 | 4 Unidades de rele 4NA+2NC | 231.6839
| XPSMCMME0000 | Cartao memoria | 53.4702
| XPSMCMMX0802 | Modulo 8 Entradas 2 pares OSSD | 310.1028
| XPSMCMRO0004 | 4 Modulos de rele (ligadores backplane) | 402.7723
| XPSMCMRO0004DA | 4 Modulos de rele + 8 saídas de estado | 438.409
| XPSMCTC16 | TERMINAIS DE MOLA P- XPSMC16 | 41.7665
| XPSATE3410 | MOD SG C3-4 EMS-INT 5NA 3T 115VCA | 549.0264
| XPSAFL5130P | MOD SG C4 EMS-INT-BI 3NA 24CA-CC | 280.6752
| XPSMC16ZC | CONTR SEG CONFIG E-16-S-6+2x2 CANOPEN | 1131.0224
| XPSCM1144P | MOD SG C4 BI XU2S 2NA 24VCC TERM EXTR | 550.698
| XPSPVT1180 | MOD SG C4 P- PRENSAS 2NA+1NF 24VCC | 822.9832
| XPSBCE3110P | MOD SG C4/IIIC CMD BIMAN 2NA 24VCA/CC | 449.715
| XPSVNE1142P | MOD SG C3 DET VEL NULA 1NA+1NF 24VCC | 620.3436
| XPSAC3421 | MOD SG C3 EMS-INT 3NA 115CA | 221.3502
| XPSAK311144 | MOD SG C4 EMS-INT-BI-TP 3NA 24CA-CC | 329.5136
| XPSAF5130 | MOD SG C4 EMS-INT 3NA 24CA-CC | 254.6128
| XPSVNE1142HSP | MOD SG C3 DET VEL NULA 1NA+1NF 24VCC | 651.7086
| XPSVC1132P | MOD SG C4 CMD VALID 2NA 24VCC | 380.9
| XPSABV11330P | MOD. PREVENTA TEMP 30S 24VDC | 463.2915
| XPSAR311144P | MOD SG C4 EMS-INT-BI 7NA 24CA-CC | 638.8096
| XPSMCCPC | ADAPTADOR LIG XPSMC RJ45-CAB PC | 38.3675
| XPSAFL5130 | MOD SG C4 EMS-INT-BI 3NA 24CA-CC | 257.4936
| XPSMC32ZP | CONTR SEG CONFIG E-32-S-6+2x2 PROFIBUS | 1516.2012
| XPSBF1132 | MOD SG C4-IIIC CMD BIMAN 2NA 24VCC | 486.2416
| XPSBCE3710P | MOD SG C4/IIIC CMD BIMAN 2NA 230VCA | 449.715
| XPSATE3710 | MOD SG C3-4 EMS-INT 5NA 3T 230VCA | 549.0264
| XPSATE3710P | MOD SG C3-4 EMS-INT 5NA 3T 230VCA | 581.9424
| XPSATE5110 | MOD SG C3-4 EMS-INT 5NA 3T 24VCA-CC | 549.0264
| XPSMC32ZC | CONTR SEG CONFIG E-32-S-6+2x2 CANOPEN | 1413.5926
| XPSMCTC32 | TERMINAIS DE MOLA P- XPSMC32 | 57.0414
| XPSAR311144 | MOD SG C4 EMS-INT-BI 7NA 24CA-CC | 599.7368
| XPSBAE5120C | MOD SG C1/IIIA CMD BIMAN 1NA 24VCA/CC | 173.5755
| XPSABV11330C | MOD. PREVENTA TEMP 30S 24VDC B.RESORTE | 463.2915
| XPSBAE3920P | PREVENTA CMD BIMANUAL 115 230VAC | 182.5845
| XPSMCMCO0000S1 | Mod. comunic. Segura - 1 via | 242.3718
| XPSMCWIN | SOFTWARE CONFIG XPSMC | 811.316
| XPSDMB1132P | MOD SG C4 P/2 DET MAG COD 2NA 24VCC | 321.0272
| XPSMP11123 | CONTR SEG MULTIF 2x3NA 24VCC | 564.1272
| XPSAR371144 | MOD SG C4 EMS-INT-BI 7NA 24CC-230CA | 599.7368
| XPSPVK3784 | MOD SG C4 P/ PRENSAS 1NA+1NF 230VCA | 984.0168
| XPSTSA3742P | MOD SG C3 TEMP 1NA -T-+2NF 230VCA | 241.3218
| XPSAK361144 | MOD SG C4 EMS-INT-BI-TP 3NA 24CC-110CA | 329.5136
| XPSTSA5142P | MOD SG C3 TEMP 1NA T +2NF 24VCA-CC | 241.3218
| XPSAR351144 | MOD SG C4 EMS-INT-BI 7NA 24CC-115CA | 599.7368
| XPSAXE5120P | MOD SG C4 EMS/INT 3NA 24VCA/CC | 236.103
| XPSECME5131P | MOD SG C4 EXT CONT SEG 4NA 24VCA/CC | 262.521
| XPSVNE3442P | MOD SG C3 DET VEL NULA 1NA+1NF 115VCA | 620.3436
| XPSAC5121 | MOD SG C3 EMS-INT 3NA 24CA-CC | 221.3502
| XPSTSW3442P | MOD SG C3 TEMP 1NA(P)+2NF 115VCA | 272.952
| XPSATR39530P | MOD SG TEMP 30S 115/230V AC | 657.132
| XPSDME1132 | MOD SG C4 P- 6 DET MAG COD 2NA 24VCC | 428.0328
| XPSMP11123P | CONTR SEG MULTIF 2x3NA 24VCC TERM EXTR | 600.2984
| XPSAC3721P | MOD SG C3 EMS-INT 3NA 230CA | 235.7832
| XPSAK351144 | MOD SG C4 EMS-INT-BI-TP 3NA 24CC-120CA | 329.5136
| XPSMCTS16 | TERMINAIS DE PARAF P- XPSMC16 | 41.7665
| XPSPVK1184 | MOD SG C4 P- PRENSAS 1NA+1NF 24VCC | 1057.0768
| XPSECME5120P | SAFETY EXTENSION MODULE, 24V AC/DC, CONT | 278.418
| XPSECPE5130P | SAFETY EXTENSION MODULE, 24V AC/DC, CONT | 550.2945
| XPSMCMCO0000EIG | Módulo Ethernet/IP B/R | 371.622
| XPSMCMCP0802G | CPU 8 Entradas 2 pares OSSD B/R | 366.9529
| XPSMCMDI1200MTG | Módulo 12 Entradas para tapices B/R | 317.0555
| XPSMCMDO0002G | Módulo 2 pares OSSD B/R | 277.8562
| XPSMCMCP0802BCG | CPU 8 Entradas 2 pares OSSD + Conect. B/ | 389.3438
| XPSUAB11CC | Safety module UAB Cat.1 24V spring | 101.0433
| XPSUAB11CP | Safety module UAB Cat.1 24V screw | 101.0433
| XPSUAB31CC | Safety module UAB Cat.1 48-230V spring | 111.1425
| XPSUAB31CP | Safety module UAB Cat.1 48-230V screw | 111.1425
| XPSUAF13AC | Safety module UAF Cat.4 24V spring | 146.5965
| XPSUAF13AP | Safety module UAF Cat.4 24V screw | 146.5965
| XPSUAF33AC | Safety module UAF Cat.4 48-230V spring | 161.2531
| XPSUAF33AP | Safety module UAF Cat.4 48-230V screw | 161.2531
| XPSUAK12AC | Safety module UAK Cat.4 24V spring | 160.4005
| XPSUAK12AP | Safety module UAK Cat.4 24V screw | 160.4005
| XPSUAK32AC | Safety module UAK Cat.4 48-230V spring | 176.4375
| XPSUAK32AP | Safety module UAK Cat.4 48-230V screw | 176.4375
| XPSUAT13A3AC | Safety module UAT Cat.4 24V spring | 305.6571
| XPSUAT13A3AP | Safety module UAT Cat.4 24V screw | 305.6571
| XPSUAT33A3AC | Safety module UAT Cat.4 48-230V spring | 336.2188
| XPSUAT33A3AP | Safety module UAT Cat.4 48-230V screw | 336.2188
| XPSUDN13AC | Safety module UDN Cat.4 24V spring | 248.4416
| XPSUDN13AP | Safety module UDN Cat.4 24V screw | 248.4416
| XPSUDN33AC | Safety module UDN Cat.4 48-230V spring | 273.2887
| XPSUDN33AP | afety module UDN Cat.4 24V screw | 273.2887
| XPSUEP14AC | Safety module UEP Cat.4 24V spring | 145.9367
| XPSUEP14AP | Safety module UEP Cat.4 24V screw | 145.9367
| XPSUEP34AC | Safety module UEP Cat.4 48-230V spring | 160.5324
| XPSUEP34AP | Safety module UEP Cat.4 48-230V screw | 160.5324
| XPSUS12AC | Safety module US Cat.4 24V spring | 217.687
| XPSUS12AP | Safety module US Cat.4 24V screw | 217.687
| XPSUS32AC | Safety module US Cat.4 48-230V spring | 239.4588
| XPSUS32AP | Safety module US Cat.4 48-230V screw | 239.4588
| XPSAK311144P | MOD SG C4 EMS-INT-BI-TP 3NA 24CA-CC | 352.5184
| XPSAF5130P | MOD SG C4 EMS-INT 3NA 24CA-CC | 272.4904
| XPSATE5110P | MOD SG C3-4 EMS-INT 5NA 3T 24VCA-CC | 581.9424
| XPSAC3721 | MOD SG C3 EMS-INT 3NA 230CA | 221.3502
| XPSDMB1132 | MOD SG C4 P- 2 DET MAG COD 2NA 24VCC | 301.5064
| XPSOT3444 | MOD SG C4 P- PRENSAS 3NA 115VCA | 1408.7216
| XPSATE3410P | MOD SG C3-4 EMS-INT 5NA 3T 115VCA | 581.9424
| XPSMCTS32 | TERMINAIS DE PARAF P- XPSMC32 | 57.0414
| XPSLCMUT1160 | SAFETY_LC MUTING RELAY ONE SLC | 735.42
| SSV1XPSMFWIN | SOFTWARE PROG PLC SEG V4.1+USB DUNGLE | 3823.2673
| ACW1M129012 | PRESSOSTATO SQD | 182.49
| ACW25M129012 | PRES SQD 10-69BAR | 349.79
| ACW2M129012 | PRES SQD | 192.17
| ACW3M129012 | PR DIF AJ 0,07-0,70BAR P- CMD 1NA-NF | 182.49
| ACW4M129012 | PRESSOST 0.1-1.3BAR M12 | 182.49
| ACW5M129012 | PRESSOSTATO | 182.49
| ACW7M129012 | PRESSOST SQD FR | 246.1
| ACW8M129012 | PRESSOSTATO | 182.49
| ADW3M129012 | PRESS 9.3-69BAR | 240.9592
| ADW4M129012 | PRESSOSTATO | 240.9592
| ADW5M129012 | PRESSOSTATO | 223.97
| ADW6M129012 | PRES SQD | 228.2816
| ADW7M129012 | PRES SQD | 240.9592
| FSG2 | PRESSOSTATO POTEN | 16.642
| FSG2NE | PRESS POT | 24.525
| FTG2 | PRESSOSTATO POTEN | 18.84
| FYG22 | PRESSOSTATO POTEN | 26.3622
| FYG32 | PRES POT 5,6-10,5 BAR 2P 2NF | 26.71
| NY320N2RB1 | MOD SEG INTRINSECA ATEX REPET SINAL | 552.156
| TCSAMT31FP | CX OSITRACK 3 CAN MODB | 257.3065
| TCSCTN011M11F | LIGADOR T CANOPEN/MODBUS M12M/ 2xM12F | 66.2676
| TCSMCN1F2 | CAB PROL PROT MODBUS IP67 M12 M 2M | 27.4965
| TCSMCN1F5 | CABLE MODBUS IP67 M12 M OPEN SHIELD 5 M | 43.8012
| TCSMCN1M1F1 | CAB PROT MODBUS IP67 M12 M-F 1M | 38.893
| TCSMCN1M1F2 | CAB PROT MODBUS IP67 M12 M-F 2M | 44.5878
| TCSMCN1M1F5 | CABLE MODBUS IP67 M12 MF BLINDADO 5 M | 53.613
| XC010L2 | FDC MINIAT | 56.99
| XC011L2 | FDC MINIAT | 78.2875
| XC1AC111 | INTERR FIM CURSO | 119.41
| XC1AC115 | INTERR FIM CUR | 145.95
| XC1AC116 | INTERR FIM CURSO | 143.03
| XC1AC117 | INTERR FIM CURSO | 203.46
| XC1AC118 | INTERR FIM CUR | 171.3066
| XC1AC121 | INT. FIM DE CURSO | 170.1125
| XC1AC125 | INT FIM CURSO | 205.55
| XC1AC126 | INTERR FIM CURSO | 168.07
| XC1AC1269 | INTERRUPTOR FIM DE CURSO | 199.01
| XC1AC127 | INTERR FIM CURSO | 231.47
| XC1AC136 | INTERR FIM CUR | 168.07
| XC1AC156 | INT.FIM CURSO | 168.07
| XC1AC166 | INTERR FIM CURSO | 168.07
| XC1ZP2 | CONT COMANDO MEC | 28.53
| XC1ZP2005 | CONT COMANDO MEC | 28.53
| XC1ZP2105 | CONT COMANDO MEC | 37.51
| XC1ZP2205 | CONT COMANDO MEC | 37.51
| XC1ZP29 | CONTACT COMANDO MEC | 39.816
| XC1ZP2905 | CONT COMANDO MEC | 34.51
| XC1ZP4 | CONT COMANDO MEC | 34.2875
| XC1ZP4905 | CONT. COMANDO MECANICO | 43.284
| XC2JC10111 | FIM CURSO | 123.32
| XC2JC10131 | FIM DE CURSO | 124.03
| XC2JC10151 | INTERR. DE POSICAO | 123.32
| XC2JC161 | FIM DE CURSO | 109.77
| XC2JC162 | FIM DE CURSO | 117.28
| XCC1406PR01K | COD INCR 40MM EPL 6MM 100P | 235.796
| XCC1406PR01R | COD INCR 40MM EPL 6MM 100P | 244.97
| XCC1406PR03K | COD INCR 40MM EPL 6MM 360P | 238.128
| XCC1406PR05K | COD INCR 40MM EPL 6MM 500P | 235.796
| XCC1406PR10K | COD INCR 40MM EPL 6MM 1000P | 235.796
| XCC1406PR10R | COD INCR 40MM EPL 6MM 1000P | 227.22
| XCC1406PR11K | COD INCR 40MM EPL 6MM 1024P | 235.796
| XCC1406TR01K | COD INCR 40MM ETR 6MM 100P | 235.78
| XCC1406TR03K | COD INCR 40MM ETR 6MM 360P | 277.452
| XCC1406TR05K | COD INCR 40MM ETR 6MM 500P | 244.93
| XCC1406TR10K | COD INCR 40MM ETR 6MM 1000P | 244.673
| XCC1406TR11K | COD INCR 40MM ETR 6MM 1024P | 244.673
| XCC1506PS05Y | COD INCR 58MM EPL 6MM 500P | 317.3
| XCC1506PS10Y | COD INCR 58MM EPL 6MM 1000P | 317.3
| XCC1506PS11Y | COD INCR 58MM EPL 6MM 1024P | 329.274
| XCC1506PS25X | ENCODER INCR D58 2500PTS 4,75-30VDC | 366.84
| XCC1506PS25Y | COD INCR 58MM EPL 6MM 2500P | 320.4
| XCC1506PS50Y | COD INCR 58MM EPL 6MM 5000P | 354.76
| XCC1510PS01Y | COD INCR 58MM EPL 10MM 100P | 317.3
| XCC1510PS03Y | COD INCR 58MM EPL 10MM 360P | 329.274
| XCC1510PS05Y | COD INCR 58MM EPL 10MM 500P | 312.71
| XCC1510PS10X | ENCODER INCR D58 1000PTS 4,75-30VDC | 312.71
| XCC1510PS10Y | COD INCR 58MM EPL 10MM 1000P | 324.511
| XCC1510PS11X | COD INCR 58MM EPL 10MM 1024P | 312.71
| XCC1510PS11Y | COD INCR 58MM EPL 10MM 1024P | 312.71
| XCC1510PS25X | COD INCR 58MM EPL 10MM 2500P | 312.71
| XCC1510PS25Y | COD INCR 58MM EPL 10MM 2500P | 317.3
| XCC1510PS50X | COD INCR 58MM EPL 10MM 5000P | 368.148
| XCC1510PS50Y | COD INCR 58MM EPL 10MM 5000P | 349.62
| XCC1510PSM02X | COD INCR 58MM EPL 10MM 256-4096P | 412
| XCC1510PSM02Y | COD INCR 58MM EPL 10MM 256-4096P | 463.716
| XCC1510PSM03Y | COD INCR 58MM EPL 10MM 360-5760P | 417.54
| XCC1510PSM11Y | COD INCR 58MM EPL 10MM 1024-16384P | 417.35
| XCC1510PSM50X | COD INCR 58MM EPL 10MM 5000-80000P | 435.47
| XCC1510PSM50Y | COD INCR 58MM EPL 10MM 5000-80000P | 441.55
| XCC1514TS03Y | COD INCR 58MM ETR 14MM 360P | 362.27
| XCC1514TS10Y | COD INCR 58MM ETR 14MM 1000P | 367.6
| XCC1514TS11X | COD INCR 58MM ETR 14MM 1024P | 367.6
| XCC1514TS11Y | COD INCR 58MM ETR 14MM 1024P | 367.6
| XCC1514TS25Y | COD INCR 58MM ETR 14MM 2500P | 369.4
| XCC1514TSM05X | COD INCR 58MM ETR 14MM 500-8000P | 487.31
| XCC1514TSM05Y | COD INCR 58MM ETR 14MM 500-8000P | 449.33
| XCC1514TSM50X | ENCODER INCR D58 5K-80KPTS 4,75-30VDC | 465.11
| XCC1514TSM50Y | COD INCR 58MM ETR 14MM 5000-80000P | 458.72
| XCC1912PS03RN | COD INCR 90MM EPL 12MM 360P | 767.13
| XCC2510PS81KB | COD ABS MONOV 58MM EPL 10MM 8192P | 520.7
| XCC2510PS81SBN | COD ABS MONOV 58MM EPL 10MM 8192P SSI | 523.14
| XCC2514TS81SG | COD ABS MONOV 58MM ETR 14MM 8192P SSI | 584.2
| XCC3510PS48SGN | COD ABS MULTIV 58MM EPL 10MM 4096/8192 | 618.882
| XCC3510PS84CBN | COD ABS MULTIV 58MM EPL 10MM CANOPEN | 724.592
| XCC3510PS84SBN | COD ABS MULTIV 58MM EPL 10MM 8192/4096 | 605.08
| XCC3510PV84FBN | COD ABS MULTIV 58MM EPL 10MM P-BUS | 724.592
| XCC3912PS84SGN | COD ABS MULTIV 90MM EPL 12MM 8192/4096 | 891.78
| XCCPM23121L10 | LIG M23F C- CAB 10M P- COD INCR | 145.387
| XCCPM23121L2 | LIG M23F C- CAB 2M P- COD INCR | 81.763
| XCCPM23121L5 | LIG M23F C- CAB 5M P- COD INCR | 106.051
| XCCPM23122L10 | LIG M23F C/ CAB 10M P/ COD ABS SSI | 135.201
| XCCPM23122L5 | LIG M23F C/ CAB 5M P/ COD ABS SSI | 101.23
| XCCPM23161L10 | LIG M23F C- CAB 10M P- COD ABS MON | 181.39
| XCCR158RDA10 | RED EIXO COD 58MM ETR 14-10MM | 17.87
| XCCR158RDA12 | RED EIXO COD 58MM ETR 14/12MM | 19.294
| XCCRAE0606 | ACOPLAM ELA ST MONOBLOCO 6-6 | 17.732
| XCCRAR0606 | ACOPLAM DE MOLA 6-6MM | 38.15
| XCCRAR0608 | ACOPLAM DE MOLA 6-8MM | 44.436
| XCCRAR0610 | ACOPLAM DE MOLA 6-10MM | 41.701
| XCCRAR1008 | ACOPLAM DE MOLA 10/8MM | 43.32
| XCCRAR1010 | ACOPLAM DE MOLA 10-10MM | 38.15
| XCCRAR1012 | ACOPLAM DE MOLA 10/12MM | 41.316
| XCCRAR1014 | ACOPLAM DE MOLA 10/14MM | 81.144
| XCCRAR1212 | ACOPLAM DE MOLA 12/10MM | 43.776
| XCCRAS0606 | ACOPLAM HOMOC C- FOLE 6-6MM | 84.08
| XCCRAS0610 | ACOPLAM HOMOC C- FOLE 6-10MM | 84.08
| XCCRAS1010 | ACOPLAM HOMOC C- FOLE 10-10MM | 84.08
| XCCRAS1012 | ACOPLAM HOMOC C- FOLE 10-12MM | 84.08
| XCCRE5RN | FIX C- RECUP P- COD EPL XCC15-25-35 | 137.874
| XCCRE5SN | FIX SIMPL COD 58MM EPL XCC15-25-35 | 43.032
| XCCRXS8 | CAB BLIND 100M COD ABS MONO/MULTIV SSI | 1081.91
| XCDR2102P20 | FDC REARM NF+NA AB CRECT02 P- ISOM20 | 43.488
| XCDR2118P20 | FDC REARM NF+NA AB CANG18 P- ISOM20 | 33.9282
| XCDR2121G13 | FDC REARM NF+NA AB CRECT21 P/ PG13 | 38.4602
| XCDR2121P20 | FDC REARM NF+NA AB CRECT21 P- ISOM20 | 38.4602
| XCKD2102G11 | FDC MET OSI NF+NA AB CRECT02 P/PG11 | 30.5395
| XCKD2102P16 | FDC MET OSI NF+NA AB CRECT02 P- ISOM16 | 30.5395
| XCKD2106G11 | FDC MET OSI NF+NA AB CMULT06 P- PG11 | 31.6725
| XCKD2106M12 | FDC MET OSI NF+NA AB CMULT06 C/ LIGM12 | 59.304
| XCKD2106P16 | FDC MET OSI NF+NA AB CMULT06 P- ISOM16 | 31.6725
| XCKD2110G11 | FDC MET OSI NF+NA AB CRECT10 P/ PG11 | 24.8951
| XCKD2110P16 | FDC MET OSI NF+NA AB CRECT10 P- ISOM16 | 24.8951
| XCKD2111P16 | FDC MET OSI NF+NA AB CRECT11 P- ISOM16 | 27.1508
| XCKD2118G11 | FDC MET OSI NF+NA AB CANG18 P- PG11 | 27.1508
| XCKD2118M12 | FDC MET OSI NF+NA AB CANG18 C/ LIGM12 | 45.2376
| XCKD2118P16 | FDC MET OSI NF+NA AB CANG18 P- ISOM16 | 27.1508
| XCKD2121G11 | FDC MET OSI NF+NA AB CRECT21 P- PG11 | 31.6725
| XCKD2121P16 | FDC MET OSI NF+NA AB CRECT21 P- ISOM16 | 31.6725
| XCKD2127G11 | IDP metal PG11 1 sent. ataque vert | 32.7952
| XCKD2127P16 | FDC MET OSI NF+NA AB CRECT27 P- ISOM16 | 32.7952
| XCKD2128P16 | FDC MET OSI NF+NA AB CRECT28 P- ISOM16 | 36.1942
| XCKD2139P16 | FDC MET OSI NF+NA AB CANG39 P- ISOM16 | 48.756
| XCKD2145G11 | FDC MET OSI NF+NA AB CANG45 P/ PG11 | 30.5395
| XCKD2145P16 | FDC MET OSI NF+NA AB CANG45 P- ISOM16 | 30.5395
| XCKD2149P16 | FDC MET OSI NF+NA AB CANG49 P- ISOM16 | 47.5036
| XCKD21H0P16 | FDC MET OSI NF+NA AB CRECTH0 P- ISOM16 | 30.5395
| XCKD21H2P16 | FDC MET OSI NF+NA AB CRECTH0 P- ISOM16 | 52.0459
| XCKD2502P16 | FDC MET OSI NF+NA AD CRECT02 P- ISOM16 | 32.7952
| XCKD2506G11 | FDC MET OSI NF+NA AD CMULT06 P- PG11 | 41.175
| XCKD2506P16 | FDC MET OSI NF+NA AD CMULT06 P- ISOM16 | 41.175
| XCKD2510P16 | FDC MET OSI NF+NA AD CRECT10 P- ISOM16 | 32.95
| XCKD2511P16 | FDC MET OSI NF+NA AD CRECT11 P- ISOM16 | 35.675
| XCKD2518P16 | FDC MET OSI NF+NA AD CANG18 P- ISOM16 | 32.94
| XCKD2521P16 | FDC MET OSI NF+NA AD CRECT21 P- ISOM16 | 32.7952
| XCKD2527P16 | FDC MET OSI NF+NA AD CRECT27 P- ISOM16 | 41.175
| XCKD2528P16 | FDC MET OSI NF+NA AD CRECT28 P- ISOM16 | 46.675
| XCKD2539P16 | FDC MET OSI NF+NA AD CANG39 P- ISOM16 | 50.775
| XCKD2545G11 | FDC MET OSI NF+NA AD CANG45 P- PG11 | 39.8
| XCKD2545P16 | FDC MET OSI NF+NA AD CANG45 P- ISOM16 | 32.7952
| XCKD2549P16 | FDC MET OSI NF+NA AD CANG49 P- ISOM16 | 60.425
| XCKD25H2P16 | FDC MET OSI NF+NA AD CRECTH0 P- ISOM16 | 65.9
| XCKD3906P16EX | FDC MET EX 2NF+NA AB CMULT06 C- ISOM16 | 115.36
| XCKD3910P16EX | FDC MET EX 2NF+NA AB CRECT10 C- ISOM16 | 91.6185
| XCKD3911P16EX | FDC MET EX 2NF+NA AB CANG11 C/ISOM16 | 102.9279
| XCKD3918P16EX | FDC MET EX 2NF+NA AB CANG18 C- ISOM16 | 104.0609
| XCKD3921P16EX | FDC MET EX 2NF+NA AB CRECT21 C- ISOM16 | 115.36
| XCKD3939P16EX | FDC MET EX 2NF+NA AB CANG39 C/ISOM16 | 144.1375
| XCKD3945P16EX | FDC MET EX 2NF+NA AB CANG45 C- ISOM16 | 113.1043
| XCKD3949P16EX | FDC MET EX 2NF+NA AB CANG49 C/ ISOM16 | 159.444
| XCKD39H0P16EX | FDC MET EX 2NF+NA AB CRECTH0 C/ ISOM16 | 111.9919
| XCKJ10511 | FDC MET NF+NA AB CAB ANG11 P- PG13 | 51.6648
| XCKJ10511H29 | FDC MET NF+NA AB CAB ANG11 P- ISOM20 | 52.4888
| XCKJ10513 | FDC MET NF+NA AB CAB ANG13 P- PG13 | 53.4261
| XCKJ10513H29 | FDC MET NF+NA AB CANG13 P- ISOM20 | 52.1798
| XCKJ10541 | FDC MET NF+NA AB CAB ANG41 P- PG13 | 52.8184
| XCKJ10541H29 | FDC MET NF+NA AB CAB ANG41 P- ISOM20 | 53.6321
| XCKJ10543 | FDC MET NF+NA AB CAB ANG41 AJUST P/ PG13 | 65.3638
| XCKJ10559 | FDC MET NF+NA AB CAB ANG59 P- PG13 | 52.8184
| XCKJ10559H29 | FDC MET NF+NA AB CAB ANG59 P- ISOM20 | 52.4888
| XCKJ110511 | FDC MET NF+NA AB CAB ROT P/ PG13 | 77.253
| XCKJ110559 | FDC MET NF-NA AB CAB MULTI59 P- PG13 | 71.6365
| XCKJ1167 | INTERR. DE POSICAO | 69.2263
| XCKJ161 | FDC MET NF+NA AB CAB RECT61 P- PG13 | 44.0119
| XCKJ161H29 | FDC MET NF+NA AB CAB RECT61 P- ISOM20 | 45.629
| XCKJ162 | INTERR. DE POSICION | 45.7835
| XCKJ167 | FDC MET NF+NA AB CAB RECT67 P- PG13 | 46.968
| XCKJ167H29 | FDC MET NF+NA AB CAB RECT67 P- ISOM20 | 45.629
| XCKJ390511H29EX | FDC MET EX 2NF+NA AB CANG11 C- ISOM20 | 153.8408
| XCKJ390513H29EX | FDC MET EX 2NF+NA AB CANG13 C- ISOM20 | 160.8551
| XCKJ390541H29EX | FDC MET EX 2NF+NA AB CANG41 C- ISOM20 | 157.3428
| XCKJ390559H29EX | FDC MET EX 2NF+NA AB CANG59 C/ ISOM20 | 154.9944
| XCKJ3961H29EX | FDC MET EX 2NF+NA AB CRECT61 C- ISOM20 | 137.3917
| XCKJ3967H29EX | FDC MET EX 2NF+NA AB CRECT67 C- ISOM20 | 139.7195
| XCKJ50511 | FDC MET NF+NA AD CAB ANG11 P- PG13 | 50.7172
| XCKJ50511H29 | FDC MET NF+NA AD CAB ANG11 P/ ISOM20 | 52.2622
| XCKJ50513 | FDC MET NF+NA AD CAB ANG13 P- PG13 | 52.7669
| XCKJ50513H29 | FDC MET NF+NA AD CANG13 P- ISOM20 | 53.6527
| XCKJ50541 | FDC MET NF+NA AD CAB ANG41 P- PG13 | 52.1386
| XCKJ50541H29 | FDC MET NF+NA AD CAB ANG41 P- ISOM20 | 55.9084
| XCKJ50559H29 | FDC MET NF+NA AD CAB ANG59 P- ISOM20 | 54.7754
| XCKJ561H29 | FDC MET NF+NA AD CAB RECT61 P- ISO M20 | 47.9362
| XCKJ567H29 | FDC MET NF+NA AD CAB RECT67 P- ISO M20 | 47.1946
| XCKL102 | FDC MET NF+NA AB CAB RECT02 C- PG11 | 60.8009
| XCKL106 | FDC MET NF+NA AB CAB MULT06 C- PG11 | 62.3562
| XCKL110 | FDC MET NF+NA AB CAB RECT10 C- PG11 | 50.9438
| XCKL115 | LIMIT SWITCH | 56.032
| XCKL121 | FDC MET NF+NA AB CAB RECT21 C- PG11 | 62.3871
| XCKL502 | FDC MET NF+NA AD CAB RECT02 C- PG11 | 78.825
| XCKL506 | FDC MET NF+NA AD CAB MULT06 C- PG11 | 80.3625
| XCKL515 | FDC MET NF+NA AD CAB ANG15 C- PG11 | 58.5864
| XCKL521 | FDC MET NF+NA AD CAB RECT21 C- PG11 | 80.3625
| XCKM102 | FDC MET NF+NA AB CAB RECT02 P- PG11 | 40.8601
| XCKM102H29 | FDC MET NF+NA AB CAB RECT02 P- ISOM20 | 41.5296
| XCKM106 | FDC MET NF+NA AB CAB MULT06 P- PG11 | 42.1476
| XCKM106H29 | FDC MET NF+NA AB CAB MULT06 P- ISOM20 | 42.8686
| XCKM110 | FDC MET NF+NA AB CAB RECT10 P- PG11 | 30.694
| XCKM110H29 | FDC MET NF+NA AB CAB RECT10 P- ISOM20 | 31.518
| XCKM115 | FDC MET NF+NA AB CAB ANG15 P- PG11 | 35.8131
| XCKM115H29 | FDC MET NF+NA AB CAB ANG15 P- ISOM20 | 36.3487
| XCKM121 | FDC MET NF+NA AB CAB RECT21 P- PG11 | 42.1476
| XCKM121H29 | FDC MET NF+NA AB CAB RECT21 P- ISOM20 | 42.8274
| XCKM3902H29EX | FDC MET EX 2NF+NA AB CRECT02 C- ISOM20 | 175.306
| XCKM3906H29EX | FDC MET EX 2NF+NA AB CMULT06 C- ISOM20 | 175.306
| XCKM3910H29EX | FDC MET EX 2NF+NA AB CRECT10 C- ISOM20 | 150.998
| XCKM3915H29EX | FDC MET EX 2NF+NA AB CANG15 C- ISOM20 | 175.306
| XCKM3921H29EX | FDC MET EX 2NF+NA AB CRECT02 C/ ISOM20 | 180.4251
| XCKM502 | FDC MET NF+NA AD CAB RECT02 P- PG11 | 44.3209
| XCKM502H29 | FDC MET NF+NA AD CAB RECT02 P- ISOM20 | 44.1355
| XCKM506 | FDC MET NF+NA AD CAB MULT06 P- PG11 | 54.3625
| XCKM506H29 | FDC MET NF+NA AD CAB MULT06 P- ISOM20 | 52.884
| XCKM510H29 | FDC MET NF+NA AD CAB RECT10 P- ISOM20 | 34.0415
| XCKM515 | FDC MET NF+NA AD CAB ANG15 P- PG11 | 38.7795
| XCKM515H29 | FDC MET NF+NA AD CAB ANG15 P- ISOM20 | 39.5108
| XCKM521 | FDC MET NF+NA AD CAB RECT21 P- PG11 | 43.5072
| XCKM521H29 | FDC MET NF+NA AD CAB RECT21 P- ISOM20 | 46.0719
| XCKML102 | FDC MET 2X NF+NA AB CRECT02 P- PG13 | 94.27
| XCKML102H29 | FDC MET 2X NF+NA AB CRECT02 P/ ISOM20 | 97.96
| XCKML110 | FDC MET 2X NF+NA AB CRECT10 P- PG13 | 83.91
| XCKML110H29 | FDC MET 2X NF+NA AB CRECT10 P/ ISOM20 | 86.5
| XCKML115 | FDC MET 2X NF+NA AB CANG15 P- PG13 | 89.1
| XCKML115H29 | FDC MET 2X NF+NA AB CANG15 P/ ISOM20 | 91.59
| XCKML121 | FDC MET 2X NF+NA AB CRECT21 P- PG13 | 95.54
| XCKML121H29 | FDC MET 2X NF+NA AB CRECT21 P- ISOM20 | 99.24
| XCKML502 | FDC MET 2X NF+NA AD CRECT02 P- PG13 | 99.42
| XCKML502H29 | FDC MET 2X NF+NA AD CRECT02 P/ ISOM20 | 103.03
| XCKML510 | FDC MET 2X NF+NA AD CRECT10 P- PG13 | 105.4875
| XCKML510H29 | FDC MET 2X NF+NA AD CRECT10 P/ ISOM20 | 110.0875
| XCKML515 | FDC MET 2X NF+NA AD CANG15 P- PG13 | 111.725
| XCKML515H29 | FDC MET 2X NF+NA AD CANG15 P/ ISOM20 | 111.564
| XCKML521 | FDC MET 2X NF+NA AD CRECT21 P- PG13 | 121.025
| XCKML521H29 | FDC MET 2X NF+NA AD CRECT21 P/ ISOM20 | 125.375
| XCKMR44D2H29 | IDP ASPAS METAL CABEZA GIRADA 4C | 222.8817
| XCKMR54D1 | FDC MET 2X NF+NF AD CRUZ P- PG13 | 236.2717
| XCKMR54D1H29 | FDC MET 2X NF+NF AD CAB CRUZ P- ISOM20 | 232.8109
| XCKMR54D1H29EX | FDC MET EX 2X NF+NF CRUZ C/ ISOM20 | 676.0611
| XCKMR54D2 | FDC MET 2X NF+NF AD CRUZ INV P- PG13 | 236.2717
| XCKMR54D2H29 | FDC MET 2X NF+NF AD CRUZ INV P- ISOM20 | 232.8109
| XCKMR54D2H29EX | FDC MET EX 2X NF+NF CRUZ INV C- ISOM20 | 676.0611
| XCKN2102P20 | FDC PLAST NF+NA AB CRECT02 P- ISOM20 | 16.6036
| XCKN2103P20 | FDC PLAST NF+NA AB CRECT03 P- ISOM20 | 16.6036
| XCKN2106G11 | FDC PLÁST NF+NA AB CMULT06 P/ PG11 | 18.5709
| XCKN2106P20 | FDC PLAST NF+NA AB CMULT06 P- ISOM20 | 17.5924
| XCKN2108P20 | FDC PLAST NF+NA AB CMULT08 P- ISOM20 | 19.5288
| XCKN2110G11 | FDC PLAST NF+NA AB CRECT10 P- PG11 | 12.7102
| XCKN2110P20 | FDC PLAST NF+NA AB CRECT10 P- ISOM20 | 12.7102
| XCKN2118G11 | FDC PLAST NF+NA AB CANG18 P- PG11 | 14.6466
| XCKN2118P20 | FDC PLAST NF+NA AB CANG18 P- ISOM20 | 13.6887
| XCKN2121G11 | FDC PLAST NF+NA AB CRECT21 P- PG11 | 18.5709
| XCKN2121P20 | FDC PLAST NF+NA AB CRECT21 P- ISOM20 | 17.5924
| XCKN2127P20 | FDC PLAST NF+NA AB CRECT27 P- ISOM20 | 18.5709
| XCKN2139G11 | IDP OPT PG11 PALANCAVARIABLE Y ROL | 25.3895
| XCKN2139P20 | FDC PLAST NF+NA AB CANG39 P/ ISOM20 | 25.3895
| XCKN2145G11 | FDC PLAST NF+NA AB CANG45 P- PG11 | 17.5924
| XCKN2145P20 | FDC PLAST NF+NA AB CANG45 P- ISOM20 | 16.6036
| XCKN2149P20 | FDC PLAST NF+NA AB CANG49 P- ISOM20 | 30.2717
| XCKN2539G11 | FDC PLAST NF+NA AD CANG39 P/ PG11 | 27.3465
| XCKN2739G11 | FDC PLAST NF+NF AR CANG39 P/ PG11 | 36.408
| XCKN2910P20 | FDC PLAST NF+NF AB CRECT10 P- ISOM20 | 15.499
| XCKP2101G11 | FDC PL OSI NF+NA AB CRECT01 P- PG11 | 22.5879
| XCKP2101P16 | FDC PL OSI NF+NA AB CRECT01 P- ISOM16 | 22.5879
| XCKP2102G11 | FDC PL OSI NF+NA AB CRECT02 P- PG11 | 28.222
| XCKP2102M12 | FDC PL OSI NF+NA AB CRECT02 C/ LIG M12 | 43.7544
| XCKP2102P16 | FDC PL OSI NF+NA AB CRECT02 P- ISOM16 | 28.222
| XCKP2106G11 | FDC PL OSI NF+NA AB CMULT06 P- PG11 | 29.6537
| XCKP2106P16 | FDC PL OSI NF+NA AB CMULT06 P- ISOM16 | 29.6537
| XCKP2110G11 | FDC PL OSI NF+NA AB CRECT10 P- PG11 | 21.1768
| XCKP2110P16 | FDC PL OSI NF+NA AB CRECT10 P- ISOM16 | 21.1768
| XCKP2111G11 | FDC PL OSI NF+NA AB CRECT11 P- PG11 | 25.4307
| XCKP2111P16 | FDC PL OSI NF+NA AB CRECT11 P- ISOM16 | 25.4307
| XCKP2118G11 | FDC PL OSI NF+NA AB CANG18 P- PG11 | 23.999
| XCKP2118P16 | FDC PL OSI NF+NA AB CANG18 P- ISOM16 | 23.999
| XCKP2121G11 | FDC PL OSI NF+NA AB CRECT21 P- PG11 | 29.6537
| XCKP2121P16 | FDC PL OSI NF+NA AB CRECT21 P- ISOM16 | 29.6537
| XCKP2127G11 | FDC PL OSI NA+NF AB CRECT27 P- PG11 | 31.0648
| XCKP2127P16 | FDC PL OSI NA+NF AB CRECT27 P- ISOM16 | 31.0648
| XCKP2128G11 | FDC PL OSI NF+NA AB CRECT28 P- PG11 | 35.2981
| XCKP2128P16 | FDC PL OSI NF+NA AB CRECT28 P- ISOM16 | 35.2981
| XCKP2139P16 | FDC PL OSI NF+NA AB CANG39 P- ISOM16 | 40.9528
| XCKP2145G11 | FDC PL OSI NF+NA AB CANG45 P- PG11 | 28.222
| XCKP2145M12 | FDC PL OSI NF+NA AB CANG45 C- LIG M12 | 43.7544
| XCKP2145N12 | IDPPL RB ROT L.PL.REGL.NP | 35.2981
| XCKP2145P16 | FDC PL OSI NF+NA AB CANG45 P- ISOM16 | 28.222
| XCKP2149P16 | FDC PL OSI NF+NA AB CANG49 P- ISOM16 | 49.4194
| XCKP2155P16 | FDC PL OSI NF+NA AB CANG55 P- ISOM16 | 26.8212
| XCKP21H0P16 | FDC PL OSI NF+NA AB CRECTH0 P- ISOM16 | 32.88
| XCKP21H2P16 | FDC PL OSI NF+NA AB CRECTH0 P- ISOM16 | 55.0638
| XCKP2502G11 | FDC PL OSI NF+NA AD CRECT02 P- PG11 | 31.0648
| XCKP2502P16 | FDC PL OSI NF+NA AD CRECT02 P- ISOM16 | 31.0648
| XCKP2510G11 | FDC PL OSI NF+NA AD CRECT10 P- PG11 | 23.999
| XCKP2510P16 | FDC PL OSI NF+NA AD CRECT10 P- ISOM16 | 23.999
| XCKP2511G11 | FDC PL OSI NF+NA AD CRECT11 P- PG11 | 28.222
| XCKP2511P16 | FDC PL OSI NF+NA AD CRECT11 P- ISOM16 | 28.222
| XCKP2518G11 | FDC PL OSI NF+NA AD CANG18 P/ PG11 | 26.8212
| XCKP2518P16 | FDC PL OSI NF+NA AD CANG18 P- ISOM16 | 26.8212
| XCKP2521G11 | FDC PL OSI NF+NA AD CRECT21 P/ PG11 | 32.445
| XCKP2521P16 | FDC PL OSI NF+NA AD CRECT21 P- ISOM16 | 32.445
| XCKP2527P16 | FDC PL OSI NA+NF AD CRECT27 P- ISOM16 | 33.887
| XCKP2528P16 | FDC PL OSI NF+NA AD CRECT28 P- ISOM16 | 38.1306
| XCKP2539P16 | FDC PL OSI NF+NA AD CANG39 P- ISOM16 | 42.3536
| XCKP2545G11 | FDC PL OSI NF+NA AD CANG45 P- PG11 | 31.0648
| XCKP2545P16 | FDC PL OSI NF+NA AD CANG45 P- ISOM16 | 31.0648
| XCKS101H29 | FDC PLA ST NF+NA AB CRECT01 P- ISO M20 | 33.7119
| XCKS102H29 | FDC PLA ST NF+NA AB CRECT02 P- ISO M20 | 34.9582
| XCKS131 | FDC PLA ST NF+NA AB CANG31 P- PG13 | 37.4508
| XCKS131H29 | FDC PLA ST NF+NA AB CANG31 P- ISOM20 | 38.6868
| XCKS139 | FDC PLA ST NF+NA AB CANG39 P- PG13 | 47.1019
| XCKS141H29 | FDC PLA ST NF+NA AB CANG41 P- ISOM20 | 41.1897
| XCKS149 | FDC PLA ST NF+NA AB CANG49 P- PG13 | 26.2135
| XCKS149H29 | FDC PLA ST NF+NA AB CANG49 P- ISOM20 | 31.1987
| XCKS159 | FDC PLA ST NF+NA AB CANG59 P- PG13 | 38.6868
| XCKS159H29 | FDC PLA ST NF+NA AB CANG59 P- ISOM20 | 41.1897
| XCKS501 | FDC PLA ST NF+NA AD CRECT01 P- PG13 | 32.3214
| XCKS501H29 | FDC PLA ST NF+NA AD CRECT01 P- ISO M20 | 36.2045
| XCKS502 | FDC PLA ST NF+NA AD CRECT02 P- PG13 | 34.9582
| XCKS531 | FDC PLA ST NF+NA AD CANG31 P- PG13 | 39.9537
| XCKS531H29 | FDC PLA ST NF+NA AD CANG31 P- ISOM20 | 39.5108
| XCKS539 | FDC PLA ST NF+NA AD CANG39 P- PG13 | 48.6984
| XCKS539H29 | FDC PLAST NF+NA AD CANG39 P- ISOM20 | 57.216
| XCKS541 | FDC PLA ST NF+NA AD CANG41 P- PG13 | 40.7159
| XCKS541H29 | FDC PLA ST NF+NA AD CANG41 P- ISOM20 | 50.916
| XCKS549 | FDC PLAST NF+NA AD CANG49 P- PG13 | 27.2332
| XCKS559 | FDC PLA ST NF+NA AD CANG59 P- PG13 | 47.95
| XCKS559H29 | FDC PLA ST NF+NA AD CANG59 P- ISOM20 | 47.436
| XCKT2102G11 | FDC PL OSI NF+NA AB CMULT06 P/ PG11 | 33.2278
| XCKT2102N12 | FDC PL OSI NF+NA AB CRECT02 P/ 1/2p NPT | 38.7898
| XCKT2102P16 | FDC PL OSI NF+NA AB CRECT02 P- ISOM16 | 33.2278
| XCKT2106G11 | FDC PL OSI NF+NA AB CMULT06 P- PG11 | 34.6286
| XCKT2106P16 | FDC PL OSI NF+NA AB CMULT06 P- ISOM16 | 34.6286
| XCKT2110G11 | FDC PL OSI NF+NA AB CRECT10 P- PG11 | 26.2959
| XCKT2110P16 | FDC PL OSI NF+NA AB CRECT10 P- ISOM16 | 26.2959
| XCKT2111G11 | FDC PL OSI NF+NA AB CRECT11 P/ PG11 | 29.0769
| XCKT2111P16 | FDC PL OSI NF+NA AB CRECT11 P- ISOM16 | 29.0769
| XCKT2118G11 | FDC PL MOD NF+NA AB CANG18 P/ PG11 | 27.9027
| XCKT2118P16 | FDC PL OSI NF+NA AB CANG18 P- ISOM16 | 27.9027
| XCKT2121G11 | FDC PL MOD NF+NA AB CRECT21 P/ PG11 | 33.2278
| XCKT2121P16 | FDC PL OSI NF+NA AB CRECT21 P- ISOM16 | 33.2278
| XCKT2139P16 | FDC PL OSI NF+NA AB CANG39 P- ISOM16 | 54.1875
| XCKT2145G11 | FDC PL OSI NF+NA AB CANG45 P- PG11 | 33.2278
| XCKT2145P16 | FDC PL OSI NF+NA AB CANG45 P- ISOM16 | 33.2278
| XCKT21H0P16 | FDC PL OSI NF+NA AB CRECTH0 P- ISOM16 | 40.325
| XCKT21H2P16 | FDC PL OSI NF+NA AB CRECTH0 P- ISOM16 | 70.6125
| XCKVR44D1H29 | IDP ASPAS PLASTICO CABEZA ESTANDAR 4C | 122.3434
| XCKVR54D1H29 | FDC MET 1X NF+NF AD CAB CRUZ P/ ISOM20 | 129.4092
| XCKVR54D2H29 | FDC MET 1X NF+NF AD CAB CRUZ P/ ISOM20 | 129.4092
| XCKW131 | IDP PL WIRELESS ROLD PLAST | 117.63
| XCKW143 | IDP PL WIRELESS ROLD PLAST AJUST | 125.81
| XCKW159 | IDP PL WIRELESS ROLD PLAST 6MM | 118.82
| XCKWD31 | KIT IDP WIRELESS ROLD+RECEP 2 RELE | 302.9
| XCKZ01 | ELEMENTO CONTACTO | 39.12
| XCMD2101L1 | FDC MET OSI MIN NA+NF AB CANG01 CAB1M | 42.7244
| XCMD2102C12 | FDC LIG NA+NF BOT ROD MET | 62.5004
| XCMD2102L1 | FDC MET OSI MIN NA+NF AB CRECT02 CAB1M | 46.9268
| XCMD2102L10 | FDC MET OSI MIN NA+NF AB CRECT02 CAB10M | 76.8792
| XCMD2102L2 | FDC MET OSI MIN NA+NF AB CRECT02 CAB2M | 50.5112
| XCMD2102L3 | FDC MET OSI MIN NA+NF AB CRECT02 CAB3M | 56.5264
| XCMD2102L5 | FDC MET OSI MIN NA+NF AB CRECT02 CAB5M | 62.5416
| XCMD2102M12 | FDC LIG NA+NF ACC BRUSCA | 62.5004
| XCMD2106L1 | FDC MET OSI MIN NA+NF AB CMULT06 CAB1M | 48.8117
| XCMD2106M12 | FDC LIG NA+NF ACC BRUSCA BOT E ROD METAL | 65.8067
| XCMD2110C12 | FDC MET OSI MIN NA+NF AB CRECT10 LGM12 | 58.6276
| XCMD2110L1 | FDC MET OSI MIN NA+NF AB CRECT10 CAB1M | 40.891
| XCMD2110L2 | FDC MET OSI MIN NA+NF AB CRECT10 CAB2M | 45.1552
| XCMD2110L5 | FDC MET OSI MIN NA+NF AB CRECT10 CAB5M | 58.5864
| XCMD2110M12 | FDC LIG NA+NF ACC BRUSCA BOT METAL | 58.6276
| XCMD2111L1 | FDC MET OSI MIN NA+NF AB CRECT11 CAB1M | 44.4857
| XCMD2115C12 | FDC MET OSI MIN NA+NF AB CANG LIG M12 | 59.8224
| XCMD2115L1 | FDC MET OSI MIN NA+NF AB CANG15 CAB1M | 43.2909
| XCMD2115L10 | IDP 1NA 1NC RUPT.BRUSCA 10M | 76.8895
| XCMD2115L5 | FDC MET OSI MIN NA+NF AB CANG15 CAB5M | 59.8018
| XCMD2115M12 | FDC MET OSI MIN NA+NF AB CANG LIG M12 | 59.8224
| XCMD2116C12 | FDC LIG NA+NF ACC BRUSCA AL C/ ROD METAL | 61.8206
| XCMD2116L1 | FDC MET OSI MIN NA+NF AB CANG16 CAB1M | 44.4857
| XCMD2116M12 | FDC LIG NA+NF ACC BRUSCA AL C- ROD METAL | 61.8206
| XCMD2117C12 | FDC MET OSI MIN NA-NF AB CANG LIG M12 | 74.1806
| XCMD2117L1 | FDC MET OSI MIN NA+NF AB CANG17 CAB1M | 57.3813
| XCMD2117M12 | FDC LIG NA+NF ACC BRUSCA AL C/ROD ROLAM | 74.1806
| XCMD2124C12 | FDC MET OSI MIN NA+NF AB CRECT24 LGM12 | 76.6011
| XCMD2124L1 | FDC MET OSI MIN NA+NF AB CRECT24 CAB1M | 61.0378
| XCMD2124M12 | FDC MET LIG NA+NF AB AL C/ROD METAL | 89.244
| XCMD2145C12 | IDP M12 5 pins pal. var. y rold pla | 64.6222
| XCMD2145L1 | FDC MET OSI MIN NA+NF AB CANG45 CAB1M | 46.9268
| XCMD2145M12 | FDC MET OSI MIN NA+NF AB CANG45 LGM12 | 64.6222
| XCMD21F0L1 | FDC MET OSI MIN NA+NF AB CRECTF0 CAB1M | 47.6169
| XCMD21F0L2 | FDC MET OSI MIN NA+NF AB CRECTF0 CAB2M | 50.058
| XCMD21F0L3 | FDC MET OSI MIN NA+NF AB CRECTF0 CAB3M | 57.3813
| XCMD21F0L5 | FDC MET OSI MIN NA+NF AB CRECTF0 CAB5M | 63.4686
| XCMD21F2C12 | FDC LIG NA+NF ACC BRUSCA BOT C/ FOLE MET | 86.1698
| XCMD21F2L1 | FDC MET OSI MIN NA+NF AB CRECTF2 CAB1M | 68.5465
| XCMD21F2L5 | FDC MET OSI MIN NA+NF AB CRECTF2 CAB5M | 86.6642
| XCMD21G1L1 | FDC MET OSI MIN NA+NF AB CRECTG1 CAB1M | 70.7919
| XCMD2502L1 | FDC MET OSI MIN NA+NF AD CRECT02 CAB1M | 50.058
| XCMD2510L1 | FDC MET OSI MIN NA+NF AD CRECT10 CAB1M | 43.9295
| XCMD2511L1 | FDC MET OSI MIN NA+NF AD CRECT11 CAB1M | 46.3912
| XCMD2515L1 | FDC MET OSI MIN NA+NF AD CANG15 CAB1M | 45.7423
| XCMD2516L1 | FDC MET OSI MIN NA+NF AD CANG16 CAB1M | 46.9989
| XCMD2545L1 | FDC MET OSI MIN NA+NF AD CANG45 CAB1M | 50.058
| XCMD25F0L1 | FDC MET OSI MIN NA+NF AD CRECTF0 CAB1M | 50.058
| XCMD25F0L3 | FDC MET OSI MIN NA+NF AD CRECTF0 CAB3M | 69.324
| XCMD25F2L1 | FDC MET OSI MIN NA+NF AD CRECTF2 CAB1M | 72.0073
| XCMD25F2L2 | FDC MET OSI MIN NA+NF AD CRECTF2 CAB2M | 75.6741
| XCMD4102L5EX | FDC MET EX 2NF+2NA AB CRECT02 CAB 5M | 203.837
| XCMD4110L5EX | FDC MET EX 2NF+2NA AB CRECT10 CAB 5M | 187.975
| XCMD4115L5EX | FDC MET EX 2NF+2NA AB CANG15 CAB 5M | 196.4931
| XCMD4116L5EX | FDC MET EX 2NF+2NA AB CANG16 CAB 5M | 196.4931
| XCMD4124L5EX | FDC MET EX 2NF+2NA AB CRECT24 CAB 5M | 238.0124
| XCMD4145L5EX | FDC MET EX 2NF+2NA AB CANG45 CAB 5M | 203.837
| XCMD41F0L5EX | FDC MET EX 2NF+2NA AB CRECTF0 CAB 5M | 203.837
| XCMD41F2L5EX | FDC MET EX 2NF+2NA AB CRECTF2 CAB 5M | 263.6491
| XCMD41G1L5EX | FDC MET EX 2NF+2NA AB CRECTG1 CAB 5M | 264.8851
| XCMN2102L1 | FDC PLA ST MIN NA+NF AB CRECT02 CAB 1M | 36.3178
| XCMN2102L2 | FDC PLAST MIN NA+NF AB CRECT02 CAB 2M | 39.1091
| XCMN2102L3 | FDC PLAST MIN NA+NF AB CRECT02 CAB 2M | 41.8901
| XCMN2102L5 | FDC PLAST MIN NA+NF AB CRECT02 CAB 5M | 40.685
| XCMN2103L1 | FDC PLA ST MIN NA+NF AB CRECT03 CAB 1M | 36.3178
| XCMN2103L5 | FDC CABO 1M NA+NF ACC BRUSCA BOT/ROD MET | 50.2743
| XCMN2106L1 | FDC PLA ST MIN NA+NF AB CMULT06 CAB 1M | 37.7186
| XCMN2107L1 | FDC PLA ST MIN NA+NF AB CMULT07 CAB 1M | 40.4996
| XCMN2110L1 | FDC PLAST MIN NA+NF AB CRECT10 CAB 1M | 29.3241
| XCMN2115L1 | FDC PLA ST MIN NA+NF AB CANG15 CAB 1M | 32.1257
| XCMN2121L1 | FDC PLA ST MIN NA+NF AB CRECT21 CAB 1M | 37.7186
| XCMN2145L1 | FDC PLA ST MIN NA+NF AB CANG45 CAB 1M | 36.3178
| XCMN2159L1 | FDC PLA ST MIN NA+NF AB CANG59 CAB 1M | 33.5265
| XCMN21F0L1 | FDC PLA ST MIN NA+NF AB CRECTF0 CAB 1M | 36.3178
| XCMN21F0L2 | IDP opt 2m cable pulsador met lico M12 | 39.1091
| XCMN21F2L1 | FDC PLA ST MIN NA+NF AB CRECTF2 CAB 1M | 61.4601
| XCMN21F3L1 | FDC PLA ST MIN NA+NF AB CRECTF3 CAB 1M | 61.4601
| XCNR2102P20 | FDC REARM NA+NF AB CRECT02 P- ISOM20 | 29.9009
| XCNR2110P20 | FDC REARM NA+NF AB CRECT10 P- ISOM20 | 22.7733
| XCNR2118G11 | FDC REARM NA+NF AB CANG18 P- PG11 | 31.075
| XCNR2118P20 | FDC REARM NA+NF AB CANG18 P- ISOM20 | 24.1947
| XCNR2121P20 | FDC REARM NA+NF AB CRECT21 P- ISOM20 | 31.3017
| XCNR2502P20 | FDC REARM NA+NF AD CRECT02 P- ISOM20 | 41.4625
| XCNR2518G11 | FDC REARM NA+NF AD CANG18 P- PG11 | 29.9009
| XCNR2518P20 | FDC REARM NA+NF AD CANG18 P- ISOM20 | 29.9009
| XCNR2902P20 | IDP DE REARME XCKN ROLD NC+NC | 34.836
| XCNT2110P16 | FDC PLAST COMP NA+NF AB CMULT10 P/ ISOM | 13.9565
| XCNT2118P16 | INTERRUPTOR DE POSICION 1NA 1NC | 16.1298
| XCNT2121P16 | FDC NA+NF | 20.4146
| XCNT2149P16 | FDC PL MOD NF+NA AB CANG49 P/ ISOM16 | 41.7125
| XCNTR2102P16 | FDC RESET MAN NA+NF SR P/ ISOM16 | 41.7875
| XCNTR2121G11 | FDC RESET MAN NA+NF SR P/ PG11 | 41.964
| XCPR2102P20 | FDC REARM NF+NA AB CRECT02 P- ISOM20 | 34.2784
| XCPR2110P20 | FDC REARM NF+NA AB CRECT10 P- ISOM20 | 28.7988
| XCPR2118G13 | FDC REARM NF+NA AB CANG18 P/ PG13 | 30.1687
| XCPR2118P20 | FDC REARM NF+NA AB CANG18 P- ISOM20 | 30.1687
| XCPR2119P20 | FDC REARM NF+NA AB CANG19 P- ISOM20 | 41.544
| XCPR2121G13 | FDC REARM NF+NA AB CRECT21 P/ PG13 | 35.6586
| XCPR2121P20 | FDC REARM NF+NA AB CRECT21 P- ISOM20 | 35.6586
| XCPR2127P20 | FDC REARM NF+NA AB CRECT27 P- ISOM20 | 43.152
| XCPR2502P20 | FDC REARM NF+NA AD CRECT02 P- ISOM20 | 37.0388
| XCPR2510P20 | FDC REARM NF+NA AD CRECT10 P- ISOM20 | 35.148
| XCPR2518P20 | FDC REARM NF+NA AD CANG18 P- ISOM20 | 32.9188
| XCPR2519P20 | FDC REARM NF+NA AD CANG19 P- ISOM20 | 44.95
| XCPR2521P20 | FDC REARM NF+NA AD CRECT21 P- ISOM20 | 38.4087
| XCPR2527P20 | FDC REARM NF+NA AD CRECT27 P- ISOM20 | 48.2375
| XCRA11 | FDC ACT 2 CONTS P- DIR HASTE QUA 6MM | 194.24
| XCRA12 | FDC ACT 2 CONTS P- DIR HASTE ROD 30MM | 211.18
| XCRA15 | FDC ACT 2 CONTS P- DIR HASTE ROD 50MM | 222.53
| XCRA51 | FDC ACT 2 CONTS P- DIR HASTE QUA 6MM | 236.412
| XCRA52 | FDC ACT 2 CONTS P- DIR HASTE ROD 30MM | 222.53
| XCRA55 | FDC ACT 2 CONTS P- DIR HASTE ROD 50MM | 225.1
| XCRB11 | FDC ACT 1 CONT P- DIR HASTE QUA 6MM | 198.12
| XCRB12 | FDC ACT 1 CONT P- DIR HASTE ROD 30MM | 211.18
| XCRB15 | FDC ACT 1 CONT P- DIR HASTE ROD 50MM | 222.53
| XCRB51 | FDC ACT 1 CONT P/DIR HASTE ROD 30MM | 204.89
| XCRB52 | FDC ACT 1 CONT P- DIR HASTE ROD 30MM | 267.4625
| XCRB55 | FDC ACT 1 CONT P- DIR HASTE ROD 50MM | 259.728
| XCRE18 | FDC ACT 2 CONTS P- DIR HASTE CRUZ | 198.12
| XCRE181 | FDC ACT 2 CONTS P- DIR HASTE CRUZ | 265.96
| XCRE181EX | FDC EX ACT 2 CONTS P-DIR HAST CRUZ | 565.83
| XCRE58 | FDC ACT 2 CONTS P- DIR HASTE CRUZ | 200.95
| XCRF17 | FDC ACT 1 CONT P- DIR HASTE CRUZ | 198.12
| XCRF171EX | FDC EX ACT 1 CONT P-DIR HASTE T | 565.83
| XCRF57 | FDC ACT 1 CONT P- DIR HASTE CRUZ | 204.89
| XCRJ11 | INT. DE POSICAO | 222.53
| XCRJ551 | INT FIM CURSO | 390.775
| XCRK111 | INT FIM CURSO | 290.36
| XCRT115 | FDC MET DET DES 2XNF-NA HASTE ZINCO | 276.8
| XCRT115EX | FDC MET EX DET DES 2xNF-NA HASTE ZINCO | 791.06
| XCRT215 | FDC MET DET DES 2XNF-NA HASTE INOX | 390.8
| XCRT215EX | FDC MET EX DET DES 2xNF-NA HASTE INOX | 1118.08
| XCRT315 | FDC POLY DET DES 2XNF-NA HASTE INOX | 725.93
| XCRZ02 | HASTE COM RODIZIO | 32.625
| XCRZ03 | HASTE QUAD 200MM | 3.9346
| XCRZ04 | HASTE QUAD 300MM | 5.43
| XCRZ05 | ALAVANCA+RODIZIO | 39.34
| XCRZ09 | DISP FIX RAPIDA P/ XCR | 71.91
| XCRZ12 | BLOCO DE CONTACTOS | 95.496
| XCRZ42 | BL 2 CONT | 67.83
| XCRZ901 | BLOCO DE CONTA | 96.35
| XCRZ902 | ALAVANCA | 135.69
| XCRZ903 | ALAVANCA | 170.652
| XCSA501 | INT SEG MET NF+2NA AD S-ENCR | 86.6467
| XCSA502 | INT SEG MET NF+2NA AD S-ENCR | 84.6629
| XCSA502EX | INT SEG MET EX NF+2NA AD S-ENCR | 226.1046
| XCSA511 | INT SEG MET NF+2NA AD S-ENCR LED CA-CC | 96.6305
| XCSA701 | INT SEG MET 2NF+NA AD S-ENCR | 86.6467
| XCSA702 | INT SEG MET 2NF+NA AD S-ENCR | 80.9364
| XCSA702EX | INT SEG MET EX 2NF+NA AD ENCR CH | 226.1046
| XCSA703 | INT SEG MET 2NF+NA AD S/ENCR | 93.6363
| XCSA711 | INT SEG MET 2NF+NA AD S-ENCR LED CA-CC | 96.6305
| XCSA712 | INT SEG MET 2NF+NA AD S-ENCR LED CA-CC | 93.4879
| XCSA721 | INT SEG MT 2NF+NA AD S-ENCR LED CA | 95.7035
| XCSA801 | INT SEG MET 3NF AD S-ENCR | 86.6467
| XCSA802 | INT SEG MET 2NF+NA AD S/ENCR P/ISO M20 | 86.6467
| XCSB501 | INT SEG MET NF+2NA ENCR BOT | 126.2945
| XCSB502 | INT SEG MET NF+2NA ENCR BOT P/ ISOM20 | 121.9468
| XCSB701 | INT SEG MET 2NF+NA ENCR BOT | 126.2945
| XCSB702 | INT SEG MET 2NF+NA ENCR BOT | 126.2945
| XCSB703 | INT SEG MET 2NF+NA ENCR BOT | 132.7557
| XCSB801 | INT SEG MET 3NF AD ENCR BOT | 136.5876
| XCSC501 | INT SEG MET NF+2NA ENCR CH | 126.2945
| XCSC502 | INT SEG MET NF+2NA ENCR CH | 123.5691
| XCSC701 | INT SEG MET 2NF+NA ENCR CH | 126.2945
| XCSC702 | INT SEG MET 2NF+NA ENCR CH | 123.3466
| XCSC801 | INT SEG MET 3NF ENCR CH | 126.2945
| XCSD3702G13 | FDC SEG MT 2NF+NA AD CRECT02 P/ PG13 | 59.5296
| XCSD3702P20 | FDC SEG MT 2NF+NA AD CRECT02 P/ ISOM20 | 59.5296
| XCSD3710P20 | FDC SEG MT 2NF+NA AD CRECT10 P/ ISOM20 | 60.102
| XCSD3718G13 | IPS.M.O+O+F RL.PEPG13,5 | 55.7762
| XCSD3718P20 | FDC SEG MT 2NF+NA AD CANG18 P- ISOM20 | 56.5934
| XCSD3719P20 | FDC SEG MT 2NF+NA AD CANG19 P/ ISOM20 | 61.0893
| XCSD3902G13 | FDC SEG MT 2NF+NA AB CRECT02 P- PG13 | 52.9132
| XCSD3902P20 | FDC SEG MT 2NF+NA AB CRECT02 P- ISOM20 | 52.9132
| XCSD3910P20 | FDC SEG MT 2NF+NA AB CRECT10 P- ISOM20 | 44.0856
| XCSD3918P20 | FDC SEG MT 2NF+NA AB CANG18 P/ ISOM20 | 52.0884
| XCSD3919G13 | IPS.M.O+O+F RB.PEPG13,5 | 56.5718
| XCSD3919P20 | FDC SEG MT 2NF+NA AB CANG19 P- ISOM20 | 56.5718
| XCSDM379102 | INT MAG COD MOD INT SIL2/CAT3 CAB 2M | 272.1579
| XCSDM379110 | INT MAG COD MOD INT SIL2/CAT3 CAB 10M | 291.0224
| XCSDM480110 | INT MAG COD MÓD INT SIL3/CAT4 CAB 10M | 327.574
| XCSDM4801M12 | INT MAG COD MOD INT SIL3/CAT4 LIG M12 | 321.8451
| XCSDMC59010 | INT. MAGNÉTICO SEG. PEQUEÑO | 76.8205
| XCSDMC59010EX | INT MAG COD EX 5/15 NF+NA CAB 10M | 116.9132
| XCSDMC5902 | INT MAG COD 5-15 NF+NA CAB 2M | 58.7069
| XCSDMC5902EX | INT MAG COD EX 5/15 NF+NA CAB 2M | 91.9028
| XCSDMC5905 | INT MAG COD 5/15 NF+NA CAB 5M | 65.2515
| XCSDMC590L01M8 | INT MAG COD 5-15 NF+NA CAB-LIGM8 | 69.7104
| XCSDMC5912 | INT MAG COD 5-15 NF+NA LED CAB 2M | 62.6281
| XCSDMC5915 | INT MAG COD 5/15 NF+NA LED CAB 5M | 69.1264
| XCSDMC591L01M8 | INT MAG COD 5/15 NF+NA LED CAB/LIGM8 | 73.2052
| XCSDMC79010EX | INT MAG COD EX 5/15 2NA CAB 10M | 116.9132
| XCSDMC7902 | INT MAG COD 5-15 2NA CAB 2M | 58.7069
| XCSDMC7902EX | INT MAG COD EX 5/15 2NA CAB 2M | 91.9028
| XCSDMC7905 | INT MAG COD 5-15 2NA CAB 5M | 65.2515
| XCSDMC790L01M8 | INT MAG COD 5-15 2NA CAB-LIGM8 | 69.7104
| XCSDMC7912 | INT MAG COD 5-15 2NA LED CAB 2M | 62.6281
| XCSDMC791L01M8 | INT MAG COD 5/15 2NA LED CAB/LIGM8 | 73.5018
| XCSDMP50010 | INT MAG COD SEG 8/20 2NF+NA LED CAB 10M | 90.1181
| XCSDMP5002 | INT MAG COD 8-20 1NF+2NA CAB 2M | 67.9398
| XCSDMP5005 | INT MAG COD 8/20 2NF+NA CAB 5M | 77.9329
| XCSDMP500L01M12 | INT.MAG.SEG.GRANDE M12 | 95.4625
| XCSDMP50110 | INT MAG COD SEG 8/20 NF+2NA LED CAB 10M | 94.4798
| XCSDMP5012 | INT MAG COD 8-20 2NF+NA LED CAB 2M | 71.8054
| XCSDMP5015 | INT. MAGNÉTICO SEG. GRANDE | 84.0047
| XCSDMP5902 | INT MAG COD 8-20 NF+NA CAB 2M | 61.321
| XCSDMP5905 | INT MAG COD 8/20 NF+NA CAB 5M | 66.5308
| XCSDMP590L01M12 | INT MAG COD 8-20 NF+NA CAB-LIGM12 | 70.9711
| XCSDMP59110 | INT MAG COD 8/20 NF+NA LED CAB 10M | 82.1971
| XCSDMP5912 | INT MAG COD 8-20 NF+NA LED CAB 2M | 65.2515
| XCSDMP591L01M12 | INT MAG COD 8-20 NF+NA LED CAB-LIGM12 | 74.8552
| XCSDMP70010 | INT MAG COD 8-20 2NA+NF CAB 10M | 89.7058
| XCSDMP7002 | INT MAG COD 8-20 1NA+2NF CAB 2M | 73.8355
| XCSDMP7005 | INT MAG COD 8/20 2NA+NF CAB 5M | 83.0314
| XCSDMP700L01M12 | INT MAG COD 8/20 2NA+NF CAB/LIGM12 | 89.9746
| XCSDMP70110 | INT MAG COD 8-20 2NA+NF LED CAB 10M | 93.9885
| XCSDMP7012 | INT MAG COD 8-20 2NA+NF LED CAB 2M | 71.4439
| XCSDMP7015 | INT MAG COD 8/20 2NA+NF LED CAB 5M | 80.3431
| XCSDMP701L01M12 | INT MAG COD 8/20 2NA+NF LED CAB/LIGM12 | 93.7939
| XCSDMP79010 | INT MAG COD 8/20 2NA CAB 10M | 78.2944
| XCSDMP7902 | INT MAG COD 8-20 2NA CAB 2M | 61.321
| XCSDMP7905 | INT MAG COD 8/20 2NA CAB 5M | 66.5308
| XCSDMP790L01M12 | INT MAG COD 8-20 2NA CAB-LIGM12 | 70.9711
| XCSDMP791L01M12 | INT MAG COD 8/20 2NA LED CAB/LIGM12 | 75.6061
| XCSDMR59010 | INT MAG COD 8/20 NF+NA CAB 10M | 75.6525
| XCSDMR5902 | INT MAG COD 8-20 NF+NA CAB 2M | 63.0823
| XCSDMR590L01M12 | INT MAG COD 8/20 NF+NA CAB/LIGM12 | 74.1229
| XCSDMR5912 | INT MAG COD 8-20 NF+NA LED CAB 2M | 61.5621
| XCSDMR591L01M12 | INT MAG COD 8-20 NF+NA LED CAB-LIGM12 | 72.8344
| XCSDMR79010 | INT MAG COD 8/20 2NA CAB 10M | 77.9236
| XCSDMR7902 | INT MAG COD 8/20 2NA CAB 2M | 58.7069
| XCSDMR790L01M12 | INT MAG COD 8/20 2NA CAB/LIGM12 | 70.9433
| XCSDMR7912 | INT MAG COD 8-20 2NA LED CAB 2M | 65.0105
| XCSDMR7915 | INT MAG COD 8/20MM 2NA LED CAB 5M | 68.4219
| XCSDMR791L01M12 | INT MAG COD 8-20 2NA LED CAB-LIGM12 | 76.0418
| XCSE5311 | INT SEG MET NF+2NA ENCR EMAG 24V | 349.4975
| XCSE5312 | INT SEG MET NF+2NA ENCR EMAG 24V | 337.6968
| XCSE5313 | INT SEG MET NF+2NA ENCR EMAG 24V | 367.2496
| XCSE5321 | INT SEG MET NF+2NA ENCR EMAG 48V | 337.6968
| XCSE5331 | INT SEG MET NF+2NA ENCR EMAG 110-120V | 387.8012
| XCSE5341 | INT SEG MET NF+2NA ENCR EMAG 220-240V | 387.8012
| XCSE5342 | INT SEG MET NF+2NA ENCR EMAG 220-240V | 374.8046
| XCSE5511 | INT SEG MET NF+2NA ENCR EMAG 24V | 377.8545
| XCSE5512 | INT SEG MET NF+2NA ENCR EMAG 24V | 391.1013
| XCSE5541 | INT SEG MET NF+2NA ENCR EMAG 220-240V | 387.8012
| XCSE7311 | INT SEG MET 2NF+NA ENCR EMAG 24V | 349.4975
| XCSE731122 | INT SEG MET 2NF+NA ENCR EMAG 24V | 436.5985
| XCSE731123 | INT SEG MET 2NF+NA ENCR EMAG 24V | 436.5985
| XCSE7312 | INT SEG MET 2NF+NA ENCR EMAG 24V | 337.6968
| XCSE7313 | INT SEG MET 2NF+NA ENCR EMAG 24V | 354.9019
| XCSE7321 | INT SEG MET 2NF+NA ENCR EMAG 48V | 334.3133
| XCSE7331 | INT SEG MET 2NF+NA ENCR EMAG 110-120V | 387.8012
| XCSE7341 | INT SEG MET 2NF+NA ENCR EMAG 220-240V | 387.8012
| XCSE7412 | SAFETY INTERLOCKING SWITCH M20 | 501.3401
| XCSE7511 | INT SEG MET 2NF+NA ENCR EMAG 24V | 349.4975
| XCSE8311 | INT SEG MET 3NF ENCR EMAG 24V | 349.4975
| XCSE8312 | INT SEG MET 3NF ENCR EMAG 24V | 349.4975
| XCSE8313 | INT SEG MET 3NF ENCR EMAG | 377.289
| XCSE8341 | INT SEG MET 3NF ENCR EMAG 220-240V | 387.8012
| XCSLE2525312 | INT SEG PL ENCR S/U 2NF 2NA M20 24V | 146.2343
| XCSLE2525342 | INT SEG PL ENCR S/U 2NF 2NA M20 220-240V | 158.4243
| XCSLE2525512 | INT SEG PL ENCR C/U 2NA 2NA M20 24V | 170.6051
| XCSLE2525542 | INT SEG PL ENCR C/U 2NF 2NA M20 230VCA/C | 198.7632
| XCSLE2727312 | INT SEG PL ENCR S/U 2NF 2NA M20 24V | 146.2343
| XCSLE2727512 | INT SEG PL 4NC M20 120 | 170.6051
| XCSLE3535312 | INT SEG PL ENCR S/U 2NF 4NA M20 24V | 210.6329
| XCSLE3737312 | INT SEG PL ENCR S/U 4NF 2NA M20 24V | 210.6329
| XCSLE3838312 | INT SEG PL ENCR S/U 6NF M20 24V | 210.6329
| XCSLF2525312 | INT SEG MET ENCR EMAG2NF 2NA M20 24V | 182.7859
| XCSLF2525342 | INT SEG MET ENCR EMAG 2NF 2NA 220-240VCA | 194.9666
| XCSLF2725312 | INT SEG MET ENCR S/U 2NF M20 24V | 194.9666
| XCSLF2727312 | INT SEG MET ENCR S/U 2NF M20 24V 2NF | 182.7859
| XCSLF3535312 | INT SEG MET ENCR S/U 2NF 4NA M20 24V | 312.2692
| XCSLF3535332 | INT SEG MET ENCR S/U 2NF 4NA M20 110-120 | 324.5334
| XCSLF3535342 | INT SEG MET ENCR S/U 2NF 4NA M20 120-240 | 324.5334
| XCSLF3535412 | Int. seg electroimán 2NC 4NA con seta | 390.2206
| XCSLF3535512 | INT SEG MET ENCR EMAG C/U 2NF 4NA M20 24 | 324.5334
| XCSLF3737312 | INT SEG MET ENCR S/U 4NF 2NA M20 24V | 300.0328
| XCSLF3737332 | Int. seguridad metal electroimán 4NC 2NA | 324.5334
| XCSLF3737342 | INT SEG MET ENCR S/U 4NF 2NA M20 220-240 | 324.5334
| XCSLF3737412 | INT SEG MET ENCR S/U 4NF 2NA C/ BOT CDG- | 390.2206
| XCSLF3837512 | INT SEG MET ENCR C/U 6NF M20 24V | 360.0375
| XCSLF3838312 | INT SEG MET ENCR S/U 6NF M20 24V | 300.0328
| XCSM3710L1 | FDC SEG PL 2NF+NA AD CRECT10 CAB 1M | 76.2272
| XCSM3710L5 | FDC SEG PL 2NF+NA AD CRECT10 CAB 5M | 107.6868
| XCSM3716L1 | FDC SEG PL 2NF+NA AD CANG16 CAB 1M | 99.2025
| XCSM3902L1 | FDC SEG PL 2NF+NA AB CRECT02 CAB 1M | 83.8842
| XCSM3902L2 | FDC SEG PL 2NF+NA AB CRECT02 CAB 2M | 87.4161
| XCSM3902L5 | FDC SEG PL 2NF+NA AB CRECT02 CAB 5M | 101.831
| XCSM3910L1 | FDC SEG PL 2NF+NA AB CRECT10 CAB 1M | 75.912
| XCSM3910L2 | FDC SEG PL 2NF+NA AB CRECT10 CAB 2M | 78.8228
| XCSM3910L5 | FDC SEG PL 2NF+NA AB CRECT10 CAB 5M | 93.8773
| XCSM3915L1 | FDC SEG PL 2NF+NA AB CANG15 CAB 1M | 81.0847
| XCSM3916L1 | FDC SEG PL 2NF+NA AB CANG16 CAB 1M | 84.2643
| XCSM3916L5 | FDC SEG PL 2NF+NA AB CANG16 CAB 5M | 99.2446
| XCSM4102L1 | FDC SEG PL 2NF+2NA AB CRECT02 CAB 1M | 89.0198
| XCSM4102L5 | FDC SEG PL 2NF+2NA AB CRECT02 CAB 5M | 107.4486
| XCSM4110L1 | FDC SEG PL 2NF+2NA AB CRECT10 CAB 1M | 80.2689
| XCSM4110L5 | FDC SEG PL 2NF+2NA AB CRECT10 CAB 5M | 98.4381
| XCSM4115L1 | FDC SEG PL 2NF+2NA AB CANG15 CAB 1M | 84.4775
| XCSM4116L1 | FDC SEG PL 2NF+2NA AB CANG16 CAB 1M | 87.5088
| XCSM4116L5 | FDC SEG PL 2NF+2NA AB CANG16 CAB 5M | 103.722
| XCSMP59L2 | INT SEG PL NF+NA ADD CAB 2M | 62.7301
| XCSMP59L5 | INT SEG PL NF+NA ADD CAB 5M | 71.6015
| XCSMP70L10 | INT SEG PL NF+NF+NA ADD CAB 10M | 98.1415
| XCSMP70L2 | INT SEG PL NF+NF+NA ADD CAB 2M | 67.3836
| XCSMP70L5 | INT SEG PL NF+NF+NA ADD CAB 5M | 77.1542
| XCSMP79L2 | INT SEG PL NF+NF AD CAB 2M | 62.7301
| XCSMP80L2 | INT SEG PL NF+NF+NF AD CAB 2M | 81.7763
| XCSMP80L5 | INT SEG PL NF+NF+NF AD CAB 5M | 77.1542
| XCSP3902G13 | FDC SEG PL 2NF+NA AB CRECT02 P/ PG13 | 41.7643
| XCSP3902P20 | IPS.P.O+O+F RB.PEM20 | 41.7643
| XCSP3910P20 | FDC SEG PL 2NF+NA AB CRECT10 P/ ISOM20 | 33.6303
| XCSP3918G13 | FDC SEG PL 2NF+NA AB CANG18 P/ PG13 | 38.6849
| XCSP3918P20 | FDC SEG PL 2NF+NA AB CANG18 P- ISOM20 | 39.078
| XCSP3919G13 | FDC SEG PL 2NF+NA AB CANG19 P/ PG13 | 49.7988
| XCSP3919P20 | FDC SEG PL 2NF+NA AB CANG19 P/ ISOM20 | 43.159
| XCSPA191 | INT SEG PLAST NF+NA AB S/ENCR P/ PG11 | 36.0232
| XCSPA192 | INT SEG PLAST NF+NA AB S-ENCR | 36.5508
| XCSPA291 | INT SEG PLAST NF+NF S-ENCR | 36.1994
| XCSPA292 | INT SEG PLAST 2NA AB S-ENCR | 36.5508
| XCSPA391 | INT SEG PLAST NF+NA+NA AB S-ENCR | 44.9172
| XCSPA491 | INT SEG PLAST 2NF+NA AB S/ENCR P/PG11 | 39.1248
| XCSPA492 | INT SEG PLAST 2NF+NA AB S/ENCR P/ ISOM16 | 39.8923
| XCSPA591 | INT SEG PLA ST NF+NA ADD S-ENCR | 36.394
| XCSPA592 | INT SEG PLA ST NF+NA ADD S-ENCR | 36.394
| XCSPA593 | INT SEG PLA ST NF+NA ADD S-ENCR | 40.2411
| XCSPA691 | INT SEG PLAST NA+NF ADD S-ENCR | 38.9563
| XCSPA692 | INT SEG PLAST NA+NF ADD S-ENCR | 38.5817
| XCSPA791 | INT SEG PLA ST NF+NF AD S-ENCR | 36.394
| XCSPA792 | INT SEG PLAST NF+NF AD S-ENCR | 35.8749
| XCSPA891 | INT SEG PLAST NF+2NA ADD S-ENCR | 45.576
| XCSPA991 | INT SEG PLAST 2NF+NA ADD S/ENCR P/PG11 | 42.1938
| XCSPA992 | INT SEG PL 2NF+NA ADD S/ENCR P/ISOM16 | 39.5179
| XCSPL551 | INT SEG PL NF+NA ADD AL CENTR | 55.3048
| XCSPL552 | XCSPL552 | 52.5794
| XCSPL561 | INT SEG PL NF+NA ADD AL ESQ-DIR | 55.3048
| XCSPL562 | INT SEG PL NF+NA ADD AL ESQ/DIR | 48.3987
| XCSPL571 | INT SEG PL NF+NA ADD AL CURV DIR | 55.3048
| XCSPL581 | INT SEG PL NF+NA ADD AL CURV CENTR | 55.3048
| XCSPL582 | INT SEG PL NF+NA ADD AL CURV CENTR | 53.6362
| XCSPL591 | INT SEG PL NF+NA ADD AL CURV ESQ | 64.4328
| XCSPL592 | INT SEG PL NF+NA ADD AL CURV ESQ | 61.2576
| XCSPL751 | INT SEG PL NF+NA AD AL CENTR | 55.3048
| XCSPL761 | INT SEG PL NF+NA AD AL ESQ-DIR | 55.3048
| XCSPL771 | INT SEG PL NF+NA AD AL CURV DIR | 55.3048
| XCSPL781 | INT SEG PL NF+NA AD AL CURV CENTR | 55.3048
| XCSPL791 | INT SEG PL NF+NA AD AL CURV ESQ | 55.3048
| XCSPR551 | INT SEG PL NF+2NA ADD EIXO ROT | 58.3083
| XCSPR553 | INT SEG PL NF+2NA ADD EIXO ROT | 74.3738
| XCSPR751 | INT SEG PL NF+NA AD EIXO ROT | 58.3083
| XCSPR752 | INT SEG PL NF+NA AD EIXO ROT | 57.817
| XCSPR753 | INT SEG PL NF+NA AD EIXO ROT | 55.5922
| XCSPR951 | FINAL DE CARRERA SEGURIDAD | 64.2782
| XCSRC10M12 | XCSRC M12 SINGLE -UNIQUE PAIRING | 135.8248
| XCSTA591 | INT SEG PLAST NF+2NA ADD S-ENCR | 40.0649
| XCSTA592 | INT SEG PLA ST NF+2NA ADD S-ENCR | 39.6958
| XCSTA791 | INT SEG PLA ST 2NF+NA ADD S-ENCR | 40.0649
| XCSTA792 | INT SEG PLA ST 2NF+NA ADD S-ENCR | 39.4992
| XCSTA891 | INT SEG PLAST 3NF AD S-ENCR | 41.053
| XCSTE5311 | INT SEG PL NF+NA ADD ENCR EMAG 24V | 225.2054
| XCSTE5312 | INT SEG PL NF+NA ADD ENCR EMAG 24V | 217.6689
| XCSTE5331 | INT SEG PL NF+NA ADD ENCR EMAG 120V | 237.7755
| XCSTE5341 | INT SEG PL NF+NA ADD ENCR EMAG 230V | 237.7755
| XCSTE5342 | INT SEG PL NF+NA ADD ENCR EMAG 230V | 229.7384
| XCSTE5511 | INT SEG PL NF+NA ADD ENCR EMAG 24V | 215.4255
| XCSTE5512 | INT SEG PL NF+NA ADD ENCR EMAG 24V | 210.3734
| XCSTE5531 | INT SEG PL NF+NA ADD ENCR EMAG 120V | 267.6564
| XCSTE6311 | INT SEG PL NA+NF ADD ENCR EMAG 24V | 225.2054
| XCSTE6341 | INT.SEGUR.PLASTICO ENCLAVAM. | 237.7755
| XCSTE6511 | INT SEG PL NA+NF ADD ENCR EMAG 24V | 217.6689
| XCSTE7311 | INT SEG PL 2NF AD ENCR EMAG 24V | 225.2054
| XCSTE7312 | INT SEG PL 2NF AD ENCR EMAG 24V | 217.6689
| XCSTE7331 | INT SEG PL 2NF AD ENCR EMAG 120V | 237.7755
| XCSTE7341 | INT SEG PL 2NF AD ENCR EMAG 230V | 237.7755
| XCSTE7512 | INT SEG PL 2NF AD ENCR EMAG 24V | 210.3734
| XCSTL781 | INT SEG PL 2NF+NA ADD AL CURV CENTR | 60.6351
| XCSTR551 | INT SEG PL NF+2NA ADD EIXO ROT | 79.83
| XCSTR751 | INT SEG PL 2NF+NA ADD EIXO ROT | 63.1194
| XCSTR752 | I.P. EJE ROTATIVO D12 L30 H29 | 67.1486
| XCSTR851 | INT SEG PL 3NF AD EIXO ROT | 63.7405
| XCSZ01 | LING RECTA P- XCSA-B-C-E | 9.3534
| XCSZ02 | LING PERPEND P- XCSA-B-C-E | 9.3534
| XCSZ03 | LING OSCILANTE P- XCSA-B-C-E | 22.9154
| XCSZ05 | ENCR DE PORTA DESLIZ P- XCSA-B-C-E | 189.7013
| XCSZ11 | LING RECTA P- XCSPA-TA-TE | 5.7011
| XCSZ12 | LING PERPEND L=40 P- XCSPA-TA-TE | 8.3708
| XCSZ13 | LING OSCILANTE P- XCSPA-TA-TE | 15.2677
| XCSZ14 | LING EM ESQUADR P- XCSPA-TA-TE | 7.1935
| XCSZ15 | LING PERPEND L=29 P- XCSPA-TA-TE | 8.7984
| XCSZ21 | DISP DE RET DE PROT P- XCSPA-TA | 10.5956
| XCSZ25 | DUAS CHAVES P- FDC SEG | 13.4786
| XCSZ27 | LOTE 10 TAPONES OBTURADORES P/RANURA CAB | 8.865
| XCSZ81 | LING RECTA P- XCSMP | 5.219
| XCSZ83 | LING OSCILANTE PORTA DIR P- XCSMP | 14.2387
| XCSZ84 | LING EM ESQUADR P- XCSMP | 7.6032
| XCSZ85 | LING OSCILANTE PORTA ESQ P- XCSMP | 14.3222
| XCSZC1 | IMAN CODIFICADO PARA XCSDMC | 16.3332
| XCSZP1 | IMAN CODIFICADO PARA XCSDMP | 16.249
| XCSZR1 | IMAN CODIFICADO PARA XCSDMR | 16.249
| XCTR2110P16 | FDC REARM NF+NA AB CRECT10 P- ISOM16 | 31.5592
| XCTR2118G11 | FDC REARM NF+NA AB CANG18 P/ PG11 | 34.2784
| XCTR2121P16 | FDC REARM NF+NA AB CRECT21 P- ISOM16 | 39.7477
| XCTR2502P16 | FDC REARM NF+NA AD CRECT02 P- ISOM16 | 41.1382
| XCTR2518P16 | FDC REARM NF+NA AD CANG18 P- ISOM16 | 35.6586
| XE2NP2131 | BL CONT NA+NA AD SIMULT | 12.46
| XE2NP2141 | BL CONT NF+NF AD SIMULT | 13.84
| XE2NP2151 | BL CONT NF+NA AD DEC | 9.69
| XE2NP2161 | BL CONT NA+NF AD SOBREP | 13.63
| XE2NP3131 | BL CONT NA+NA AD SIMULT | 14.83
| XE2NP3141 | BL CONT NF+NF AD SIMULT | 15.96
| XE2NP3151 | BL CONT NF+NA AD DEC | 12.12
| XE2SP2141 | BL CONT NF+NF AB SIMULT | 15.23
| XE2SP2151 | BL CONT NF+NA AB | 13.84
| XE2SP3151 | BL CONT NF+NA AB | 13.84
| XE3NP2141 | BL CONT NF+NF+NA AD SOBREP | 14.85
| XE3NP2151 | BL CONT NF+NA+NA AD DEC | 20.652
| XE3SP2141 | BL CONT NF+NF AB SIMULT | 18.02
| XE3SP2151 | BL CONT NF+NA AB | 20.48
| XEP3S1W2 | MINI RUPT V3 | 3.996
| XEP3S1W2B529 | MINIRUPTEUR V3 | 4.944
| XEP3S1W6B524 | MIC FDC NF-NA ALAV CLIP 4,8MM | 4.1
| XEP3S1W6B529 | MIC FDC NF-NA ALAV ROD CLIP 4,8MM | 4.2436
| XEP4E1FDA454 | MINI RUPT V4 | 13.41
| XEP4E1W7 | MINI RUPT V4 BOT NA-NF | 6.01
| XEP4E1W7A326 | MINI RUPT | 7.788
| XEP4E1W7A454 | MINI RUPT V4 AL C- ROD NA-NF | 7.33
| XEPA1081D64 | MICRO CONTACTOS | 18.79
| XESP1021 | ELEMENTO CONTACTO | 30.06
| XESP1031 | ELEM CONT | 30.06
| XESP2021 | ELEMENTO CONTACTO | 24.85
| XESP2031 | ELEMENTO CONTACTO | 25.67
| XESP2051 | ELEMENTO CONTACTO | 8.29
| XESP3021 | ELEMENTO CONTACTO | 24.85
| XF9D251 | INTERR FIM CURSO | 587.45
| XF9D651 | INTERRUPTOR FIM DE CURSO | 826.24
| XGCS4901201 | EST COMP RFID R-W FORM C | 575.989
| XGCS850C201 | EST RFID CON ETHERNET/IP | 1182.66
| XGCS8901201 | EST COMP RFID R/W FORM D | 753.0545
| XGFEC2525 | AMPLIF DE CAMPO RFID 250x250x10 | 289.892
| XGHB221346 | ETIQ RFID PLANA FORM E 256 BYTES | 39.376
| XGHB320246 | ETIQ RFID CIL M30 2048 BYTES | 16.882
| XGHB320345 | ETIQ RFID DISCO DIA 30 112 BYTES | 10.166
| XGHB90E340 | ETIQ RFID CART ISO 256 BYTES | 4.692
| XGST2422 | MALA C/ TERM PORT RFID + ACESS | 2190.704
| XGSZ12E4503 | CAB XG ETH M12-RJ45 3M | 78.959
| XGSZ24 | CONV P- CALHA DIN RS232-RS485 | 160.839
| XGSZ33ETH | CX OSITRACK 3 CAN MODB ETHERNET TCP/IP | 798.284
| XGSZ33PDP | CX OSITRACK 3 CAN PROFIBUS DP | 1389.8095
| XGSZCNF01 | CART CONFIG ENDER OSITRACK | 17.1062
| XL1AB12 | INTERRUPTOR BOIA | 609.23
| XL1AB123 | INT CTRL NiV | 1370.07
| XL1AC12 | INTERR BOIA | 587.1
| XL1AC121 | INT BOIA AMB. CORR | 723.36
| XMAH06L2135 | PR DIF AJ 1-6BAR P- CMD TAMPA OPC | 74.532
| XMAH12L2135 | PR DIF AJ 1,3-12BAR P- CMD TAMPA OPC | 63.9733
| XMAV06L2135 | PR DIF AJ 1-6BAR P- CMD TAMPA TR | 63.9733
| XMAV12L2135 | PR DIF AJ 1,3-12BAR P- CMD TAMPA TR | 63.9733
| XMAV25L2135 | PR DIF AJ 3,5-25BAR P- CMD TAMPA TR | 82.2455
| XMAZL001 | ACESS FIX XMX-XMA | 9.096
| XMLA001R2C11 | PR DIF FIX 0,03-1BAR C-ESC LIG 160C | 148.26
| XMLA001R2S11 | PR DIF FIX 0,03-1BAR C-ESC TERM 160C | 126.0102
| XMLA001S2C11 | PR DIF FIX 0,03/1BAR C/ESC LIG 160C | 223.8625
| XMLA001S2S11 | PR DIF FIX 0,03-1BAR C-ESC TERM 160C | 171.4641
| XMLA002A2C11 | PR DIF FIX 0,15-2,5BAR C-ESC LIG 70C | 126.0102
| XMLA002A2S11 | PR DIF FIX 0,15-2,5BAR C-ESC TERM 70C | 114.3197
| XMLA002B2S11 | PR DIF FIX 0,15/2,5BAR C/ESC TERM 160C | 183.1649
| XMLA002C2C11 | PR DIF FIX 0,15-2,5BAR C-ESC LIG 160C | 194.8554
| XMLA002C2S11 | PR DIF FIX 0,15-2,5BAR C-ESC TERM 160C | 183.1649
| XMLA004A2C11 | PR FIX 0,4-4BAR C-ESC LIG 70C | 126.0102
| XMLA004A2S11 | PR FIX 0,4-4BAR C-ESC TERM 70C | 114.3197
| XMLA004B2C11 | PR FIX 0,4/4BAR C/ESC LIG 160C | 236.475
| XMLA004B2S11 | PR FIX 0,4-4BAR C-ESC TERM 160C | 183.1649
| XMLA004C2C11 | PR FIX 0,4-4BAR C-ESC LIG 160C | 194.8554
| XMLA004C2S11 | PR FIX 0,4-4BAR C-ESC TERM 160C | 183.1649
| XMLA010A2C11 | PR DIF FIX 0,6-10BAR C-ESC LIG 70C | 126.0102
| XMLA010A2S11 | PR DIF FIX 0,6-10BAR C-ESC TERM 70C | 114.3197
| XMLA010A2S12 | PR DIF FIX 0,6/10BAR C/ESC TERM 70C | 114.3197
| XMLA010B2C11 | PR DIF FIX 0,6-10BAR C-ESC LIG 160C | 227.016
| XMLA010B2S11 | PR DIF FIX 0,6-10BAR C-ESC TERM 160C | 183.1649
| XMLA010C2C11 | PR DIF FIX 0,6-10BAR C-ESC LIG 160C | 194.8554
| XMLA010C2S11 | PR DIF FIX 0,6-10BAR C-ESC TERM 160C | 183.1649
| XMLA010P2S11 | PR DIF FIX 0,6-10BAR C-ESC TERM 160C | 250.6625
| XMLA020A2C11 | PR DIF FIX 0,7-20BAR C-ESC LIG 70C | 126.0102
| XMLA020A2S11 | PR DIF FIX 0,7-20BAR C-ESC TERM 70C | 114.3197
| XMLA020A2S12 | PR DIF FIX 0,7-20BAR C-ESC TERM 70C | 114.3197
| XMLA020B2S11 | PR DIF FIX 0,7-20BAR C-ESC TERM 160C | 183.1649
| XMLA020C2C11 | PR DIF FIX 0,7-20BAR C-ESC LIG 160C | 227.016
| XMLA020C2S11 | PR DIF FIX 0,7/20BAR C/ESC TERM 160C | 183.1649
| XMLA020P2S11 | PR DIF FIX 0,7-20BAR C-ESC TERM 160C | 206.5459
| XMLA035A2C11 | PR DIF FIX 1,5-35BAR C-ESC LIG 70C | 126.0102
| XMLA035A2S11 | PR DIF FIX 1,5-35BAR C-ESC TERM 70C | 114.3197
| XMLA035B2C11 | PR DIF FIX 1,5-35BAR 160CC LIG 160C | 194.8554
| XMLA035B2S11 | PR DIF FIX 1,5-35BAR C-ESC TERM 160C | 183.1649
| XMLA035C2C11 | PR DIF FIX 1,5/35BAR C/ESC LIG 160C | 194.8554
| XMLA035C2S11 | PR DIF FIX 1,5-35BAR C-ESC TERM 160C | 222.2875
| XMLA070D2C11 | PR DIF FIX 5-70BAR C-ESC LIG 160C | 137.7007
| XMLA070D2S11 | PR DIF FIX 5-70BAR C-ESC TERM 160C | 126.0102
| XMLA070E2S11 | PR DIF FIX 5-70BAR C-ESC TERM 160C | 142.9022
| XMLA070N2C11 | PR DIF FIX 5-70BAR C-ESC LIG 160C | 189.1875
| XMLA070N2S11 | PR DIF FIX 5-70BAR C-ESC TERM 160C | 142.9022
| XMLA160D2C11 | PR DIF FIX 10-160BAR C-ESC LIG 160C | 137.7007
| XMLA160D2S11 | PR DIF FIX 10-160BAR C-ESC TERM 160C | 126.0102
| XMLA160E2C11 | PR DIF FIX 10-160BAR C-ESC LIG 160C | 181.62
| XMLA160E2S11 | PR DIF FIX 10-160BAR C-ESC TERM 160C | 142.9022
| XMLA300D2C11 | PR DIF FIX 20-300BAR C-ESC LIG 160C | 137.7007
| XMLA300D2S11 | PR DIF FIX 20-300BAR C-ESC TERM 160C | 126.0102
| XMLA300E2C11 | PR DIF FIX 20/300BAR C/ESC LIG 160C | 189.1875
| XMLA300E2S11 | PR DIF FIX 20/300BAR C/ESC TERM 160C | 142.9022
| XMLA300N2C11 | PR DIF FIX 20/300BAR C/ESC LIG 160C | 189.1875
| XMLA300N2S11 | PR DIF FIX 20-300BAR C-ESC TERM 160C | 142.9022
| XMLA500D2C11 | PR DIF FIX 30-500BAR C-ESC LIG 160C | 137.7007
| XMLA500D2S11 | PR DIF FIX 30-500BAR C-ESC TERM 160C | 126.0102
| XMLA500E2S11 | PR DIF FIX 30-500BAR C-ESC TERM 160C | 142.9022
| XMLAM01T2S11 | VC DIF FIX -0,28--1BAR C-ESC TERM 160C | 227.016
| XMLAM01V2C11 | VC DIF FIX -0,28--1BAR C-ESC LIG 70C | 209.7
| XMLAM01V2S11 | VC DIF FIX -0,28--1BAR C-ESC TERM 70C | 161.0714
| XMLB001R2S11 | PR DIF AJ 0,05-1BAR C-ESC TERM 160C | 176.2227
| XMLB001S2C11 | PR DIF AJ 0,05-1BAR C-ESC LIG 160C | 342.1875
| XMLB001S2S11 | PR DIF AJ 0,05-1BAR C-ESC TERM 160C | 268.9021
| XMLB002A2C11 | PR DIF AJ 0,3-2,5BAR C-ESC LIG 70C | 176.2227
| XMLB002A2S11 | PR DIF AJ 0,3-2,5BAR C-ESC TERM 70C | 164.4807
| XMLB002A2S12EX | PR EX DIF AJ 0,3/2,5BAR C/ESC C/ BUC | 465.384
| XMLB002B2S11 | PR DIF AJ 0,3-2,5BAR C-ESC TERM 160C | 292.4067
| XMLB002C2S11 | PR DIF AJ 0,3-2,5BAR C-ESC TERM 160C | 292.4067
| XMLB004A2C11 | PR DIF AJ 0,25-4BAR C-ESC LIG 70C | 176.2227
| XMLB004A2S11 | PR DIF AJ 0,25-4BAR C-ESC TERM 70C | 164.4807
| XMLB004B2S11 | PR DIF AJ 0,25-4BAR C-ESC TERM 160C | 292.4067
| XMLB004C2S11 | PR DIF AJ 0,25-4BAR C-ESC TERM 160C | 292.4067
| XMLB010A2C11 | PR DIF AJ 0,7-10BAR C-ESC LIG 70C | 172.2984
| XMLB010A2S11 | PR DIF AJ 0,7-10BAR C-ESC TERM 70C | 164.4807
| XMLB010A2S12 | PR DIF AJ 0,7/10BAR C/ESC TERM 70C | 164.4807
| XMLB010A2S12EX | PR EX DIF AJ 0,7-10BAR C-ESC C- BUC | 399.4546
| XMLB010B2C11 | PR DIF AJ 0,7-10BAR C-ESC LIG 160C | 351.324
| XMLB010B2S11 | PR DIF AJ 0,7-10BAR C-ESC TERM 160C | 292.4067
| XMLB010C2S11 | PR DIF AJ 0,7-10BAR C-ESC TERM 160C | 292.4067
| XMLB020A2C11 | PR DIF AJ 1,3-20BAR C-ESC LIG 70C | 172.2984
| XMLB020A2S11 | PR DIF AJ 1,3-20BAR C-ESC TERM 70C | 164.4807
| XMLB020A2S12 | PR DIF AJ 1,3/20BAR C/ESC TERM 70C | 164.4807
| XMLB020B2C11 | PR DIF AJ 1,3-20BAR C-ESC LIG 160C | 301.5531
| XMLB020B2S11 | PR DIF AJ 1,3-20BAR C-ESC TERM 160C | 292.4067
| XMLB020C2S11 | PR DIF AJ 1,3-20BAR C-ESC TERM 160C | 354.8625
| XMLB020P2S11 | PR DIF AJ 1,3-20BAR C-ESC TERM 160C | 327.6533
| XMLB035A2C11 | PR DIF AJ 3,5-35BAR C-ESC LIG 70C | 172.2984
| XMLB035A2S11 | PR DIF AJ 3,5-35BAR C-ESC TERM 70C | 164.4807
| XMLB035A2S12 | PR DIF AJ 3,5/35BAR C/ESC C/ BUC | 164.4807
| XMLB035B2S11 | PR DIF AJ 3,5-35BAR C-ESC TERM 160C | 292.4067
| XMLB035P2S11 | PR DIF AJ 3,5-35BAR C-ESC TERM 160C | 397.6375
| XMLB070D2S11 | PR DIF AJ 7-70BAR C-ESC TERM 160C | 176.2227
| XMLB070E2S11 | PR DIF AJ 7-70BAR C-ESC TERM 160C | 216.7017
| XMLB070N2S11 | PR DIF AJ 7-70BAR C-ESC TERM 160C | 216.7017
| XMLB160D2C11 | PR DIF AJ 10-160BAR C-ESC LIG 160C | 187.9853
| XMLB160D2S11 | PR DIF AJ 10-160BAR C-ESC TERM 160C | 176.2227
| XMLB160D2S12 | PRESSOSTAT E.R.160B | 176.2227
| XMLB160E2C11 | PR DIF AJ 10/160BAR C/ESC LIG 160C | 266.136
| XMLB160E2S11 | PR DIF AJ 10-160BAR C-ESC TERM 160C | 216.7017
| XMLB300D2C11 | PR DIF AJ 22-300BAR C-ESC LIG 160C | 187.9853
| XMLB300D2S11 | PR DIF AJ 22-300BAR C-ESC TERM 160C | 176.2227
| XMLB300D2S12 | PR DIF AJ 22/300BAR C/ESC TERM 160C | 176.2227
| XMLB300E2S11 | PR DIF AJ 22-300BAR C-ESC TERM 160C | 262.9875
| XMLB300N2S11 | PR DIF AJ 22-300BAR C-ESC TERM 160C | 216.7017
| XMLB500D2C11 | PR DIF AJ 30-500BAR C-ESC LIG 160C | 187.9853
| XMLB500D2S11 | PR DIF AJ 30-500BAR C-ESC TERM 160C | 176.2227
| XMLB500D2S12EX | PR EX DIF AJ 30/500BAR C/ESC C/ BUC | 428.1504
| XMLB500E2S11 | PR DIF AJ 30-500BAR C-ESC TERM 160C | 252.468
| XMLB500N2S11 | PR DIF AJ 30-500BAR C-ESC TERM 160C | 216.7017
| XMLBL35R2C11 | PR DIF AJ 45-350MBAR C-ESC LIG 160C | 242.3625
| XMLBL35R2S11 | PR DIF AJ 45-350MBAR C-ESC TERM 160C | 187.9853
| XMLBL35S2S11 | PR DIF AJ 45-350MBAR C-ESC TERM 160C | 268.9021
| XMLBM02T2C11 | VC DIF AJ -0,14--1BAR C-ESC LIG 160C | 383.244
| XMLBM02T2S11 | VC DIF AJ -0,14--1BAR C-ESC TERM 160C | 315.901
| XMLBM02V2C11 | VC DIF AJ -0,14--1BAR C-ESC LIG 70C | 187.9853
| XMLBM02V2S11 | VC DIF AJ -0,14--1BAR C-ESC TERM 70C | 176.2227
| XMLBM03R2S11 | VC DIF AJ -20--200MBAR C-ESC TERM 160C | 308.925
| XMLBM03R2S12EX | VC EX DIF AJ -20/-200MBAR C/ESC C/ BUC | 589.3125
| XMLBM03S2S11 | VC DIF AJ -20--200MBAR C-ESC TERM 160C | 533.04
| XMLBM05A2C11 | VC-PR DIF AJ -0,5-5BAR C-ESC LIG 70C | 211.4693
| XMLBM05A2S11 | VC-PR DIF AJ -0,5-5BAR C-ESC TERM 70C | 199.7067
| XMLBM05A2S12EX | VC-PR EX DIF AJ -0,5/5BAR C/ESC C/ BUC | 565.74
| XMLBM05B2S11 | VC-PR DIF AJ -0,5-5BAR C-ESC TERM 160C | 369.1125
| XMLBS02B2S11 | PR SP DIF AJ 0,3-2,5BAR C-ESC TRM 160C | 458.2264
| XMLBS10A2S11 | PR SP DIF AJ 0,7-10BAR C-ESC TRM 160C | 366.8345
| XMLBS35R2S11 | PR SP DIF AJ 42-330MBAR C-ESC TRM 160C | 346.6877
| XMLC002B2S11 | PRES REG 2NIV 0,3-2,5BAR 160?C TERM | 297.6185
| XMLC004B2S11 | PRES REG 0.4-4 BAR | 297.6185
| XMLC010B2S11 | PRES REG - 0.7-10BAR | 297.6185
| XMLC020B2S11 | PRES REG -1.3-20BAR | 297.6185
| XMLC020B2S12 | PR DIF AJ 1,3/20BAR C/ESC TRM 160C | 297.6185
| XMLCM02V2S11 | VACUOST. DE CONTROL "2 NANC" REGUL 1B | 267.7375
| XMLD300D1S12 | PRES REG -300BAR | 289.7905
| XMLDM02V1S11 | PR DIF AJ 0,07-0,70BAR P- CMD 1NA-NF | 320
| XMLG001D21 | TR ANALOG PR 0-1BAR 4-20MA LIG M12 | 256.17
| XMLG006D21 | TR ANALOG PR 0/6BAR 4/20MA LIG M12 | 256.17
| XMLG010D21 | TR ANALOG PR 0-10BAR 4-20MA LIG M12 | 256.17
| XMLG010D71 | TR ANALOG PR 0/10BAR 0/10V LIG M12 | 256.17
| XMLG016D21 | TR ANALOG PR 0/16BAR 4/20MA LIG M12 | 256.17
| XMLG025D21 | TR ANALOG PR 0-25BAR 4-20MA LIG M12 | 256.17
| XMLG100D21 | TR ANALÓG PR 0/100BAR 4/20MA LIG M12 | 256.17
| XMLG100D71 | TRANSDUCTOR 0...10V CON M12 100BAR | 256.16
| XMLG250D21 | TR ANALOG PR 0-250BAR 4-20MA LIG M12 | 256.17
| XMLG250D71 | TR ANALÓG PR 0/250BAR 0/10V | 256.16
| XMLG400D21 | TR ANALOG PR 0-400BAR 4-20MA LIG M12 | 256.17
| XMLGM01D21 | TR ANALOG VC -1-0BAR 4-20MA LIG M12 | 256.17
| XMLGM01D71 | TR ANALOG VC 0,08-1BAR 0-10V LIG M12 | 256.16
| XMLK006B2C21 | TR ANALOG PR 6 BAR 4-20mA LIG DIN | 162.74
| XMLK010B2C21 | TR ANALOG PR 10 BAR 4-20mA LIG DIN | 162.74
| XMLK010B2C21TQ | TR ANALOG PR 6 BAR 4-20mA LIG DIN | 115.27
| XMLK010B2C71 | TR ANALÓG PR 10 BAR 0-10V LIG DIN | 162.74
| XMLK010B2D21 | SENSORS DE PRESION 10 BAR 4 20MA M12 | 162.74
| XMLK016B2C21 | TR ANALOG PR 16 BAR 4-20mA LIG DIN | 162.74
| XMLK016B2C71 | TR ANALOG PR 16 BAR 0-10V LIG DIN | 190.524
| XMLK025B2C21 | TR ANALOG PR 25 BAR 4-20mA LIG DIN | 162.74
| XMLP001GC21F | CAPTADOR 1 BAR 4-20MA G1/4A DIN | 143.95
| XMLP001GD21F | TR ANALOG PR 0/1BAR 4/20mA LIG M12 | 137.13
| XMLP001GL71F | TR ANALOG PR 0/1BAR 4/20mA LIG M12 | 168.528
| XMLP004GC21F | CAPTADOR 4 BAR 4-20MA G1/4A DIN | 143.95
| XMLP006GD71F | CAPTADOR 6 BAR 0-10V G1/4A M12 | 137.13
| XMLP010BC21F | TR ANALOG PR 10BAR DIN 4-20MA G1/4A MACH | 129.15
| XMLP010BC71F | TR ANALOG PR 10BAR DIN 0-10V G1/4A MACHO | 129.15
| XMLP010BD21F | TR ANALOG PR 10BAR M12 4-20MA G1/4A MACH | 129.15
| XMLP010BD71F | TR ANALOG PR 10BAR M12 0-10V G1/4A MACHO | 129.15
| XMLP016BC21F | TR ANALOG PR 16BAR DIN 4-20MA G1/4A MACH | 129.15
| XMLP016BD190 | TR ANALOG PR 16BAR M12 0,5-4,5V 7/16-20U | 129.15
| XMLP016BD21F | TR ANALOG PR 16BAR M12 4-20MA G1/4A MACH | 129.15
| XMLP016BD71F | TR ANALOG PR 16BAR M12 0-10V G1/4A MACHO | 129.15
| XMLP025BC21F | TR ANALOG PR 25BAR DIN 4-20MA G1/4A MACH | 129.15
| XMLP025BD21F | TR ANALOG PR 25BAR M12 4-20MA G1/4A MACH | 129.15
| XMLP040BC11F | TR ANALOG PR 40BAR DIN 0,5-4,5V G1/4A MA | 129.15
| XMLP040BD290 | TR ANALOG PR 40BAR M12 4-20MA 7/16-20UNF | 129.15
| XMLP040BD71F | TR ANALOG PR 40BAR M12 0-10V G1/4A MACHO | 129.15
| XMLP060BC71F | TR ANALOG PR 60BAR DIN 0-10V G1/4A MACHO | 129.15
| XMLP060BD21F | TR ANALOG PR 60BAR M12 4-20MA G1/4A MACH | 129.15
| XMLP100BC21F | TR ANALOG PR 100BAR DIN 4-20MA G1/4A MAC | 129.15
| XMLP250BC21F | TR ANALOG PR 250BAR DIN 4-20MA G1/4A MAC | 129.15
| XMLP250BC71F | TR ANALOG PR 250BAR DIN 0-10V G1/4A MACH | 129.15
| XMLP250BC71FQ | TR ANALOG PR 250BAR DIN 0-10V G1/4A MACH | 91.98
| XMLP250BD21F | TR ANALOG PR 250BAR M12 4-20MA G1/4A MAC | 129.15
| XMLP250MD21F | TR 250MBAR 4-20MA G1/4A M12 | 137.13
| XMLP2D5GC21F | CAPTADOR 2,5BAR 4-20MA G1/4A DIN | 143.95
| XMLP400BC21F | TR ANALOG PR 400BAR DIN 4-20MA G1/4A MAC | 129.15
| XMLP400BD21F | TR ANALOG PR 400BAR M12 4-20MA G1/4A MAC | 129.15
| XMLP400BD21FQ | TR ANALOG PR 400BAR M12 4-20MA G1/4A MAC | 91.98
| XMLP400BD71F | TR ANALOG PR 400BAR M12 0-10V G1/4A MACH | 129.15
| XMLP500MD71F | CAPTADOR 500MBAR 0-10V G1/4A M12 | 167.2375
| XMLP600BC21F | TR ANALOG PR 600BAR DIN 4-20MA G1/4A MAC | 129.15
| XMLP600BC71F | TR ANALOG PR 600BAR DIN 0-10V G1/4A MACH | 129.15
| XMLP600BD11F | TR ANALOG PR 600BAR M12 0,5-4,5V G1/4A M | 129.15
| XMLP600BD21F | TR ANALOG PR 600BAR M12 4-20MA G1/4A MAC | 129.15
| XMLP600BD71F | TR ANALOG PR 600BAR M12 0-10V G1/4A MACH | 129.15
| XMLPM05GD21F | CAPTADOR -1 5 BAR 4-20MA G1/4A M12 | 167.2375
| XMLPM09BC21F | TR ANALOG PR -1 9BAR DIN 4-20MA G1/4A MA | 129.15
| XMLPM09BC71F | TR ANALOG PR -1 9BAR DIN 0-10V G1/4A MAC | 129.15
| XMLPM09BD21F | TR ANALOG PR -1 9BAR M12 4-20MA G1/4A MA | 129.15
| XMLPM25BD21F | TR ANALOG PR -1 25BAR M12 0-10V G1/4A MA | 129.15
| XMLPZLH01 | FIXADOR ZMLP HORIZONTAL | 8.5125
| XMLPZLV01 | FIXADOR ZMLP VERTICAL | 13.25
| XMLR001G1P25 | PRESOSTATO 1 BAR 4-20MA PNP G1/4A M12 | 307.3
| XMLR001G1P75 | TR/PR 1PNP 0/1BAR 0/10V 1/4BSP LIG DIN | 374.75
| XMLR010G0T25 | TR 0/10BAR 4/20MA 1/4BSP LIG DIN | 297.24
| XMLR010G1P25 | TR/PR 1PNP 0/10BAR 4/20MA 1/4BSP LIG DIN | 307.3
| XMLR010G1P75 | TR/PR 1PNP 0/10BAR 0/10V 1/4BSP LIG DIN | 307.3
| XMLR010G2N05 | PR 2NPN 0/10BAR 1/4BSP LIG DIN | 337.95
| XMLR010G2P25 | TR/PR 2PNP 0/10BAR 0/10V 1/4BSP LIG DIN | 322.38
| XMLR016G1P75 | TR/PR 1PNP 0/16BAR 0/10V 1/4BSP LIG DIN | 307.3
| XMLR016G2P05 | PR 2PNP 0/16BAR 1/4BSP LIG DIN | 278.47
| XMLR025G0T25 | TR 0/25BAR 4/20MA 1/4BSP LIG DIN | 297.24
| XMLR040G2P05 | PR 2PNP 0/40BAR 1/4BSP LIG DIN | 278.47
| XMLR100M1P25 | TR/PR 1PNP 0/100BAR 4/20MA 1/4BSP LIG DI | 321.89
| XMLR160M2P05 | PR 2PNP 0/160BAR 1/4BSP LIG DIN | 293.13
| XMLR250M0T75 | CAPT PRESION 250 BAR 0-10V G1/4A M12 | 311.83
| XMLR250M1P25 | TR/PR 1PNP 0/250BAR 4/20MA 1/4BSP LIG DI | 321.89
| XMLR250M2P05 | PR 2PNP 0/250BAR 1/4BSP LIG DIN | 293.13
| XMLR2D5G1P25 | PRESOST 2,5 BAR 4-20MA PNP G1/4A M12 | 307.3
| XMLR2D5G2P05 | PR 2PNP 0/2,5BAR 1/4BSP LIG DIN | 278.47
| XMLR400M0T25 | TR 0/400BAR 4/20MA 1/4BSP LIG DIN | 311.83
| XMLR400M1P75 | TR/PR 1PNP 0/400BAR 0/10V 1/4BSP LIG DIN | 321.89
| XMLR600M0T75 | CAPT PRESION 600 BAR 0-10V G1/4A M12 | 311.83
| XMLRM01G0T75 | TR -1/0BAR 0/10V 1/4BSP LIG DIN | 297.24
| XMLRM01G1P25 | TR/PR 1PNP -1/0BAR 4/20MA 1/4BSP LIG DIN | 307.3
| XMLRM01G1P75 | TR/PR 1PNP -1/0BAR 0/10V 1/4BSP LIG DIN | 307.3
| XMLZA024 | MOD SIN 2 LEDS 24-48VCA-CC P- XMLA | 41.175
| XMLZB120 | MOD SIN 2 LEDS 110-240VCA P- XMLB | 41.35
| XMLZL001 | TAMPA PROT AJ P- XMLA-B | 22.6909
| XMLZL002 | ACESS FIX P- VIBR | 15.84
| XMLZL003 | DISCO P- REG 36MM | 15.84
| XMLZL004 | PLACA DE FIX | 19.26
| XMLZL006 | ACESS FIX TRASEIRO | 23.808
| XMLZL009 | Radiador mod. 1/4"Gas | 161.825
| XMPA06B2131 | PRESSOST POTENCIA | 26.5946
| XMPA06B2131C | PRES POT 1-6 BAR | 24.2359
| XMPA06B2242 | PRESSOST POTENCIA | 31.2811
| XMPA06C2131 | PRESSOST POTENCIA | 30.7043
| XMPA06C2131C | PRESS POTENCIA | 28.3353
| XMPA12B2131 | PRESSOST POTENCIA | 26.2753
| XMPA12B2131C | PRESSOST POTENCIA | 23.9681
| XMPA12C2131 | PRESSOST POTENCIA | 28.9224
| XMPA12C2131C | PRES POT | 26.6152
| XMPA12C2242 | PRESSOST POTENCIA | 67.1251
| XMPA25B2131 | PRESSOST POTENCIA | 78.2388
| XMPA25C2131 | PRESSOST POTEN | 98.916
| XMPB06B2131 | PRESSOST POTENCIA | 58.3289
| XMPB12B2131 | PRESSOST POTENCIA | 65.46
| XMPC06B2131 | PRESOSTATO DE POTENCIA | 67.956
| XMPC06C2131 | PRESSOST POTENCIA | 64.993
| XMPC12B2131 | PRESSOST POTENCIA | 55.9599
| XMPC12B2242 | PRESSOST POTENCIA | 73.38
| XMPC12C2131 | PRESSOST POTENCIA | 61.3159
| XMPC12C2242 | PRES POT 1,3-12BAR TRIP | 84.2125
| XMPC25C2131 | PRESSOST POTEN | 107.125
| XMPD12C2131 | PRESSOST POTENCIA | 67.4753
| XMPD12C2131C | PRES POT TRIP 1,3/12BAR IP54 | 31.4047
| XMPE12B2131C | PRESSOSTATO DE POTENCIA | 30.0039
| XMPE12B2431 | PRES POT | 27.5319
| XMPE12C2131 | PRESSOST POTENCIA | 35.432
| XMPE12C2131C | PRES POT 1,3-12BAR TRIP BOT M-P | 33.0733
| XMPE12C2242 | PRESSOST POTENCIA | 40.0361
| XMPE12C2431 | PRES POT 12 BAR | 59.2765
| XMPR12B2133 | PRESOSTATO DE POTENCIA | 39.964
| XMPR12C2133 | PRESSOST POTEN | 40.9425
| XMPR25C2131 | PRESSOST POTENCIA | 123.516
| XMXA06L2135 | PR DIF AJ 1-6BAR P- CMD TAMPA OPC | 53.5188
| XMXA12L2135 | PR DIF AJ 1,3-12BAR P- CMD TAMPA OPC | 53.5188
| XMXA25L2135 | PR DIF AJ 3,5-25BAR P- CMD TAMPA OPC | 67.877
| XR2AA02K20 | SELECTOR POS | 995.95
| XR2AA03K20 | SELECTOR POS | 1058.7
| XR2AA03K40 | SELECTOR DE POSIC | 1058.7
| XR2AB03K20 | SELECTOR POSICAO | 1849.8375
| XR2AB03K40 | SELECTOR POSIC | 1539.06
| XR2AB03K80 | SELECTOR POSIC | 1539.06
| XR2AB04K20 | SELECTOR POSIC | 1692.603
| XR2AB04K3 | SELECTOR 4 CONT | 1923.4125
| XR2AB04K80 | SELECTOR 4 CONTACTOS 80 VOLTAS | 1692.603
| XR2AB06K20 | SELECTOR POSIC | 1791.5
| XR2AB06K40 | SELECTOR POS | 1894.86
| XR2AB10K20 | SELECTOR POS. | 2331.57
| XR2AZ820 | CAIXA DE PINHOES 20 VOLTAS | 278.7
| XR2AZ880 | CAIXA DE PINHOES 80 VOLTAS | 322.98
| XR2BB03K20 | SELECTOR POSIC | 1842
| XS106B3NAL2 | DI BAS+ L6,5 MET NPN NA S=2MM CAB 2M | 38.36
| XS106B3NAM8 | DI BAS+ L6,5 MET NPN NA S=2MM LIG M8 | 49.275
| XS106B3PAL2 | DI BAS+ L6,5 MET PNP NA S=2MM CAB 2M | 38.36
| XS106B3PAL2TQ | DI BAS+ L6,5 MET PNP NA S=2MM CAB 2M QT | 21.19
| XS106B3PAL5 | DI BAS+ L6,5 MET PNP NA S=2MM CAB 5M | 44.26
| XS106B3PAM12 | DI BAS+ L6,5 MET PNP NA S=2MM LIG M12 | 45.132
| XS106B3PAM8 | DI BAS+ L6,5 MET PNP NA S=2MM LIG M8 | 40.21
| XS106B3PAM8TQ | DI BAS+ L6,5 MET PNP NA S=2MM LIG M8 QT | 27.104
| XS106B3PBL2 | DI BAS+ L6,5 MET PNP NF S=2MM CAB 2M | 40.23
| XS106B3PBM8 | DI BAS+ L6,5 MET PNP NF S=2MM LIG M8 | 42.25
| XS108B3NAL2 | DI BAS+ M8 MET NPN NA S=2MM CAB 2M | 35.93
| XS108B3NAL2TQ | DI BAS+ M8 MET NPN NA S=2MM CAB 2M QT | 26.75
| XS108B3NAL5 | DI BAS+ M8 MET NPN NA S=2MM CAB 5M | 40.92
| XS108B3NAM12 | DI BAS+ M8 MET NPN NA S=2MM LIG M12 | 34.9024
| XS108B3NAM8 | DI BAS+ M8 MET NPN NA S=2MM LIG M8 | 38.48
| XS108B3NAM8TQ | DI BAS+ M8 MET NPN NA S=2MM LIG M8 QT | 32.0625
| XS108B3NBL2 | DI BAS+ M8 MET NPN NF S=2MM CAB 2M | 48.55
| XS108B3NBM12 | DI BAS+ M8 MET NPN NF S=2MM LIG M12 | 46.2625
| XS108B3NBM8 | DI BAS+ M8 MET NPN NF S=2MM LIG M8 | 47.275
| XS108B3PAL2 | DI BAS+ M8 MET PNP NA S=2MM CAB 2M | 35.93
| XS108B3PAL2TQ | DI BAS+ M8 MET PNP NA S=2MM CAB 2M QT | 22.256
| XS108B3PAL5 | DI BAS+ M8 MET PNP NA S=2MM CAB 5M | 38.58
| XS108B3PAM12 | DI BAS+ M8 MET PNP NA S=2MM LIG M12 | 34.23
| XS108B3PAM12TQ | DI BAS+ M8 MET PNP NA S=2MM LIG M12 QT | 25.44
| XS108B3PAM8 | DI BAS+ M8 MET PNP NA S=2MM LIG M8 | 35.93
| XS108B3PAM8TQ | DI BAS+ M8 MET PNP NA S=2MM LIG M8 QT | 27.665
| XS108B3PBL2 | DI BAS+ M8 MET PNP NF S=2MM CAB 2M | 37.74
| XS108B3PBL5 | DI BAS+ M8 MET PNP NF S=2MM CAB 5M | 40.51
| XS108B3PBM12 | DI BAS+ M8 MET PNP NF S=2MM LIG M12 | 35.93
| XS108B3PBM8 | DI BAS+ M8 MET PNP NF S=2MM LIG M8 | 38.48
| XS108BLNAL2 | DI BAS M8 MET NPN NA S=1,5MM CAB 2M | 24.37
| XS108BLNAM12 | DI BAS M8 MET NPN NA S=1,5MM LIG M12 | 28.668
| XS108BLPAL2 | DI BAS M8 MET PNP NA S=1,5MM CAB 2M | 24.37
| XS108BLPAL5 | DI BAS M8 MET PNP NA S=1,5MM CAB 5M | 29.0056
| XS108BLPAM12 | DI BAS M8 MET PNP NA S=1,5MM LIG M12 | 24.8456
| XS108BLPAM8 | DI BAS M8 MET PNP NA S=1,5MM LIG M8 | 24.8456
| XS112B3NAL2 | DI BAS+ M12 MET NPN NA S=4MM CAB 2M | 30.83
| XS112B3NAL2TQ | DI BAS+ M12 MET NPN NA S=4MM CAB 2M QT | 20.812
| XS112B3NAM12 | DI BAS+ M12 MET NPN NA S=4MM LIG M12 | 29.38
| XS112B3NBL2 | DI BAS+ M12 MET NPN NF S=4MM CAB 2M | 32.37
| XS112B3NBM12 | DI BAS+ M12 MET NPN NF S=4MM LIG M12 | 30.83
| XS112B3PAL2 | DI BAS+ M12 MET PNP NA S=4MM CAB 2M | 30.83
| XS112B3PAL2TQ | DI BAS+ M12 MET PNP NA S=4MM CAB 2M QT | 21.439
| XS112B3PAL5 | DI BAS+ M12 MET PNP NA S=4MM CAB 5M | 33.09
| XS112B3PAM12 | DI BAS+ M12 MET PNP NA S=4MM LIG M12 | 29.38
| XS112B3PAM12TQ | DI BAS+ M12 MET PNP NA S=4MM LIG M12 QT | 21.219
| XS112B3PBL2 | DI BAS+ M12 MET PNP NF S=4MM CAB 2M | 33.0096
| XS112B3PBL5 | DI BAS+ M12 MET PNP NF S=4MM CAB 5M | 34.75
| XS112B3PBM12 | DI BAS+ M12 MET PNP NF S=4MM LIG M12 | 31.4392
| XS112B3PBM12TQ | DI BAS+ M12 MET PNP NF S=4MM LIG M12 QT | 19.1
| XS112B3PCL2 | DPI DIA12 SIL2 4mm PNP 4H 2M | 39.13
| XS112B3PCM12 | DI BAS+ M12 MET PNP NF S=4MM LIG M12 QT | 39.13
| XS112BLNAL2 | DI BAS M12 MET NPN NA S=2MM CAB 2M | 21.03
| XS112BLNAM12 | DI BAS M12 MET NPN NA S=2MM LIG M12 | 21.03
| XS112BLPAL2 | DI BAS M12 MET PNP NA S=2MM CAB 2M | 21.03
| XS112BLPAL5 | DI BAS M12 MET PNP NA S=2MMCAB 5M | 24.92
| XS112BLPAM12 | DI BAS M12 MET PNP NA S=2MM LIG M12 | 21.03
| XS112BLPBL2 | DI BAS M12 MET PNP NF S=2MM CAB 2M | 21.03
| XS112BLPBM12 | DI BAS M12 MET PNP NF S=2MM LIG M12 | 21.03
| XS118B3NAL2 | DI BAS+ M18 MET NPN NA S=8MM CAB 2M | 32.96
| XS118B3NAL2TQ | DI BAS+ M18 MET NPN NA S=8MM CAB 2M QT | 21.29
| XS118B3NAL5 | DI BAS+ M18 MET NPN NA S=8MM CAB 5M | 35.35
| XS118B3NAM12 | DI BAS+ M18 MET NPN NA S=8MM LIG M12 | 31.38
| XS118B3NBL2 | DI BAS+ M18 MET NPN NF S=8MM CAB 2M | 34.58
| XS118B3NBM12 | DI BAS+ M18 MET NPN NF S=8MM LIG M12 | 38.772
| XS118B3PAL2 | DI BAS+ M18 MET PNP NA S=8MM CAB 2M | 32.96
| XS118B3PAL2TQ | DI BAS+ M18 MET PNP NA S=8MM CAB 2M QT | 22.957
| XS118B3PAL5 | DI BAS+ M18 MET PNP NA S=8MM CAB 5M | 35.35
| XS118B3PAM12 | DI BAS+ M18 MET PNP NA S=8MM LIG M12 | 31.38
| XS118B3PAM12TQ | DI BAS+ M18 MET PNP NA S=8MM LIG M12 QT | 23.639
| XS118B3PBL2 | DI BAS+ M18 MET PNP NF S=8MM CAB 2M | 34.58
| XS118B3PBL5 | DI BAS+ M18 MET PNP NF S=8MM CAB 5M | 37.13
| XS118B3PBM12 | DI BAS+ M18 MET PNP NF S=8MM LIG M12 | 32.96
| XS118B3PCL2 | CABO 5MM 70,5M REV VERM XY2CE | 40.86
| XS118B3PCM12 | DPI DIA18 SIL2 8mm PNP 4H M12 | 40.86
| XS118BLNAL2 | DI BAS M18 MET NPN NA S=5MM CAB 2M | 21.45
| XS118BLNAL5 | DI BAS M18 MET NPN NA S=5MM CAB 5M | 27.07
| XS118BLNAM12 | DI BAS M18 MET NPN NA S=5MM LIG M12 | 21.45
| XS118BLPAL2 | DI BAS M18 MET PNP NA S=5MM CAB 2M | 21.45
| XS118BLPAL5 | DI BAS M18 MET PNP NA S=5MM CAB 5M | 25.44
| XS118BLPAM12 | DI BAS M18 MET PNP NA S=5MM LIG M12 | 21.45
| XS118BLPBL2 | DI BAS M18 MET PNP NF S=5MM CAB 2M | 21.45
| XS118BLPBM12 | DI BAS M18 MET PNP NF S=5MM LIG M12 | 21.45
| XS130B3NAL2 | DI BAS+ M30 MET NPN NA S=15MM CAB 2M | 37.42
| XS130B3NAM12 | DI BAS+ M30 MET NPN NA S=15MM LIG M12 | 35.66
| XS130B3NBL2 | DI BAS+ M30 MET NPN NF S=15MM CAB 2M | 48.175
| XS130B3NBM12 | DI BAS+ M30 MET NPN NF S=15MM LIG M12 | 48.1625
| XS130B3PAL2 | DI BAS+ M30 MET PNP NA S=15MM CAB 2M | 37.42
| XS130B3PAL2TQ | DI BAS+ M30 MET PNP NA S=15MM CAB 2M QT | 23.88
| XS130B3PAL5 | DI BAS+ M30 MET PNP NA S=15MM CAB 5M | 40.19
| XS130B3PAM12 | DI BAS+ M30 MET PNP NA S=15MM LIG M12 | 35.66
| XS130B3PAM12TQ | DPI D.ALCANCE 15mm PNP NA M12 | 24.336
| XS130B3PBL2 | DI BAS+ M30 MET PNP NF S=15MM CAB 2M | 39.31
| XS130B3PBL5 | DI BAS+ M30 MET PNP NF S=15MM CAB 5M | 42.19
| XS130B3PBM12 | DI BAS+ M30 MET PNP NF S=15MM LIG M12 | 37.42
| XS130B3PCM12 | DPI DIA30 SIL2 15mm PNP 4H M12 | 42.45
| XS130BLNAL2 | DI BAS M30 MET NPN NA S=10MM CAB 2M | 23.84
| XS130BLNAM12 | DI BAS M30 MET NPN NA S=10MM LIG M12 | 28.044
| XS130BLPAL2 | DI BAS M30 MET PNP NA S=10MM CAB 2M | 23.84
| XS130BLPAM12 | DI BAS M30 MET PNP NA S=10MM LIG M12 | 24.3048
| XS130BLPBL2 | DI BAS M30 MET PNP NF S=10MM CAB 2M | 23.84
| XS130BLPBM12 | DI BAS M30 MET PNP NF S=10MM LIG M12 | 29.2125
| XS1L04NA310 | DI MIN L4 MET NPN NA S=1MM CAB 2M | 58.292
| XS1L04NA310S | DI MIN L4 MET NPN NA S=1MM LIG M8 | 79.175
| XS1L04NB310 | DI MIN L4 MET NPN NF S=1MM CAB 2M | 73.1
| XS1L04PA310 | DI MIN L4 MET PNP NA S=1MM CAB 2M | 58.8744
| XS1L04PA310S | DI MIN L4 MET PNP NA S=1MM LIG M8 | 68.4112
| XS1L04PA311 | DI MIN L4 INOX PNP NA S=0,8MM CAB 2M | 67.42
| XS1L04PA311S | DI MIN L4 INOX PNP NA S=0,8MM LIG M8 | 76.024
| XS1L04PB310 | DI MIN L4 MET PNP NF S=1MM CAB 2M | 61.4224
| XS1L04PB310S | DI MIN L4 MET PNP NF S=1MM LIG M8 | 80.4
| XS1L06NC410 | DI L6,5 INOX NPN NA+NF S=1,5MM CAB 2M | 47.712
| XS1L06PA340 | **DI MIN L6,5 INOX PNP NA S=1,5MM CAB 2M | 66.2
| XS1L06PA340S | **DI MIN L6,5 INOX PNP NA S=1,5MM LIG M8 | 79.09
| XS1L06PC410 | DI L6,5 INOX PNP NA+NF S=1,5MM CAB 2M | 40.79
| XS1M08MA230K | DI M8 1,5MM CA/CC NA LIG | 135.82
| XS1M08MB230 | DET IND S=1,5mm CC/CA NF | 122.54
| XS1M08NC410 | DI M8 INOX NPN NA+NF S=1,5MM CAB 2M | 40.63
| XS1M08PC410 | DI M8 INOX PNP NA+NF S=1,5MM CAB 2M | 39.75
| XS1M08PC410D | DI M8 INOX PNP NA+NF S=1,5MM LIG M12 | 43.59
| XS1M12AB120 | DI M12 ANALOG 4-20MA 0,2-2MM CAB 2M | 100.39
| XS1M12AB120EX | DI M12 ANALOG 4-20MA EX O,2-2MM CAB 2M | 214.7625
| XS1M12KP340 | DI M12 MET PNP+NPN NA-NF S=2MM CAB 2M | 66.98
| XS1M12KP340D | DI M12 MET PNP+NPN NA-NF S=2MM LIG M12 | 63.65
| XS1M12KP340L1 | DDP IND S=2MM CC | 73.46
| XS1M12MB250K | DI M12 MET NF S=2MM CA-CC LIG U20 | 142.6625
| XS1M18AB120 | DI M18 ANALOG 4-20MA 0,5-5MM CAB 2M | 112.63
| XS1M18DA211 | DETECTOR S=5mm | 84.05
| XS1M18KP340 | DI M18 MET PNP+NPN NA-NF S=5MM CAB 2M | 70.7
| XS1M18KP340D | DI M18 MET PNP+NPN NA-NF S=5MM LIG M12 | 67.33
| XS1M18KPM40 | DI M18 FE-nFE PNP-NPN NA-NF S=5MM CAB | 75.89
| XS1M18KPM40D | DI M18 FE-nFE PNP-NPN NA-NF S=5MM LIG | 83.56
| XS1M18MA250 | DI M18 MET NA S=5MM CA-CC CAB 2M | 94.27
| XS1M18MA250A | DETECTOR S= 5 MM | 112.63
| XS1M18MA250K | DI M18 MET NA S=5MM CA-CC LIG U20 | 98.98
| XS1M18MA250L1 | DETECTOR INDUTIVO S=5MM CABO 5M | 101.61
| XS1M18MA250L2 | DETECTOR S= 5 MM | 118.26
| XS1M18MB250 | DI M18 MET NF S=5MM CA-CC CAB 2M | 94.27
| XS1M18MB250L1 | DET S=5MM NF CC-CA | 118.956
| XS1M18PA371 | DET IND S=8MM CC NA | 93.01
| XS1M18PAS20 | DI M18 DET nFE PNP NA S=5MM CAB 2M | 134.736
| XS1M18PAS20D | DI M18 DET nFE PNP NA S=5MM LIG M12 | 118.76
| XS1M18PAS40 | DI M18 DET FE PNP NA S=5MM CAB 2M | 115.09
| XS1M18PAS40D | DI M18 DET FE PNP NA S=5MM LIG M12 | 118.76
| XS1M18PC410D | DI M18 MET PNP NA+NF S=5MM LIG M12 | 79.57
| XS1M30AB120 | DI M30 ANALOG 4-20MA 1-10MM CAB 2M | 107.74
| XS1M30AB120EX | DI M30 ANALOG 4-20MA EX O,2-2MM CAB 2M | 220.9625
| XS1M30KP340 | DI M30 MET PNP+NPN NA-NF S=10MM CAB 2M | 71
| XS1M30KP340D | DI M30 MET PNP+NPN NA-NF S=10MM LIGM12 | 71
| XS1M30KPM40 | DI M30 FE-nFE PNP-NPN NA-NF S=10MM CAB | 90.59
| XS1M30KPM40LD | DI M30 FE-nFE PNP-NPN NA-NF S=10MM LIG | 107.74
| XS1M30MA250 | DI M30 MET NA S=10MM CA-CC CAB 2M | 99.17
| XS1M30MA250K | DI M30 MET NA S=10MM CA-CC LIG U20 | 104.06
| XS1M30MB250 | DI M30 MET NF S=10MM CA-CC CAB 2M | 99.17
| XS1M30MB250K | DI M30 MET NF S=10MM CA-CC LIG U20 | 121.824
| XS1N05NA310 | DI MIN M5 MET NPN NA S=1MM CAB 2M | 57.72
| XS1N05NA311 | DI MIN M5 INOX NPN NA S=0,8MM CAB 2M | 68.56
| XS1N05NA311S | DI MIN M5 INOX NPN NA S=0,8MM LIG M8 | 73.2784
| XS1N05NB310 | DI MIN M5 MET NPN NF S=1MM CAB 2M | 68.796
| XS1N05NB311S | DI MIN M5 INOX NPN NF S=0,8MM LIG M8 | 95.5625
| XS1N05PA310 | DI MIN M5 MET PNP NA S=1MM CAB 2M | 57.72
| XS1N05PA311 | DI MIN M5 INOX PNP NA S=0,8MM CAB 2M | 68.4112
| XS1N05PA311S | DI MIN M5 INOX PNP NA S=0,8MM LIG M8 | 73.2784
| XS1N05PB310 | DI MIN M5 MET PNP NF S=1MM CAB 2M | 59.6232
| XS1N05PB311S | DI MIN M5 INOX PNP NF S=0,8MM LIG M8 | 83.3352
| XS1N08NA349 | **DI OPT+ M8 MET NPN NA S=2,5MM CAB 2M | 52.38
| XS1N08NA349S | **DI OPT+ M8 MET NPN NA S=2,5MM LIG M8 | 71.46
| XS1N08PA349L1 | **DET IND S=2.5MM CC NA | 55.98
| XS1N08PB349 | **DI OPT+ M8 MET PNP NF S=2,5MM CAB 2M | 52.38
| XS1N12NA349 | **DI OPT+ M12 MET NPN NA S=4MM CAB 2M | 46.44
| XS1N12NC410 | DI M12 MET NPN NA+NF S=2MM CAB 2M | 37.97
| XS1N12NC410D | DI M12 MET NPN NA+NF S=2MM LIG M12 | 38.86
| XS1N12PA349L1 | **DET.IND.S=4MM CC NA | 50.01
| XS1N12PB349 | **DI OPT+ M12 MET PNP NF S=4MM CAB 2M | 46.44
| XS1N12PB349D | **DI OPT+ M12 MET PNP NF S=4MM LIG M12 | 46.44
| XS1N12PC410 | DI M12 MET PNP NA+NF S=2MM CAB 2M | 35.32
| XS1N12PC410D | DI M12 MET PNP NA+NF S=2MM LIG M12 | 37.97
| XS1N18NA349 | DI OPT+ M18 MET NPN NA S=10MM CAB 2M | 52.38
| XS1N18NA349D | DI OPT+ M18 MET NPN NA S=10MM LIG M12 | 52.38
| XS1N18NC410D | DI M18 MET NPN NA+NF S=5MM LIG M12 | 39.75
| XS1N18PA349 | DI OPT+ M18 MET PNP NA S=10MM CAB 2M | 51.2
| XS1N18PA349D | DI OPT+ M18 MET PNP NA S=10MM LIG M12 | 51.2
| XS1N18PA349L1 | DET IND S=10MM PNP NA | 54.77
| XS1N18PB349 | DI OPT+ M18 MET PNP NF S=10MM CAB 2M | 52.38
| XS1N18PB349D | DI OPT+ M18 MET PNP NF S=10MM LIG M12 | 52.38
| XS1N18PC410 | **DI M18 MET PNP NA+NF S=5MM CAB 2M | 39.75
| XS1N18PC410D | DI M18 MET PNP NA+NF S=5MM LIG M12 | 39.75
| XS1N18PC410L1 | DI M18 MET PNP NA+NF S=5MM CAB 5M | 43.29
| XS1N30NA349 | DI OPT+ M30 MET NPN NA S=20MM CAB 2M | 58.34
| XS1N30NA349D | DI OPT+ M30 MET NPN NA S=20MM LIG M12 | 57.16
| XS1N30PA349 | DI OPT+ M30 MET PNP NA S=20MM CAB 2M | 55.98
| XS1N30PA349D | DI OPT+ M30 MET PNP NA S=20MM LIG M12 | 55.98
| XS1N30PA349L1 | DET S=20MM NA CC | 59.54
| XS1N30PB349 | DI OPT+ M30 MET PNP NF S=20MM CAB 2M | 58.34
| XS1N30PC410 | DI M30 MET PNP NA+NF S=10MM CAB 2M | 42.4
| XS1N30PC410D | DI M30 MET PNP NA+NF S=10MM LIG M12 | 42.4
| XS208BLNAL2 | DI BAS M8 MET NPN NA S=2,5MM CAB 2M | 24.37
| XS208BLPAL2 | DI BAS M8 MET PNP NA S=2,5MM CAB 2M | 24.37
| XS208BLPAL5 | DI BAS M8 MET PNP NA S=2,5MM CAB 5M | 37.5625
| XS208BLPAM12 | DI BAS M8 MET PNP NA S=2,5MM LIG M12 | 24.37
| XS208BLPAM8 | DI BAS M8 MET PNP NA S=2,5MM LIG M8 | 24.37
| XS212AANAL2 | DI FeB M12 PLA ST NPN NA S=7MM CAB 2M | 43.2
| XS212AANAM12 | DI FeB M12 PLA ST NPN NA S=7MM LIG M12 | 50.58
| XS212AAPAL10 | DI FeB M12 PLA ST PNP NA S=7MM CAB10M | 57.61
| XS212AAPAL2 | DI FeB M12 PLA ST PNP NA S=7MM CAB 2M | 43.2
| XS212AAPAL5 | DI FeB M12 PLA ST PNP NA S=7MM CAB 5M | 48.44
| XS212AAPAM12 | DI FeB M12 PLA ST PNP NA S=7MM LIG M12 | 43.2
| XS212BLNAL2 | DI BAS M12 MET NPN NA S=4MM CAB 2M | 21.03
| XS212BLNAM12 | DI BAS M12 MET NPN NA S=4MM LIG M12 | 21.03
| XS212BLNBL2 | DI BAS M12 MET NPN NF S=4MM CAB 2M | 21.03
| XS212BLPAL2 | DI BAS M12 MET PNP NA S=4MM CAB 2M | 21.03
| XS212BLPAL5 | DI BAS M12 MET PNP NA S=4MM CAB 5M | 24.92
| XS212BLPAM12 | DI BAS M12 MET PNP NA S=4MM LIG M12 | 21.03
| XS212BLPBL2 | DI BAS M12 MET PNP NF S=4MM CAB 2M | 21.03
| XS212SANAL2 | DI FeB M12 INOX NPN NA S=7MM CAB 2M | 57.06
| XS212SANAM12 | DI FeB M12 INOX NPN NA S=7MM LIG M12 | 57.06
| XS212SAPAL10 | DI FeB M12 INOX PNP NA S=7MM CAB10M | 75.27
| XS212SAPAL2 | DI FeB M12 INOX PNP NA S=7MM CAB 2M | 57.06
| XS212SAPAL5 | DI FeB M12 INOX PNP NA S=7MM CAB 5M | 63.13
| XS212SAPAM12 | DI FeB M12 INOX PNP NA S=7MM LIG M12 | 57.06
| XS218AAMAL2 | DI FeB M18 PL NA S=12MM CA-CC CAB 2M | 61.54
| XS218AAMAU20 | DI FeB M18 PL NA S=12MM CA-CC LIG U20 | 75.05
| XS218AANAL2 | DI FeB M12 PLA ST NPN NA S=7MM CAB 2M | 43.2
| XS218AANAM12 | DI FeB M12 PLA ST NPN NA S=7MM LIG M12 | 52.6875
| XS218AAPAL10 | DI FeB M12 PLA ST PNP NA S=7MM CAB10M | 57.61
| XS218AAPAL2 | DI FeB M12 PLA ST PNP NA S=7MM CAB 2M | 43.2
| XS218AAPAL5 | DI FeB M12 PLA ST PNP NA S=7MM CAB 5M | 56.712
| XS218AAPAM12 | DI FeB M12 PLA ST PNP NA S=7MM LIG M12 | 43.2
| XS218B4PAL2 | DPI CIL M18 E2 SN+ NO-EMP PNP NO 2M | 38.92
| XS218BLNAL2 | DI BAS M18 MET NPN NA S=8MM CAB 2M | 21.45
| XS218BLNAL5 | DI BAS M18 MET NPN NA S=8MM CAB 5M | 32.5125
| XS218BLNAM12 | DI BAS M18 MET NPN NA S=8MM LIG M12 | 21.45
| XS218BLNBL2 | DI BAS M18 MET NPN NF S=8MM CAB 2M | 22.39
| XS218BLPAL2 | DI BAS M18 MET PNP NA S=8MM CAB 2M | 21.45
| XS218BLPAL5 | DI BAS M18 MET PNP NA S=8MM CAB 5M | 25.44
| XS218BLPAM12 | DI BAS M18 MET PNP NA S=8MM LIG M12 | 21.45
| XS218BLPBL2 | DI BAS M18 MET PNP NF S=8MM CAB 2M | 21.45
| XS218SAMAL10 | DI FeB M18 INOX NA S=12MM CA-CC CAB10M | 97.12
| XS218SAMAL2 | DI FeB M18 INOX NA S=12MM CA-CC CAB2M | 78.91
| XS218SAMAL5 | DI FeB M18 INOX NA S=12MM CA-CC CAB5M | 86.21
| XS218SAMAU20 | DI FeB M18 INOX NA S=12MM CA-CC LIGU20 | 79.69
| XS218SANAL2 | DI FeB M12 INOX NPN NA S=7MM CAB 2M | 57.06
| XS218SANAM12 | DI FeB M12 INOX NPN NA S=7MM LIG M12 | 57.63
| XS218SAPAL10 | DI FeB M12 INOX PNP NA S=7MM CAB10M | 75.27
| XS218SAPAL2 | DI FeB M12 INOX PNP NA S=7MM CAB 2M | 57.06
| XS218SAPAL5 | DI FeB M12 INOX PNP NA S=7MM CAB 5M | 63.13
| XS218SAPAM12 | DI FeB M12 INOX PNP NA S=7MM LIG M12 | 57.64
| XS230AAMAL10 | DI FeB M30 PL NA S=22MM CA-CC CAB 10M | 95.016
| XS230AAMAL2 | DI FeB M30 PL NA S=22MM CA-CC CAB 2M | 66.78
| XS230AAMAL5 | DI FeB M30 PL NA S=22MM CA-CC CAB 5M | 72.01
| XS230AAMAU20 | DI FeB M30 PL NA S=22MM CA-CC LIG U20 | 66.78
| XS230AANAL2 | DI FeB M30 PLA ST NPN NA S=22MM CAB 2M | 48.44
| XS230AANAM12 | DI FeB M30 PLA ST NPN NA S=22MM LIG M12 | 56.712
| XS230AAPAL2 | DI FeB M30 PLA ST PNP NA S=22MM CAB 2M | 48.44
| XS230AAPAM12 | DI FeB M30 PLA ST PNP NA S=22MM LIG M12 | 48.44
| XS230BLNAL2 | DI BAS M30 MET NPN NA S=15MM CAB 2M | 24.08
| XS230BLNAM12 | DI BAS M30 MET NPN NA S=15MM LIG M12 | 24.88
| XS230BLPAL2 | DI BAS M30 MET PNP NA S=15MM CAB 2M | 23.84
| XS230BLPAL5 | DI BAS M30 MET PNP NA S=15MM CAB 5M | 27.7
| XS230BLPAM12 | DI BAS M30 MET PNP NA S=15MM LIG M12 | 23.84
| XS230BLPBL2 | DI BAS M30 MET PNP NF S=15MM CAB 2M | 23.84
| XS230SAMAL10 | DI FeB M30 INOX NA S=22MM CA-CC CAB10M | 128.8
| XS230SAMAL2 | DI FeB M30 INOX NA S=22MM CA-CC CAB2M | 87.41
| XS230SAMAL5 | DI FeB M30 INOX NA S=22MM CA-CC CAB5M | 93.48
| XS230SAMAU20 | DI FeB M30 INOX NA S=22MM CA-CC LIGU20 | 87.41
| XS230SANAL2 | DI FeB M30 INOX NPN NA S=22MM CAB 2M | 61.91
| XS230SANAM12 | DI FeB M30 INOX NPN NA S=22MM LIG M12 | 68.1
| XS230SAPAL2 | DI FeB M30 INOX PNP NA S=22MM CAB 2M | 63.78
| XS230SAPAL5 | DI FeB M30 INOX PNP NA S=22MM CAB 5M | 69.2
| XS230SAPAM12 | DI FeB M30 INOX PNP NA S=22MM LIG M12 | 68.78
| XS2L2SANAL2 | DI FeB L18 INOX NPN NA S=12MM CAB 2M | 74.025
| XS2L2SANAM12 | DI FeB L18 INOX NPN NA S=12MM LIG M12 | 74.025
| XS2L2SAPAL2 | DI FeB L18 INOX PNP NA S=12MM CAB 2M | 60.7
| XS2L2SAPAM12 | DI FeB L18 INOX PNP NA S=12MM LIG M12 | 71.064
| XS2M08MA230 | DETECTOR S=2,5MM CA/CC 1NA | 123.14
| XS2M08PC410D | DI M8 INOX PNP NA+NF S=2,5MM LIG M12 | 41.51
| XS2M12KP340 | DI M12 MET PNP+NPN NA-NF S=4MM CAB 2M | 67.33
| XS2M12KP340D | DI M12 MET PNP+NPN NA-NF S=4MM LIG M12 | 63.65
| XS2M12KP340L1 | DI M12 MET PNP+NPN NA/NF S=4MM CAB 5M | 73.46
| XS2M12MA250 | DI M12 MET NA S=4MM CA-CC CAB 2M | 102.84
| XS2M12MA250K | DI M30 MET NA S=4MM CA-CC LIG U20 | 140.35
| XS2M12MB250 | DET IND 20 A 264V 4MM | 125.4125
| XS2M12MB250L1 | DETECTOR S=4MM | 141.168
| XS2M18KP340 | DI M18 MET PNP+NPN NA-NF S=8MM CAB 2M | 67.33
| XS2M18KP340D | DI M18 MET PNP+NPN NA-NF S=8MM LIG M12 | 67.33
| XS2M18MA250 | DI M18 MET NA S=8MM CA-CC CAB 2M | 94.27
| XS2M18MA250K | DI M18 MET NA S=8MM CA/CC LIG U20 | 103.68
| XS2M18MB250 | DI M18 MET NF S=8MM CA-CC CAB 2M | 98.98
| XS2M30KP340 | DI M30 MET PNP+NPN NA-NF S=15MM CAB 2M | 80.99
| XS2M30KP340D | DI M30 MET PNP+NPN NA-NF S=15MM LIGM12 | 74.56
| XS2M30MA250 | DI M30 MET NA S=15MM CA-CC CAB 2M | 104.11
| XS2M30MB250 | DI M30 MET NF S=15MM CA-CC CAB 2M | 104.11
| XS2M30MB250K | DI M30 MET NF S=15MM CA/CC LIG M12 | 122.11
| XS2N12NC410 | DI M12 MET NPN NA+NF S=4MM CAB 2M | 39.88
| XS2N12NC410D | DI M12 MET NPN NA+NF S=4MM M12 | 49.08
| XS2N18NC410 | DI M18 MET NPN NA+NF S=8MM CAB 2M | 49.08
| XS2N18NC410D | DI M18 MET NPN NA+NF S=8MM LIG M12 | 46.37
| XS4P08MA230 | DI M8 PLA ST NA S=2,5MM CA-CC CAB 2M | 94.12
| XS4P08MB230K | DI M8 PLA ST NF S=2,5MM CA-CC LIG U20 | 109.1
| XS4P08NA340 | DI M8 PLA ST NPN NA S=2,5MM CAB 2M | 44.57
| XS4P08NB340 | DI M8 PLA ST NPN NF S=2,5MM CAB 2M | 59.436
| XS4P08NC410 | DETECTOR S= 2.5MM | 48.575
| XS4P08PA340 | DI M8 PLA ST PNP NA S=2,5MM CAB 2M | 44.57
| XS4P08PA340D | DETECTOR 10 A 38VCC 2,5MM | 48.31
| XS4P08PA340L1 | DI M8 PLAST PNP NA S=2,5MM CAB 1M | 50.77
| XS4P08PA340S | DI M8 PLA ST PNP NA S=2,5MM LIG M8 | 54.49
| XS4P08PA370 | DETECTOR S= | 60.68
| XS4P08PA370E1 | DI M8 PLAST PNP NA S=8MM LIG ATEX | 70.59
| XS4P08PB340 | DI M8 PLA ST PNP NF S=2,5MM CAB 2M | 57.4
| XS4P08PB340S | DI M8 PLA ST PNP NF S=2,5MM LIG M8 | 66.708
| XS4P08PC410 | DET IND S=2,5mm CC | 47.475
| XS4P12AB110 | DI M12 ANALOG 0-10V 0,4-4MM CAB 2M | 92.4
| XS4P12AB120 | DI M12 ANALOG 4-20MA 0,4-4MM CAB 2M | 92.4
| XS4P12KP340 | DI M12 PL PNP+NPN NA-NF S=4MM CAB 2M | 57.45
| XS4P12KP340D | DI M12 PL PNP+NPN NA-NF S=4MM LIG M12 | 57.45
| XS4P12MA230 | DI M12 PLA ST NA S=4MM CA-CC CAB 2M | 73.06
| XS4P12MA230K | DI M12 PLA ST NA S=4MM CA-CC LIG U20 | 75.54
| XS4P12MB230 | DI M12 PLA ST NF S=4MM CA-CC CAB 2M | 73.06
| XS4P12MB230K | DI M12 PLA ST NF S=4MM CA-CC LIG U20 | 104.2
| XS4P12NA340 | DI M12 PLA ST NPN NA S=4MM CAB 2M | 42.11
| XS4P12NA340D | DI M12 PLA ST NPN NA S=4MM LIG M12 | 43.34
| XS4P12NA370 | DETECTOR IND S=4MM CC | 56.556
| XS4P12NA370D | DET S=4MM CC NA | 60.4125
| XS4P12NB340 | DI M12 PLA ST NPN NF S=4MM CAB 2M | 52.85
| XS4P12NB340D | DI M12 PLA ST NPN NF S=4MM LIG M12 | 54.35
| XS4P12PA340 | DI M12 PLA ST PNP NA S=4MM CAB 2M | 42.11
| XS4P12PA340D | DI M12 PLA ST PNP NA S=4MM LIG M12 | 43.34
| XS4P12PA340L1 | DET IND S=4MM CC | 47.07
| XS4P12PA370 | DETECTOR S=4mm CC NA | 47.07
| XS4P12PA370D | DET IND S=4MM CC NA | 49.54
| XS4P12PA370L1 | DI M12 PLAST PNP NA S=8MM CAB 5M | 53.24
| XS4P12PB340 | DI M12 PLA ST PNP NF S=4MM CAB 2M | 43.34
| XS4P12PB340D | DI M12 PLA ST PNP NF S=4MM LIG M12 | 44.57
| XS4P12PB370 | DETECTOR S= 2 | 56.556
| XS4P12PB370D | DI M12 PLAST PNP NF S=4MM LIG M12 | 60.4125
| XS4P12PC410 | DET IND S=4MM CC NA+NF | 36.04
| XS4P12PC410D | DETECTOR INDUTIVO S=4MM CC NA | 38.74
| XS4P18AB110 | DI M18 ANALOG 0-10V 0,8-8MM CAB 2M | 97.4
| XS4P18AB120 | DI M18 ANALOG 4-20MA 0,8-8MM CAB 2M | 97.4
| XS4P18KP340 | DI M18 PL PNP+NPN NA-NF S=8MM CAB 2M | 59.94
| XS4P18KP340D | DI M18 PL PNP+NPN NA-NF S=8MM LIG M12 | 59.94
| XS4P18MA230 | DI M18 PLA ST NA S=8MM CA-CC CAB 2M | 69.35
| XS4P18MA230K | DI M18 PLA ST NA S=8MM CA-CC LIG U20 | 76.77
| XS4P18MA230L2 | DI M18 PLAST NA S=8MM CA-CC CAB 10M | 85.44
| XS4P18MB230 | DI M18 PLA ST NF S=8MM CA-CC CAB 2M | 69.35
| XS4P18MB230K | DI M18 PLA ST NF S=8MM CA-CC LIG U20 | 93.625
| XS4P18MB230L2 | DI M18 PLAST NF S=8MM CA-CC CAB 10M | 86.69
| XS4P18NA340 | DI M18 PLA ST NPN NA S=8MM CAB 2M | 43.34
| XS4P18NA340D | DI M18 PLA ST NPN NA S=8MM LIG M12 | 45.83
| XS4P18NB340 | DI M18 PLA ST NPN NF S=8MM CAB 2M | 54.35
| XS4P18NB340D | DI M18 PLAST NPN NF S=8MM LIG M12 | 64.925
| XS4P18PA340 | DI M18 PLA ST PNP NA S=8MM CAB 2M | 43.34
| XS4P18PA340D | DI M18 PLA ST PNP NA S=8MM LIG M12 | 45.83
| XS4P18PA340L1 | DETECTOR S=15 | 50.77
| XS4P18PA370 | DETECTOR S=8mm CC NA | 49.54
| XS4P18PA370D | DET IND S=8MM CC NA | 52.02
| XS4P18PA370E1 | DI M18 PLAST PNP NA S=8MM LIG ATEX | 58.2
| XS4P18PA370L01B | DI M18 PLAST PNP NA S=8MM LIG TERM P-R | 67.12
| XS4P18PA370L1 | DI M18 PLÁST PNP NA S=8MM CAB 5M | 54.49
| XS4P18PB340 | DI M18 PLA ST PNP NF S=8MM CAB 2M | 52.176
| XS4P18PB340D | DI M18 PLA ST PNP NF S=8MM LIG M12 | 45.83
| XS4P18PB370 | DETECTOR INDUCTIVO | 50.77
| XS4P18PB370D | DET IND S=8MM CC NA | 52.02
| XS4P18PC410 | DETECTOR S=8mm | 38.74
| XS4P18PC410D | DET IND S=8MM CC NA+NF | 39.64
| XS4P30AB110 | DI M30 ANALOG 0-10V 1,5-15MM CAB 2M | 99.89
| XS4P30AB120 | DI M30 ANALOG 4-20MA 1,5-15MM CAB 2M | 99.89
| XS4P30KP340 | DI M30 PL PNP+NPN NA-NF S=15MM CAB 2M | 64.92
| XS4P30KP340D | DI M30 PL PNP+NPN NA-NF S=15MM LIG M12 | 64.92
| XS4P30MA230 | DI M30 PLA ST NA S=15MM CA-CC CAB 2M | 69.35
| XS4P30MA230K | DI M30 PLA ST NA S=15MM CA-CC LIG U20 | 76.77
| XS4P30MA230L01C | DETECTOR S=15m | 93.6
| XS4P30MA230L1 | DETECTOR S=15mm CA-CC NA | 76.77
| XS4P30MA230L2 | DI M30 PLAST NA S=15MM CA-CC CAB 10M | 86.69
| XS4P30MB230 | DI M30 PLA ST NF S=15MM CA-CC CAB 2M | 69.35
| XS4P30MB230K | DI M30 PLA ST NF S=15MM CA-CC LIG U20 | 76.77
| XS4P30NA340 | DI M30 PLA ST NPN NA S=15MM CAB 2M | 48.31
| XS4P30NA340D | DI M30 PLA ST NPN NA S=15MM LIG M12 | 66.45
| XS4P30NA370 | DETECTOR INDUTIVO S 15MM | 67.9875
| XS4P30NB340 | DI M30 PLA ST NPN NF S=15MM CAB 2M | 63.792
| XS4P30NB370 | DI M30 PLAST NPN NF S=15MM CAB 2M | 74
| XS4P30PA340 | DI M30 PLA ST PNP NA S=15MM CAB 2M | 48.31
| XS4P30PA340D | DI M30 PLA ST PNP NA S=15MM LIG M12 | 50.77
| XS4P30PA340L2 | DI M30 PLAST PNP NA S=15MM CAB 10M | 63.15
| XS4P30PA370 | DET IND S=15MM | 53.24
| XS4P30PA370D | DETECTOR IND S=15MM NA 48VCC | 56.98
| XS4P30PA370L01B | DI M30 PLAST PNP NA S=8MM LIG TERM P-R | 74.52
| XS4P30PB340 | DI M30 PLA ST PNP NF S=15MM CAB 2M | 57.996
| XS4P30PB340D | DI M30 PLA ST PNP NF S=15MM LIG M12 | 61.134
| XS4P30PB370 | DET IND S=15MM CC NF | 55.75
| XS4P30PB370D | DET IND S=15MM CC NF | 72.48
| XS506B1NAL2 | DI L6,5 CURT MET PNP NA S=1,5MM CAB 2M | 34.81
| XS506B1NBL2 | DPI fun L6 DC3hilos empotrable | 42.6625
| XS506B1PAL2 | DI L6,5 CURT MET PNP NA S=1,5MM CAB 2M | 34.81
| XS506B1PAM8 | DI L6,5 CURT MET PNP NA S=1,5MM LIG M8 | 36.9
| XS506B1PBL2 | DI L6,5 CURT MET PNP NF S=1,5MM CAB 2M | 42.996
| XS506B1PBM8 | DI L6,5 CURT MET PNP NB S=1,5MM LIG M8 | 45.6
| XS506BLPAL2 | DI L6 LONG MET PNP NA S=1,5MM CAB 2M | 45.5875
| XS506BSCAL2 | DI M6 CURT MET NA S=1,5MM CC 2F CAB 2M | 40.2625
| XS506BSCBL2 | DETECTOR INDUCTIVO L6 12-24 V | 40.2625
| XS508B1CAL08M12 | DI M8 S=1,5MM NA 12-48VCC CAB LIG M12 | 42.43
| XS508B1CAM12 | DI OPT M8 MET NA S=1,5MM CC 2F LIG M12 | 42.43
| XS508B1DAL2 | DI OPT M8 MET NA S=1,5MM CC 2F CAB 2M | 42.43
| XS508B1DAM12 | DI OPT M8 MET NA S=1,5MM CC 2F LIG M12 | 42.43
| XS508B1DBL2 | DI OPT M8 MET NF S=1,5MM CC 2F CAB 2M | 44.55
| XS508B1DBM12 | DI OPT M8 MET NF S=1,5MM CC 2F LIG M12 | 52.416
| XS508B1NAL2 | DI OPT M8 NPN NA S=1,5MM CAB 2M | 34.26
| XS508B1NAM12 | INDUCTIVE SENSOR CYLINDRICAL DIA8 12 24V | 32.63
| XS508B1NAM8 | DI OPT M8 NPN NA S=1,5MM LIG M8 | 32.63
| XS508B1NBL2 | DI OPT M8 NPN NF S=1,5MM CAB 2M | 35.97
| XS508B1NBM8 | DI OPT M8 NPN NF S=1,5MM LIG M8 | 41.9875
| XS508B1PAL10 | DI OPT M8 PNP NA S=1,5MM CAB 10M | 43.41
| XS508B1PAL2 | DI OPT M8 PNP NA S=1,5MM CAB 2M | 34.26
| XS508B1PAL5 | DI OPT M8 PNP NA S=1,5MM CAB 5M | 36.67
| XS508B1PAM12 | DI OPT M8 PNP NA S=1,5MM LIG M12 | 32.96
| XS508B1PAM8 | DI OPT M8 PNP NA S=1,5MM LIG M8 | 32.63
| XS508B1PAP01M8 | DI OPT M8 PNP NA S=1,5MM LIG M8-R | 36.69
| XS508B1PBL2 | DI OPT M8 PNP NF S=1,5MM CAB 2M | 35.97
| XS508B1PBM12 | DI OPT M8 PNP NF S=1,5MM LIG M12 | 42.228
| XS508B1PBM8 | DI OPT M8 PNP NF S=1,5MM LIG M8 | 35.89
| XS508B1PBP01M8 | DI OPT M8 PNP NF S=1,5MM LIG M8-R | 38.53
| XS508BLNAL2 | DETECTOR INDUCTIVO M8 12-24 V | 44.5
| XS508BLPAL2 | DI M8 LNG MET PNP NA S=1,5MM CAB 2M | 36.31
| XS508BLPAL5 | DETECTOR INDUCTIVO M8 12-24 V | 45.66
| XS508BLPAM12 | DI M8 LNG MET PNP NA S=1,5MM LIG M12 | 35.71
| XS508BLPBL2 | DI M8 LNG MET PNP NF S=1,5MM CAB 2M | 36.26
| XS508BLPBM12 | DI M8 LNG MET PNP NF S=1,5MM LIG M12 | 37.37
| XS508BSCAL2 | DI M8 CURT MET NA S=1,5MM CC 2F CAB 2M | 32.65
| XS508BSCBL2 | DI M8 CURT MET NF S=1,5MM CC 2F CAB 2M | 33.94
| XS512B1CAL08M12 | DI M12 S=2MM NA 12-48VCC CAB LIG M12 | 56.42
| XS512B1CAM12 | DI M12 S=2MM NA 12-48VCC LIG M12 | 38.56
| XS512B1DAL2 | DI OPT M12 MET NA S=2MM CC 2F CAB 2M | 38.56
| XS512B1DAM12 | DI OPT M12 MET NA S=2MM CC 2F LIG M12 | 38.56
| XS512B1DBL2 | DI OPT M12 MET NF S=2MM CC 2F CAB 2M | 40.48
| XS512B1DBM12 | DI OPT M12 MET NF S=2MM CC 2F LIG M12 | 40.48
| XS512B1MAL2 | DI M12 LNG MET NA S=2MM CA/CC 2F CAB2M | 55.97
| XS512B1MAU20 | DPI univ M12 ACDC2hilos empotrable | 53.43
| XS512B1MBL2 | DI M12 LNG MET NF S=2MM CA/CC 2F CAB2M | 58.54
| XS512B1NAL2 | DI OPT M12 NPN NA S=2MM CAB 2M | 31.13
| XS512B1NAM12 | DI OPT M12 NPN NA S=2MM LIG M12 | 29.65
| XS512B1NBL2 | DI OPT M12 NPN NF S=2MM CAB 2M | 36.624
| XS512B1NBM12 | DI OPT M12 NPN NF S=2MM LIG M12 | 38.15
| XS512B1PAL2 | DI OPT M12 PNP NA S=2MM CAB 2M | 31.13
| XS512B1PAL5 | DI OPT M12 PNP NA S=2MM CAB 5M | 33.71
| XS512B1PAM12 | DI OPT M12 PNP NA S=2MM LIG M12 | 29.65
| XS512B1PBL2 | DI OPT M12 PNP NF S=2MM CAB 2M | 34.34
| XS512B1PBL5 | DPI fun M12 DC3hilos empotrable | 43.74
| XS512B1PBM12 | DI OPT M12 PNP NF S=2MM LIG M12 | 32.7
| XS512BLNAL2 | DI L12 LONG MET NPN NA S=2MM CAB 2M | 40.45
| XS512BLNAM12 | DI L12 LONG MET NPN NA S=2MM LIG M12 | 36.24
| XS512BLPAL2 | DI M8 LNG MET PNP NA S=1,5MM CAB 2M | 33.01
| XS512BLPAL5 | DETECTOR INDUCTIVO M12 12-24 V | 35.69
| XS512BLPAM12 | DI M12 LNG MET PNP NA S=2MM LIG M12 | 30.8
| XS512BLPBL2 | DI M12 LNG MET PNP NF S=2MM CAB 2M | 40.764
| XS512BLPBM12 | DI M12 LNG MET PNP NF S=2MM LIG M12 | 32.33
| XS512BSDAL2 | DI M12 CURT MET NA S=2MM CC 2F CAB 2M | 29.42
| XS512BSDAM12 | DI M12 CURT MET NA S=2MM CC 2F LIG M12 | 26.59
| XS512BSDBL2 | DETECTOR INDUCTIVO M12 12-24 V | 37.8375
| XS512BSDBM12 | DETECTOR INDUCTIVO M12 12-24 V | 36.05
| XS518B1CAL08M12 | DPI M18 NPN S=5MM NA 12-24VDC | 38.56
| XS518B1CAM12 | DI M18 MET NA S=5MM CC 2F 12-48VCC | 38.56
| XS518B1DAL01B | DETETOR INDUCT XS5 CILINDRIC DIA 18 | 60.86
| XS518B1DAL01C | DI OPT M18 MET NA S=5MM CC 2F LIG DIN | 65.28
| XS518B1DAL2 | DI OPT M18 MET NA S=5MM CC 2F CAB 2M | 38.56
| XS518B1DAM12 | DI OPT M18 MET NA S=5MM CC 2F LIG M12 | 38.56
| XS518B1DBL2 | DI OPT M18 MET NF S=5MM CC 2F CAB 2M | 40.48
| XS518B1DBM12 | DI OPT M18 MET NF S=5MM CC 2F LIG M12 | 40.48
| XS518B1MAL2 | DI M18 LNG MET NA S=5MM CA/CC 2F CAB2M | 55.97
| XS518B1MAU20 | DI M18 LNG MET NA S=5MM CA/CC 2F CAB2M | 53.43
| XS518B1MBL2 | DI M18 LNG MET NF S=5MM CA/CC 2F CAB2M | 58.54
| XS518B1NAL2 | DI OPT M18 NPN NA S=5MM CAB 2M | 32.7
| XS518B1NAM12 | DI OPT M18 NPN NA S=5MM LIG M12 | 31.13
| XS518B1NBL2 | DI OPT M18 NPN NF S=5MM CAB 2M | 40.404
| XS518B1NBM12 | DI OPT M18 NPN NF S=5MM LIG M12 | 32.7
| XS518B1PAL2 | DI OPT M18 PNP NA S=5MM CAB 2M | 32.7
| XS518B1PAL5 | DI OPT M18 PNP NA S=5MM CAB 5M | 35.39
| XS518B1PAM12 | DI OPT M18 PNP NA S=5MM LIG M12 | 31.13
| XS518B1PBL2 | DI OPT M18 PNP NF S=5MM CAB 2M | 34.34
| XS518B1PBM12 | DI OPT M18 PNP NF S=5MM LIG M12 | 32.7
| XS518BLNAL2 | DETECTOR INDUCTIVO M18 12-24 V | 34.65
| XS518BLNBL2 | DI M18 LNG MET NPN NF S=5MM CAB 2M | 44.6
| XS518BLNBM12 | DI M18 LNG MET NPN NF S=5MM LIG M12 | 41.6
| XS518BLPAL2 | DETECTOR INDUCTIVO M18 12-24 V | 34.65
| XS518BLPAM12 | DI M18 LNG MET PNP NA S=5MM LIG M12 | 32.33
| XS518BLPBL2 | DETECTOR INDUTIVO M18 12-24 V | 36.39
| XS518BSDAL2 | DI M18 CURT MET NA S=5MM CC 2F CAB 2M | 30.89
| XS518BSDAM12 | DI M18 CURT MET NA S=5MM CC 2F LIG M12 | 29.41
| XS518BSDBL2 | DI M18 CURT MET NF S=5MM CC 2F CAB 2M | 39.7125
| XS530B1CAL08M12 | DPI M18 NPN S=5MM 12-24VDC | 42.43
| XS530B1DAL10 | DI OPT M30 MET NA S=10MM CC 2F CAB 10M | 53.2
| XS530B1DAL2 | DI OPT M30 MET NA S=10MM CC 2F CAB 2M | 42.43
| XS530B1DAL5 | DI OPT M30 MET NA S=10MM CC 2F CAB 5M | 46.46
| XS530B1DAM12 | DI OPT M30 MET NA S=10MM CC 2F LIG M12 | 42.43
| XS530B1DBL2 | DI OPT M30 MET NF S=10MM CC 2F CAB 2M | 44.55
| XS530B1DBM12 | DI OPT M30 MET NF S=10MM CC 2F LIG M12 | 52.416
| XS530B1MAL2 | DI OPT M30 NA S=10MM CAB 2M | 61.57
| XS530B1MAU20 | DI OPT M30 NA S=10MM LIG M12 | 58.76
| XS530B1NAL2 | DI OPT M30 NPN NA S=10MM CAB 2M | 39.46
| XS530B1NAM12 | DI OPT M30 NPN NA S=10MM LIG M12 | 37.6
| XS530B1NBL2 | DI OPT M30 NPN NF S=10MM CAB 2M | 50.8
| XS530B1NBM12 | DI OPT M30 NPN NF S=10MM LIG M12 | 48.3625
| XS530B1PAL2 | DI OPT M30 PNP NA S=10MM CAB 2M | 39.46
| XS530B1PAL5 | DI OPT M30 PNP NA S=10MM CAB 5M | 42.26
| XS530B1PAM12 | DI OPT M30 PNP NA S=10MM LIG M12 | 37.6
| XS530B1PBL2 | DI OPT M30 PNP NF S=10MM CAB 2M | 41.45
| XS530B1PBM12 | DI OPT M30 PNP NF S=10MM LIG M12 | 39.46
| XS530BLNAM12 | DI OPT M30 NPN NA S=10MM LIG M12 | 41.868
| XS530BLNBM12 | DI OPT M30 NPN NF S=10MM LIG M12 | 45.7625
| XS530BLPAL2 | DI M30 LNG MET PNP NA S=10MM LIG M12 | 38.12
| XS530BLPAM12 | DETECTOR INDUCTIVO M30 12-24 V | 35.59
| XS530BLPBM12 | DI M30 LNG MET PNP NF S=10MM LIG M12 | 43.932
| XS530BSDAL2 | DI M30 CURT MET NA S=10MM CC 2F CAB 2M | 41.5875
| XS530BSDBM12 | DI M30 CURT MET NA S=10MM CC 2F LIGM12 | 41.5875
| XS5L81PA140 | DDP IND S=1.5MM CC NA | 66.09
| XS5L81PA140S | DDP IND S=1.5MM CC NA | 77.32
| XS606B1DAL2 | DI M6 CURT MET NA S=2,5MM CC 2F CAB 2M | 51.625
| XS606B3CAL2 | DI M6 CURT MET NA S=2,5MM CC 2F CAB 2M | 38.36
| XS606B3CBL2 | DETECTOR INDUCTIVO L6 12-24 V | 38.36
| XS608B1DAL2 | DI UNV M8 MET NA S=2,5MM CC 2F CAB 2M | 39.53
| XS608B1DAM12 | DETECTOR INDUCTIVO M8 12-24 V | 44.292
| XS608B1DBL2 | DI UNV M8 MET NF S=2,5MM CC 2F CAB 2M | 50.8625
| XS608B1NAL2 | DI UNV M8 MET NPN NA S=2,5MM CAB 2M | 40.31
| XS608B1NAM12 | DI UNV M8 MET NPN NA S=2,5MM LIG M12 | 38.02
| XS608B1NBL2 | DI UNV M8 MET NPN NF S=2,5MM CAB 2M | 42.32
| XS608B1NBM12 | DI UNV M8 MET NPN NF S=2,5MM LIG M12 | 49.4
| XS608B1PAL2 | DI UNV M8 MET PNP NA S=2,5MM CAB 2M | 40.31
| XS608B1PAL5 | DI UNV M8 MET PNP NA S=2,5MM CAB 5M | 43.27
| XS608B1PAM12 | DI UNV M8 MET PNP NA S=2,5MM LIG M12 | 37.65
| XS608B1PBL2 | DI UNV M8 MET PNP NF S=2,5MM CAB 2M | 42.32
| XS608B1PBL5 | DI UNV M8 MET PNP NF S=2,5MM CAB 5M | 45.44
| XS608B1PBM12 | DI UNV M8 MET PNP NF S=2,5MM LIG M12 | 39.53
| XS608B3CAL2 | DI M8 CURT MET NF S=2,5MM CC 2F CAB 2M | 35.93
| XS608B3CBL2 | DI M8 CURT MET NF S=2,5MM CC 2F CAB 2M | 44.4
| XS612B1DAL2 | DI M12 LNG MET NA S=4MM CC 2F CAB 2M | 34.6
| XS612B1DAM12 | DI M12 LNG MET NA S=4MM CC 2F LIG M12 | 31.38
| XS612B1DBL2 | DI M12 LNG MET NF S=4MM CC 2F CAB 2M | 42.375
| XS612B1DBM12 | DI M12 LNG MET NF S=4MM CC 2F LIG M12 | 38.772
| XS612B1MAL10 | DI UNV M12 MET NA S=4MM CA-CC CAB 10M | 72.54
| XS612B1MAL2 | DI UNV M12 MET NA S=4MM CA-CC CAB 2M | 58.92
| XS612B1MAL5 | DPI univ M12 ACDC2hilos empotrable | 64.03
| XS612B1MAU20 | DI UNV M12 MET NA S=4MM CA-CC LIG U20 | 56.23
| XS612B1MBL2 | DI UNV M12 MET NF S=4MM CA-CC CAB 2M | 61.6
| XS612B1MBU20 | DI UNV M12 MET NF S=4MM CA-CC LIG U20 | 58.92
| XS612B1NAL2 | DI UNV M12 MET NPN NA S=4MM CAB 2M | 33.6
| XS612B1NAM12 | DI UNV M12 MET NPN NA S=4MM LIG M12 | 31.38
| XS612B1NBL2 | DI UNV M12 MET NPN NF S=4MM CAB 2M | 35.26
| XS612B1NBM12 | DI UNV M12 MET NPN NF S=4MM LIG M12 | 33.6
| XS612B1PAL10 | DI UNV M12 MET PNP NA S=4MM CAB 10M | 49.55
| XS612B1PAL10EX | DI UNV EX M12 PNP NA S=4MM CC CAB 10M | 91.14
| XS612B1PAL2 | DI UNV M12 MET PNP NA S=4MM CAB 2M | 33.6
| XS612B1PAL5 | DI UNV M12 MET PNP NA S=4MM CAB 5M | 36.06
| XS612B1PAM12 | DI UNV M12 MET PNP NA S=4MM LIG M12 | 31.38
| XS612B1PBL10EX | DI UNV EX M12 PNP NF S=4MM CC CAB 10M | 95.33
| XS612B1PBL2 | DI UNV M12 MET PNP NF S=4MM CAB 2M | 35.26
| XS612B1PBL5 | DI UNV M12 MET PNP NF S=4MM CAB 5M | 37.86
| XS612B1PBM12 | DI UNV M12 MET PNP NF S=4MM LIG M12 | 32.96
| XS612B2PAL01M12 | DI M12 ALC AJ PNP NA SN=5MM LIG M12 | 50.16
| XS612B2PBL01M12 | DI M12 ALC AJ PNP NF SN=5MM LIG M12 | 51.15
| XS612B3DAL2 | DI M12 CURT MET NF S=4MM CC 2F CAB 2M | 30.25
| XS612B3DAM12 | DI M12 CURT MET NA S=4MM CC 2F LIG M12 | 28.52
| XS612B3DBL2 | DI M12 CURT MET NF S=4MM CC 2F CAB 2M | 37.008
| XS612B3DBM12 | DI M12 CURT MET NF S=4MM CC 2F LIG M12 | 32.8832
| XS612B4NAL2 | DI UNV+ M12 MET NPN NA S=7MM CAB 2M | 35.82
| XS612B4NAM12 | DI M12 LNG MET NPN NA S=7MM LIG M12 | 35.49
| XS612B4PAL2 | DI UNV+ M12 MET PNP NA S=7MM CAB 2M | 35.82
| XS612B4PAM12 | DI UNV+ M12 MET PNP NA S=7MM LIG M12 | 35.49
| XS612B4PBL2 | DI UNV+ M12 MET PNP NF S=7MM CAB 2M | 35.82
| XS612B4PBL5 | DPI UNI M12 NE 3H PNP 5M | 49.55
| XS612B4PBM12 | DI M12 LNG MET PNP NF S=7MM LIG M12 | 35.14
| XS618B1DAL2 | DETECTOR INDUCTIVO M18 12-24 V | 36.59
| XS618B1DAM12 | DI M18 LNG MET NA S=4MM CC 2A LIG M12 | 34.51
| XS618B1DBL2 | DI M18 LNG MET NA S=8MM CC 2F CAB 2M | 46.625
| XS618B1DBM12 | DI M18 LNG MET NA S=4MM CC 2F LIG M12 | 42.636
| XS618B1MAL01C | DI M18 MET NA S=8MM CA/CC LIG DIN | 84.49
| XS618B1MAL01G | DETECTEUR INDUCTIF XS6 CYLINDRIQUE DIA18 | 68.97
| XS618B1MAL2 | DI UNV M18 MET NA S=8MM CA-CC CAB 2M | 58.92
| XS618B1MAL2TF | DI -40 C M18 MET NA S=8MM CA/CC CAB 2M | 64.79
| XS618B1MAL5 | DI M18 MET NA S=8MM CA/CC CAB 5M | 64.03
| XS618B1MAU20 | DI UNV M18 MET NA S=8MM CA-CC LIG U20 | 56.23
| XS618B1MBL2 | DI UNV M18 MET NF S=8MM CA-CC CAB 2M | 61.6
| XS618B1MBU20 | DI UNV M18 MET NF S=8MM CA-CC LIG U20 | 58.92
| XS618B1NAL2 | DI UNV M18 MET NPN NA S=8MM CAB 2M | 38.4
| XS618B1NAM12 | DI UNV M18 MET NPN NA S=8MM LIG M12 | 36.56
| XS618B1NBL2 | DI UNV M18 MET NPN NF S=8MM CAB 2M | 40.32
| XS618B1NBM12 | DI UNV M18 MET NPN NF S=8MM LIG M12 | 38.4
| XS618B1PAL10 | DI UNV M18 MET PNP NA S=8MM CAB 10M | 48.67
| XS618B1PAL10EX | DI UNV EX M18 PNP NA S=8MM CC CAB 10M | 96.01
| XS618B1PAL2 | DI UNV M18 MET PNP NA S=8MM CAB 2M | 38.4
| XS618B1PAL5 | DI UNV M18 MET PNP NA S=8MM CAB 5M | 41.22
| XS618B1PAM12 | DI UNV M18 MET PNP NA S=8MM LIG M12 | 36.56
| XS618B1PAM12TF | DPI univ M18 empotrable (-40ºC) | 37.42
| XS618B1PBL10 | DI UNV M18 MET PNP NF S=8MM CAB 10M | 48.67
| XS618B1PBL2 | DI UNV M18 MET PNP NF S=8MM CAB 2M | 40.32
| XS618B1PBL5 | DI UNV M18 MET PNP NF S=8MM CAB 5M | 43.29
| XS618B1PBM12 | DI UNV M18 MET PNP NF S=8MM LIG M12 | 38.4
| XS618B2PAL01M12 | DI OSI M18 PNP S=9MM NA 12-24VDC LIG | 54.098
| XS618B3DAL2 | DI M8 CURT MET NF S=2,5MM CC 2F CAB 2M | 32.96
| XS618B3DAM12 | DI M18 CURT MET NA S=8MM CC 2F LIG M12 | 31.38
| XS618B4MAL2 | DI UNV+ M18 MET NA S=12MM CA-CC CAB 2M | 59.23
| XS618B4MAL5 | DI UNV+ M18 MET NA S=12MM CA/CC CAB 5M | 63.53
| XS618B4MAU20 | DI UNV+ M18 MET NA S=12MM CA/CC LIGU20 | 54.83
| XS618B4MBL2 | DI UNV+M18 MET NF S=12MM CA/CC CAB 2M | 59.23
| XS618B4MBU20 | DI UNV+ M18 MET NF S=12MM CA-CC LIGU20 | 54.83
| XS618B4NAL2 | DI UNV+ M18 MET NPN NA S=12MM CAB 2M | 35.82
| XS618B4NAM12 | DI UNV+ M18 MET NPN NA S=12MM LIG M12 | 37.24
| XS618B4NBL2 | DI UNV+ M18 MET NPN NF S=12MM CAB 2M | 42.144
| XS618B4PAL2 | DI UNV+ M18 MET PNP NA S=12MM CAB 2M | 35.82
| XS618B4PAL5 | DI UNV+ M18 MET PNP NA S=12MM CAB 5M | 40.43
| XS618B4PAM12 | DI UNV+ M18 MET PNP NA S=12MM LIG M12 | 37.61
| XS618B4PBL2 | DI M18 LNG MET PNP NF S=12mm CAB 2m | 35.82
| XS618B4PBM12 | DI UNV+ M18 MET PNP NF S=12MM LIG M12 | 37.24
| XS630B1CASAS | DI UNV M30 MET NA S=15MM LIG M12 | 70.4605
| XS630B1DAL2 | DI M30 LNG MET NA S=15MM CC 2F CAB 2M | 41.18
| XS630B1DAM12 | DI M30 LNG MET NA S=15MM CC 2F CAB 2M | 39.22
| XS630B1DBL2 | DI M30 LNG MET NA S=15MM CC 2F CAB 2M | 50.88
| XS630B1MAL01C | DI M30 MET NA S=15MM CA/CC LIG DIN | 92.48
| XS630B1MAL01G | DI M30 MET NA S=15MM CA/CC LIG M18-R | 76.52
| XS630B1MAL01U78 | DI UNV M30 MET NA S=15MM CA/CC CAB 0,15M | 67.65
| XS630B1MAL2 | DI UNV M30 MET NA S=15MM CA-CC CAB 2M | 64.79
| XS630B1MAL5 | DI UNV M30 MET NA S=15MM CA-CC CAB 5M | 69.92
| XS630B1MAU20 | DI UNV M30 MET NA S=15MM CA-CC LIG U20 | 61.87
| XS630B1MBL2 | DI UNV M30 MET NF S=15MM CA-CC CAB 2M | 67.75
| XS630B1MBL5 | DI UNV M30 MET NF S=15MM CA-CC CAB 5M | 73.12
| XS630B1MBU20 | DI UNV M30 MET NF S=15MM CA-CC LIG U20 | 64.79
| XS630B1NAL2 | DI UNV M30 MET NPN NA S=15MM CAB 2M | 47.88
| XS630B1NAL5 | DI UNV M30 MET NPN NA S=15MM CAB 5M | 51.41
| XS630B1NAM12 | DI UNV M30 MET NPN NA S=15MM LIG M12 | 45.6
| XS630B1NBL2 | DI UNV M30 MET NPN NF S=15MM CAB 2M | 50.29
| XS630B1NBM12 | DI UNV M30 MET NPN NF S=15MM LIG M12 | 56.328
| XS630B1PAL01G | DI UNV M30 MET PNP NF S=15MM LIG R M18 | 74.47
| XS630B1PAL10 | DI UNV M30 MET PNP NA S=15MM CAB 10M | 58.56
| XS630B1PAL10EX | DI UNV EX M30 PNP NA S=15MM CC CAB 10M | 118.18
| XS630B1PAL2 | DI UNV M30 MET PNP NA S=15MM CAB 2M | 47.88
| XS630B1PAL2EX | DI EX M30 PNP NA S=15MM CC CAB 2M | 96.83
| XS630B1PAL2TF | DI -40 C M30 MET PNP NA S=15MM CAB 2M | 48.28
| XS630B1PAL5 | DI UNV M30 MET PNP NA S=15MM CAB 5M | 51.41
| XS630B1PAM12 | DI UNV M30 MET PNP NA S=15MM LIG M12 | 45.6
| XS630B1PBL10EX | DI UNV EX M30 PNP NF S=15MM CC CAB 10M | 118.18
| XS630B1PBL2 | DI UNV M30 MET PNP NF S=15MM CAB 2M | 50.29
| XS630B1PBL5 | DI UNV M30 MET PNP NF S=15MM CAB 5M | 53.98
| XS630B1PBM12 | DI UNV M30 MET PNP NF S=15MM LIG M12 | 47.88
| XS630B2PAL01M12 | DI OSI M30 PNP NA S=19MM LIG M12 | 64.251
| XS630B3DAL2 | DI M30 MET NF S=15MM CC 2F CAB 2M | 37.42
| XS630B3DAM12 | DETECTOR INDUCTIVO M30 12-24 V | 35.66
| XS630B3DBL2 | DI M30 MET NF S=15MM CC 2F CAB 2M | 46.248
| XS630B4MAL2 | DI UNV+ M30 MET NA S=22MM CA-CC CAB 2M | 64.6
| XS630B4MAU20 | DI UNV+ M30 MET NA S=22MM CA-CC LIGU20 | 59.8
| XS630B4MBL2 | DI UNV+ M30 MET NF S=22MM CA-CC CAB 2M | 64.6
| XS630B4MBU20 | DI UNV+ M30 MET NF S=22MM CA/CC LIGU20 | 59.8
| XS630B4NAL2 | DI UNV+ M30 MET NPN NA S=22MM CAB 2M | 39.5
| XS630B4NAM12 | DI UNV+ M30 MET NPN NA S=22MM LIG M12 | 45.05
| XS630B4NBL2 | DPI UNI M30 NE 3H NPN 2M | 39.5
| XS630B4NBM12 | DI UNV+ M30 MET NPN NF S=22MM LIG M12 | 53.004
| XS630B4PAL2 | DI UNV+ M30 MET PNP NA S=22MM CAB 2M | 39.5
| XS630B4PAM12 | DI UNV+ M30 MET PNP NA S=22MM LIG M12 | 45.51
| XS630B4PBL2 | DI UNV+ M30 MET PNP NF S=22MM CAB 2M | 39.5
| XS630B4PBM12 | DI UNV+ M30 MET PNP NF S=22MM LIG M12 | 45.05
| XS7C1A1DAL01M12 | DI S=15MM NA 12-24VDC LIG | 55.9
| XS7C1A1DAL2 | DI OPT TIPO-C NA S=15MM CC 2F CAB 2M | 50.82
| XS7C1A1DAM8 | DI OPT TIPO-C NA S=15MM CC 2F LIG M8 | 50.82
| XS7C1A1DBL01M12 | DI S=15MM NF 12-24VDC LIG | 55.9
| XS7C1A1DBL2 | DI OPT TIPO-C NF S=15MM CC 2F CAB 2M | 62.275
| XS7C1A1DBM8 | DI OPT TIPO-C NF S=15MM CC 2F LIG M8 | 62.275
| XS7C1A1NAL2 | DI OPT TIPO-C NPN NA S=15MM CAB 2M | 39.36
| XS7C1A1NAM8 | DI OPT TIPO-C NPN NA S=15MM LIG M8 | 48.2375
| XS7C1A1NBL2 | DI OPT TIPO-C NPN NF S=15MM CAB 2M | 39.36
| XS7C1A1NBM8 | DI OPT TIPO-C NPN NF S=15MM LIG M8 | 48.2375
| XS7C1A1PAL01M12 | DI OPT TIPO-C PNP NA S=15MM LIG M12-R | 43.2
| XS7C1A1PAL2 | DI OPT TIPO-C PNP NA S=15MM CAB 2M | 39.36
| XS7C1A1PAM8 | DI OPT TIPO-C PNP NA S=15MM LIG M8 | 39.36
| XS7C1A1PBL01M12 | DI OPT TIPO-C PNP NF S=15MM LIG M12-R | 50.82
| XS7C1A1PBL2 | DI OPT TIPO-C PNP NF S=15MM CAB 2M | 39.36
| XS7C1A1PBM8 | DI OPT TIPO-C PNP NF S=15MM LIG M8 | 39.36
| XS7C2A1NAM12 | DI CUB 12-24VCC NPN NA MRG15MM M12 | 57.2375
| XS7C2A1NBM12 | DI CUB 12-24VCC NPN NF MRG15MM M12 | 54.948
| XS7C2A1PAM12 | DI CUB 12-24VCC PNP NA MRG15MM M12 | 46.71
| XS7C2A1PBM12 | DI CUB 12-24VCC PNP NF MRG15MM M12 | 58.525
| XS7C4A1DPG13 | DETECTOR INDUCT RECT 40X40X117 12 48V DC | 62.2
| XS7C4A1DPP20 | DETECTOR INDUCT RECT 40X40X117 12 48V DC | 72.76
| XS7C4A1MPG13 | DI CUB 12-24VCC PNP NA MRG15MM M12 | 76.29
| XS7C4A1MPP20 | DI CUB 12-24VCC PNP NA MRG15MM | 81.15
| XS7D1A1CAM12DIN | DI DIN TIPO-D NA S=40MM CC 2F LIG M12 | 72.4
| XS7D1A1DAL2 | DI OPT TIPO-D NA S=40MM CC 2F CAB 2M | 68.58
| XS7D1A1DAM12 | DI OPT TIPO-D NA S=40MM CC 2F LIG M12 | 68.58
| XS7D1A1DBL2 | DI OPT TIPO-D NF S=40MM CC 2F CAB 2M | 68.58
| XS7D1A1DBM12 | DI OPT TIPO-D NF S=40MM CC 2F LIG M12 | 68.58
| XS7D1A1NAL2 | DI OPT TIPO-D NPN NA S=40MM CAB 2M | 52.07
| XS7D1A1NAM12 | DI OPT TIPO-D NPN NA S=40MM LIG M12 | 61.26
| XS7D1A1NBL2 | DI OPT TIPO-D NPN NF S=40MM CAB 2M | 63.8125
| XS7D1A1NBM12 | DI OPT TIPO-D NPN NF S=40MM LIG M12 | 63.8125
| XS7D1A1PAL2 | DI OPT TIPO-D PNP NA S=40MM CAB 2M | 52.07
| XS7D1A1PAM12 | DI OPT TIPO-D PNP NA S=40MM LIG M12 | 52.07
| XS7D1A1PBL2 | DI OPT TIPO-D PNP NF S=40MM CAB 2M | 52.07
| XS7D1A1PBM12 | DI OPT TIPO-D PNP NF S=40MM LIG M12 | 52.07
| XS7E1A1CAL08M12 | DI AUT S=10MM NA 12-24VDC LIG | 50.82
| XS7E1A1DAL01M12 | DI S=10MM NA 12-24VDC LIG | 50.82
| XS7E1A1DAL2 | DI OPT TIPO-E NA S=10MM CC 2F CAB 2M | 45.72
| XS7E1A1DAM8 | DI OPT TIPO-E NA S=10MM CC 2F LIG M8 | 53.784
| XS7E1A1DBL01M12 | DI S=10MM NF 12-24VDC LIG | 62.275
| XS7E1A1DBL2 | DI OPT TIPO-E NF S=10MM CC 2F CAB 2M | 56.025
| XS7E1A1DBM8 | DI OPT TIPO-E NF S=10MM CC 2F LIG M8 | 56.025
| XS7E1A1NAL01M12 | DI OPT TIPO-E NPN NA S=10MM LIG M12-R | 48.2375
| XS7E1A1NAL2 | DI OPT TIPO-E NPN NA S=10MM CAB 2M | 35.57
| XS7E1A1NAM8 | DI OPT TIPO-E NPN NA S=10MM LIG M8 | 43.5875
| XS7E1A1NBL01M12 | DI OPT TIPO-E NPN NF S=10MM LIG M12-R | 39.36
| XS7E1A1NBL2 | DI OPT TIPO-E NPN NF S=10MM CAB 2M | 35.57
| XS7E1A1NBM8 | DI OPT TIPO-E NPN NF S=10MM LIG M8 | 43.5875
| XS7E1A1PAL01M12 | DI OPT TIPO-E PNP NA S=10MM LIG M12-R | 39.36
| XS7E1A1PAL2 | DI OPT TIPO-E PNP NA S=10MM CAB 2M | 35.57
| XS7E1A1PAL5 | DI FORM-E PNP NA S=10MM CAB 5M | 39.36
| XS7E1A1PAM8 | DI OPT TIPO-E PNP NA S=10MM LIG M8 | 35.57
| XS7E1A1PBL01M12 | DI OPT TIPO-E PNP NF S=10MM LIG M12-R | 44.3785
| XS7E1A1PBL2 | DI OPT TIPO-E PNP NF S=10MM CAB 2M | 35.57
| XS7E1A1PBM8 | DI OPT TIPO-E PNP NF S=10MM LIG M8 | 35.57
| XS7F1A1DAL01M8 | DI OPT TIPO-F NA S=5MM CC 2F LIG M8-R | 59.784
| XS7F1A1DAL2 | DI OPT TIPO-F NA S=5MM CC 2F CAB 2M | 45.72
| XS7F1A1DBL01M8 | DI OPT TIPO-F NF S=5MM CC 2F LIG M8-R | 50.82
| XS7F1A1DBL2 | DI OPT TIPO-F NF S=5MM CC 2F CAB 2M | 56.025
| XS7F1A1NAL01M8 | DI OPT TIPO-F NPN NA S=5MM LIG M8-R | 46.308
| XS7F1A1NAL2 | DI OPT TIPO-F NPN NA S=5MM CAB 2M | 35.57
| XS7F1A1NBL2 | DI OPT TIPO-F NPN NF S=5MM CAB 2M | 43.5875
| XS7F1A1PAL01M8 | DI OPT TIPO-F PNP NA S=5MM LIG M8-R | 39.36
| XS7F1A1PAL2 | DI OPT TIPO-F PNP NA S=5MM CAB 2M | 35.57
| XS7F1A1PBL01M8 | DI OPT TIPO-F PNP NF S=5MM LIG M8-R | 39.36
| XS7F1A1PBL2 | DI OPT TIPO-F PNP NF S=5MM CAB 2M | 35.57
| XS7G12MA230 | DDP IND S=2MM CA-CC NA | 74.83
| XS7G12NA140 | DDP IND S=2MM CC NA | 64.14
| XS7G12PA140 | DDP IND S=2MM CC NA | 53.63
| XS7G12PA140S | DI S-COMP 12x26x40 PNP NA S=2mm LIG M8 | 61.12
| XS7G12PC440 | DDP IND S=2MM CC NA+NF | 58.62
| XS7H10PA340 | DET IND S=2MM CC NA | 102.26
| XS7J1A1DAL01M8 | DI OPT TIPO-J NA S=2,5MM CC 2F LG M8-R | 53.784
| XS7J1A1DAL2 | DI OPT TIPO-J NA S=2,5MM CC 2F CAB 2M | 40.65
| XS7J1A1DBL2 | DI OPT TIPO-J NF S=2,5MM CC 2F CAB 2M | 47.82
| XS7J1A1NAL01M8 | DI OPT TIPO-J NPN NA S=2,5MM LIG M8-R | 43.5875
| XS7J1A1NAL2 | DI OPT TIPO-J NPN NA S=2,5MM CAB 2M | 31.75
| XS7J1A1NBL01M8 | DI OPT TIPO-J NPN NF S=2,5MM LIG M8-R | 35.57
| XS7J1A1NBL2 | DI OPT TIPO-J NPN NF S=2,5MM CAB 2M | 38.9125
| XS7J1A1PAL01M8 | DI OPT TIPO-J PNP NA S=2,5MM LIG M8-R | 35.57
| XS7J1A1PAL2 | DI OPT TIPO-J PNP NA S=2,5MM CAB 2M | 31.75
| XS7J1A1PBL01M8 | DI OPT TIPO-J PNP NF S=2,5MM LIG M8-R | 35.57
| XS7J1A1PBL2 | DI OPT TIPO-J PNP NF S=2,5MM CAB 2M | 34.8656
| XS7T2DA210 | DDP IND | 67.12
| XS7T2DA214LD | DI 26X26 10MM CC 2F NA CAB 2M | 80.5
| XS7T2DA214LD01 | DI 26X26 10MM CC 2F NA LIG M12 0,15M | 80.5
| XS8C1A1MAL01U20 | DI OSI TIPO-C NA S=25MM CA-CC LIGU20-R | 106
| XS8C1A1MAL2 | DI OSI TIPO-C NA S=25MM CA-CC CAB 2M | 100.24
| XS8C1A1MAL5 | DI OSI TIPO-C NA S=25MM CA-CC CAB 5M | 104.84
| XS8C1A1MBL01U20 | DI OSI TIPO-C NF S=25MM CA-CC LIGU20-R | 106
| XS8C1A1MBL2 | DI OSI TIPO-C NF S=25MM CA-CC CAB 2M | 100.24
| XS8C1A1NAL01M12 | DI OSI NPN S=25MM NA 12-24VDC LIG | 95.0875
| XS8C1A1NAL2 | DI OSI TIPO-C NPN NA S=25MM CAB 2M | 86.6875
| XS8C1A1NAM8 | DI OSI TIPO-C NPN NA S=25MM LIG M8 | 87.975
| XS8C1A1NBL2 | DI OSI TIPO-C NPN NF S=25MM CAB 2M | 86.6875
| XS8C1A1NBM8 | DI OSI TIPO-C NPN NF S=25MM LIG M8 | 86.6875
| XS8C1A1PAL01M12 | DI OSI PNP S=25MM NA 12-24VDC LIG | 77.2
| XS8C1A1PAL10 | DI OSI TIPO-C PNP NA S=25MM CAB 10M | 85.26
| XS8C1A1PAL2 | DI OSI TIPO-C PNP NA S=25MM CAB 2M | 71.43
| XS8C1A1PAM8 | DI OSI TIPO-C PNP NA S=25MM LIG M8 | 71.43
| XS8C1A1PBL01M12 | DI OSI PNP S=25MM NF 12-24VDC LIG | 77.2
| XS8C1A1PBL2 | DI OSI TIPO-C PNP NF S=25MM CAB 2M | 71.43
| XS8C1A1PBM8 | DI OSI TIPO-C PNP NF S=25MM LIG M8 | 71.43
| XS8C2A1NCM12 | DI CUB 12-48VCC NPN NA+NF MRG20MM M12 | 53.84
| XS8C2A1PCM12 | DI CUB 12-48VCC PNP NA+NF MRG20MM M12 | 53.84
| XS8C2A4DAM12 | DETECTOR INDUCTIV CUBIQ 40X40X70 12 48V | 56.07
| XS8C2A4NCM12 | DI CUB 12-48VCC NPN NA+NF NMRG40MM M12 | 58.93
| XS8C2A4PCM12 | DI CUB 12-48VCC PNP NA+NF NMRG40MM M12 | 58.93
| XS8C4A1DPG13 | DI RECT 12-48VCC PNP NA/NF MRG20MM PG13 | 65.51
| XS8C4A1DPP20 | DETECTOR INDUCT RECT 40X40X117 12 48V DC | 72.76
| XS8C4A1MPG13 | DI RECT 24-240V PNP NA/NF MRG20MM PG13 | 80.66
| XS8C4A1MPP20 | DI RECT 24-230VCC PNP NA/NF MRG20MM ISO | 89.08
| XS8C4A1NCG13 | DI CUB 12-48VCC NPN NA+NF MRG20MM PG13 | 64.55
| XS8C4A1NCP20 | DETECTOR INDUCT RECT 40X40X117 12 48V DC | 72.76
| XS8C4A1PCG13 | DI RECT 12-48VCC PNP NA+NF MRG20MM PG13 | 64.55
| XS8C4A1PCM12 | DETECTOR INDUCT RECT 40X40X117 12 48V DC | 85.66
| XS8C4A1PCP20 | DETECTOR INDUCT RECT 40X40X117 12 48V DC | 72.76
| XS8C4A4DPP20 | CUBIC C4 DC NA/NC 2H NOFLUSH 40MM M20 | 79.79
| XS8C4A4MPP20 | DETECTOR INDUCT RECT 40X40X117 24 240V A | 106.45
| XS8C4A4PCG13 | DI RECT 12-48VCC PNP NA+NF MRG40MM PG13 | 79.79
| XS8C4A4PCP20 | DI RECT 12-48VCC PNP NA+NF MRG40MM ISO M | 88.02
| XS8D1A1MAL10 | DI OSI TIPO-D NA S=60MM CA-CC CAB 10M | 148.63
| XS8D1A1MAL2 | DI OSI TIPO-D NA S=60MM CA-CC CAB 2M | 134.8
| XS8D1A1MAU20 | DI OSI TIPO-D NA S=60MM CA-CC LIG U20 | 134.8
| XS8D1A1MBL2 | DI OSI TIPO-D NF S=60MM CA-CC CAB 2M | 134.8
| XS8D1A1MBU20 | DI OSI TIPO-D NF S=60MM CA-CC LIG U20 | 134.8
| XS8D1A1NAL2 | DI OSI TIPO-D NPN NA S=60MM CAB 2M | 96.79
| XS8D1A1NAM12 | DI OSI TIPO-D NPN NA S=60MM LIG M12 | 97.74
| XS8D1A1NBL2 | DI OSI TIPO-D NPN NF S=60MM CAB 2M | 117.4625
| XS8D1A1NBM12 | DI OSI TIPO-D NPN NF S=60MM LIG M12 | 117.4625
| XS8D1A1PAL2 | DI OSI TIPO-D PNP NA S=60MM CAB 2M | 96.79
| XS8D1A1PAM12 | DI OSI TIPO-D PNP NA S=60MM LIG M12 | 97.75
| XS8D1A1PBL2 | DI OSI TIPO-D PNP NF S=60MM CAB 2M | 96.79
| XS8D1A1PBM12 | DI OSI TIPO-D PNP NF S=60MM LIG M12 | 96.79
| XS8E1A1MAL01U20 | DI OSI TIPO-E NA S=15MM CA-CC LIGU20-R | 95.64
| XS8E1A1MAL2 | DI OSI TIPO-E NA S=15MM CA-CC CAB 2M | 89.87
| XS8E1A1MBL01U20 | DI OSI TIPO-E NF S=15MM CA-CC LIGU20-R | 97.04
| XS8E1A1MBL2 | DI OSI TIPO-E NF S=15MM CA-CC CAB 2M | 89.87
| XS8E1A1NAL01M12 | DI OSI NPN S=15MM NA 12-24VDC LIG | 86.5375
| XS8E1A1NAL2 | DI OSI TIPO-E NPN NA S=15MM CAB 2M | 65.17
| XS8E1A1NAM8 | DI OSI TIPO-E NPN NA S=15MM LIG M8 | 78.3
| XS8E1A1NBL2 | DI OSI TIPO-E NPN NF S=15MM CAB 2M | 76.284
| XS8E1A1NBM8 | DI OSI TIPO-E NPN NF S=15MM LIG M8 | 73.32
| XS8E1A1PAL01M12 | DI OSI PNP S=15MM NA 12-24VDC LIG | 70.28
| XS8E1A1PAL2 | DI OSI TIPO-E PNP NA S=15MM CAB 2M | 64.52
| XS8E1A1PAM8 | DI OSI TIPO-E PNP NA S=15MM LIG M8 | 64.52
| XS8E1A1PBL01M12 | DI OSI PNP S=15MM NF 12-24VDC LIG | 85.2875
| XS8E1A1PBL2 | DI OSI TIPO-E PNP NF S=15MM CAB 2M | 64.52
| XS8E1A1PBM8 | DI OSI TIPO-E PNP NF S=15MM LIG M8 | 64.52
| XS8G12MA230 | DDP IND S=4MM CA-CC NA | 74.83
| XS8G12NA140 | DOP IND S=4MM CC NA | 66.8125
| XS8G12PA140 | DDP IND S=4MM CC NA | 53.63
| XS8G12PC440 | DDP IND S=4MM CC NA+NF | 58.62
| XS908R1PAM12 | DI M8 SS303 PNP NA MERG S=3MM LIG M12 | 143.96
| XS908R4PAM12 | DI M8 SS303 PNP NA NMERG 6MM LIG M12 | 143.96
| XS912R1PAM12 | DI M12 SS303 PNP NA MERG S=6MM LIG M12 | 111.97
| XS912R4PAM12 | DI M12 SS303 PNP NA NMERG SN 10MM LIG M1 | 111.97
| XS912RWPAM12 | DI M12 SS303 Z/SOLD PNP NA MERG S=6MM LI | 169.54
| XS912S1PAM12 | DI M12 SS316L PNP NA MER S=6MM LIG M12 | 157.19
| XS918R1PAM12 | DI M18 SS303 PNP NA MERG S=10MM LIG M12 | 117.31
| XS918R4PAM12 | INDUCT METAL303 DIA18 PNP NA NOFLUSH M12 | 117.31
| XS918RWPAM12 | DI M18 SS303 Z/SOLD PNP NA MERG S=10MM L | 178.97
| XS918S4PAM12 | DI M18 SS316L PNP NA NMERG S=20MM LIG M1 | 162.84
| XS930R1PAM12 | DI M30 SS303 PNP NA MERG S=20MM LIG M12 | 140.41
| XS930R4PAM12 | DI M30 SS303 PNP NA NMERG SN 40MM LIG M1 | 140.41
| XS930S4PAM12 | DI M30 SS316L PNP NA NMERG S=40MM LIG M1 | 192.94
| XS9C111A1L01M12 | DI TP-C ANALOG 0-10V 2/15MM LIG M12-R | 116.0625
| XS9C111A1L2 | DI TP-C ANALOG 0-10V 2/15MM CAB 2M | 91.01
| XS9C111A2L2 | DI TP-C ANALOG 4-20MA 2-15MM CAB 2M | 91.01
| XS9C11RMBL01U20 | DI OSI CTR ROT S=15MM CA-CC NF 6-6000 | 185.64
| XS9C11RPBL01M12 | DI OSI CTR ROT S=15MM PNP NF 6-6000 | 131.89
| XS9C2A2A1M12 | DI CUB 12-24VCC ANLG 0-10V NMRG20MM M12 | 70.04
| XS9C2A2A2M12 | DI CUB 12-24VCC ANLG 4-20MA NMRG20MM M12 | 70.04
| XS9C4A1PCG13 | CUBIC C4 F1 DC PNP NA/NC 4H FLUSH 20MM P | 92.19
| XS9C4A2A1G13 | DI RECT 12-24VCC ANLG 0-10V NMRG25MM PG1 | 94.77
| XS9C4A2A2G13 | DI RECT 12-24VCC ANLG 4-20MA NMRG25MM PG | 94.77
| XS9D111A1L2 | DI TP-D ANALOG 0-10V 5-40MM CAB 2M | 130.2
| XS9D111A1M12 | DI TP-D ANALOG 0-10V 5/40MM LIG M12 | 151.692
| XS9D111A2L2 | DI TP-D ANALOG 4-20MA 5-40MM CAB 2M | 130.2
| XS9D111A2M12 | DI TP-D ANALOG 4-20MA 5-40MM LIG M12 | 130.2
| XS9E111A1L2 | DI TP-E ANALOG 0-10V 1-10MM CAB 2M | 88.71
| XS9E111A2L2 | DI TP-E ANALOG 4-20MA 1-10MM CAB 2M | 88.71
| XS9E11RMBL01U20 | DI OSI CTR ROT S=10MM CA-CC NF 6-6000 | 167.31
| XS9E11RPBL01M12 | DI OSI CTR ROT S=10MM PNP NF 6-6000 | 119.69
| XS9F111A1L01M8 | DI TP-F ANALOG 0-10V 1-5MM LIG M12-R | 94.48
| XS9F111A1L2 | DI TP-F ANALOG 0-10V 1/5MM CAB 2M | 107.6625
| XSAN01122 | **DETECTOR 7/ 12V | 69.372
| XSAN01122EX | DI NAMUR MET EX M8 S=1,5MM CAB 2M | 75.41
| XSAV11373 | DI M30 CTR ROT CC NF S10MM 6-150 | 125.8
| XSAV11373EX | DI M30 CTR ROT EX NF S10MM 6-150 | 174.81
| XSAV11373L05 | DI M30 CTR ROT CC NF S10MM 6-150 | 134.34
| XSAV11801 | DI M30 CTR ROT CA-CC NF S10MM 6-150 | 131.89
| XSAV11801EX | DI M30 CTR ROT EX CA/CC NF S10MM 6-150 | 222.2
| XSAV11801L05 | DI M30 CTR ROT CA/CC NF S10MM 6-150 | 138.02
| XSAV12373 | DI M30 CTR ROT CCNF S10MM 120-3000 | 125.8
| XSAV12373EX | DI M30 CTR ROT EX NF S10MM 120-3000 | 174.81
| XSAV12373L05 | DI M30 CTR ROT CCNF S10MM 120-3000 | 134.34
| XSAV12801 | DI M30 CTR ROT CA-CC NF S10MM 120-3000 | 131.89
| XSAV12801L10 | DI M30 CTR ROT CA/CC NF S10MM 120-3000 | 146.56
| XSAZ108 | BR FIX PL XUA | 2.7
| XSAZ118 | SUPORTE DE FIXACAO | 2.7
| XSAZ130 | SUPORTE DE FIX | 3.725
| XSCZ01 | PROTECTOR | 40.81
| XSDA400519 | DET IND S=40MM CA NA-NF | 187.37
| XSDA600519 | DETECTOR 24-240V | 206.24
| XSDC407139 | DETECTOR 12- 48V | 191.5
| XSDC607139 | DETECTOR 10- 58V | 191.4
| XSDC607319 | DET IND S=60mm CC NA+NF | 200.85
| XSDH407339 | DETECTOR 12- 48V | 175.23
| XSDH603629 | DETECTOR 24V | 175.94
| XSDH607339 | DETECTOR 12- 48V | 191.4
| XSDH607629 | DETECTOR PROX. INDUCTIVO | 213.525
| XSDJ407339 | DET IND S=40MM NPN NA+NF | 175.23
| XSDJ607339 | DETECTOR SN=60mm | 191.4
| XSDM600539 | DETECTOR 20-320V | 237.27
| XSDN401229 | DET NAMUR 40MM | 158.39
| XSDN401229EX | DI NAMUR PLA ST EX FORM-D S=40MM BORNES | 175.08
| XSEC107130 | DDP IND S=10MM CC NA | 87.23
| XSEC1071300 | DETECTOR S=10mm NA CC | 94.76
| XSEC107133 | DDP IND S=10MM CC NA | 90.69
| XSEZ01 | ESQUADRO CONCA | 8.15
| XSEZ02 | ESQUADRO CONCA | 12.225
| XSPN01122 | **DETECTOR 7/ 12V | 74.69
| XSPN02122 | **DET IND NAMUR S=2MM | 74.118
| XSPN02122EX | DI NAMUR PLAST EX M12 S=2MM CAB 2M | 105.876
| XSPN04122EX | DI NAMUR PLAST EX M12 S=4MM CAB 2M | 105.876
| XSPN05122 | **DETECTOR 7/12V | 74.02
| XSPN05122EX | DI NAMUR PLA ST EX M18 S=5MM CAB 2M | 95.38
| XSPN10122 | **DET IND 7/12V S=15MM | 75.65
| XSPN10122EX | DI NAMUR PLAST EX M30 S=10MM CAB 2M | 97.04
| XSPN15122 | **DETECTOR S=5mm | 79.9
| XSPN15122EX | DI NAMUR PLAST EX M30 S=15MM CAB 2M | 88.82
| XSZB104 | BRACADEIRA FIX P- DET LISO 4MM | 3.696
| XSZB105 | BRACADEIRA FIX P- DET M5 | 3.85
| XSZB108 | BRACADEIRA FIX P- DET M8 | 3.14
| XSZB112 | BRACADEIRA FIX P- DET M12 | 5.23
| XSZB118 | BRACADEIRA FIX P- DET M18 | 5.23
| XSZB130 | BRACADEIRA FIX P- DET M30 | 5.23
| XSZB165 | BRACADEIRA FIX P- DET LISO6,5MM | 3.696
| XSZBB10 | ACESS ADAPT XS*30 | 11.5625
| XSZBB25 | ACESS ADAPT XS*C | 12.05
| XSZBC00 | PLAT FIX CLIP XS*C | 6.252
| XSZBC10 | ACESS ADAPT XS*C | 9.36
| XSZBC90 | PLAT FIX 90 CLIP XS*C | 6.252
| XSZBD10 | ACESS ADAPT XS*D | 10.73
| XSZBE00 | PLAT FIX CLIP XS*E | 6.252
| XSZBE10 | ACESS ADAPT XS*C | 9.75
| XSZBE90 | PLAT FIX 90? CLIP XS*E | 6.5125
| XSZBF00 | PLAT FIX CLIP XS*F | 4.875
| XSZBF90 | PLAT FIX 90? CLIP XS*F | 4.68
| XSZBJ00 | PLAT FIX CLIP XS*J | 3.2375
| XSZBJ90 | PLAT FIX 90? CLIP XS*J | 3.2375
| XSZBPM12 | BRACADEIRA DE FIX CMD REM | 4.68
| XSZE112 | 2 PORC MET M12 | 1.81
| XSZE118 | 2 PORC MET M18 | 3.05
| XSZP112 | PONT CNOMO M12 | 6.4125
| XSZP118 | PONT CNOMO M18 | 6.156
| XSZP130 | TERM PR CNOMO M30 | 6.156
| XSZPE13 | BUCIN P-DETECTOR DE PROXIMIDADE | 2.46
| XT112S1NAL2 | DET CAP M12 MT S=2MM NPN NA CAB 2M | 141.7329
| XT112S1PAL2 | DET CAP M12 MT S=2MM PNP NA CAB 2M | 141.7329
| XT112S1PCL2 | DET CAP M12 MT S=2MM PNP NA+NF CAB 2M | 143.275
| XT112S1PCM12 | DET CAP M12 MT S=2MM PNP NA+NF LIG M12 | 143.275
| XT118B1FAL2 | DET CAP M18 MT S=5MM CA NA CAB 2M | 172.0791
| XT118B1FBL2 | DET CAP M18 MT S=5MM CA NF CAB 2M | 172.0791
| XT118B1NAL2 | DET CAP M18 MT S=5MM NPN NA CAB 2M | 143.4096
| XT118B1PAL2 | DET CAP M18 MT S=5MM PNP NA CAB 2M | 143.4096
| XT118B1PCL2 | DET CAP M18 MT S=5MM PNP NA+NF CAB 2M | 146.4214
| XT118B1PCM12 | DET CAP M18 MT S=5MM PNP NA+NF LIG M12 | 146.4214
| XT130B1FAL2 | DET CAP M30 MT S=10MM CA NA CAB 2M | 169.0362
| XT130B1FBL2 | DET CAP M30 MT S=10MM CA NF CAB 2M | 169.0362
| XT130B1NAL2 | DET CAP M30 MT S=10MM NPN NA CAB 2M | 140.377
| XT130B1PAL2 | DET CAP M30 MT S=10MM PNP NA CAB 2M | 140.377
| XT130B1PCL2 | DET CAP M30 MT S=10MM PNP NA+NF CAB 2M | 141.8985
| XT130B1PCM12 | DET CAP M30 MT S=10MM PNP NA+NF LIGM12 | 141.8985
| XT132B1FAL2 | DET CAP L32 MT S=15MM CA NA CAB 2M | 176.5917
| XT218A1FAL2 | DET CAP M18 PL S=8MM CA NA CAB 2M | 143.2543
| XT218A1PAL2 | DET CAP M18 PL S=8MM PNP NA CAB 2M | 126.063
| XT218A1PCM12 | DET CAP M18 PNP NA+NF LIGM12 | 127.4913
| XT230A1FAL2 | DET CAP M30 PL S=15MM CA NA CAB 2M | 143.2543
| XT230A1FBL2 | DET CAP M30 PL S=15MM CA NF CAB 2M | 143.2543
| XT230A1NAL2 | DET CAP M30 PL S=15MM NPN NA CAB 2M | 121.7678
| XT230A1PAL2 | DET CAP M30 PL S=15MM PNP NA CAB 2M | 121.7678
| XT230A1PCM12 | DET CAP M30 MT S=15MM PNP NA+NF LIGM12 | 123.196
| XT230A2MDB | DET CAP M30 PBT SN=15mm 2F NA/NF 24VCC/2 | 158.2825
| XT232A1FAL2 | DET CAP 032 PL S=20 CA NA CAB 2M | 160.4561
| XT232A1FBL2 | DET CAP ?32 PL S=20 CA NF CAB 2M | 160.4561
| XT7C40FP262 | DET CAP NORM C NA-NF S=15MM CA BORNES | 227.2446
| XT7C40PC440 | DET CAP NORM C PNP NA+NF S=15MM BORNES | 225.0504
| XU1N18PP341 | DF INOX M18 REFLEX 4M PNP NA-NF CAB 2M | 94.4
| XU1N18PP341D | DF INOX M18 REFLEX 4M PNP NA-NF LIG M12 | 81.37
| XU2M18AP20D | DPE BAR S=50M CC | 168.94
| XU2M18MA230 | DET FEL BAR S=5M CA-CC NA | 165.25
| XU2M18MA230K | DET FEL BAR S=15M CA-CC NA | 165.25
| XU2M18MB230 | DET FEL BAR S=15M CA-CC NA | 165.25
| XU2M18MB230K | DET FEL BAR S=15M CA-CC | 165.25
| XU2M18MB230W | REC+EMISS M18 MET 90? NF SN=15M CAB2M | 216.4625
| XU2N18PP341 | DF INOX M18 BARR 15M PNP NA/NF CAB 2M | 156.168
| XU2N18PP341D | DF INOX M18 BARR(E+R) 15M PNP NA/NF LIG | 129.54
| XU2S18KP340DT | EMISS BAR IMAT SEG | 110.457
| XU2S18KP340L5T | EMISS BAR SEG GR 8M | 119.223
| XU2S18KP340WDT | EMISS BAR SG MONOF EM90º C2 PNP S8M LIG | 110.457
| XU2S18KP340WL5T | EMISS BARR IMAT SEG M18 90? CAB 5M | 103.275
| XU2S18PP340D | BARR SG MONOF C2 PNP S8M LIG M12 | 178.92
| XU2S18PP340DR | REC BARR SG MONOF C2 PNP LIG M12 | 126.684
| XU2S18PP340L5 | BARR SG MONOF C2 PNP S8M CAB 5M | 187.56
| XU2S18PP340WD | BARR SG MONOF EM90? C2 PNP S8M LIG M12 | 189.675
| XU2S18PP340WDR | BARR SG MONOF EM90º C2 PNP S8M LIG M12 | 130.986
| XU2S18PP340WL5 | BARR SG MONOF EM90? C2 PNP S8M CAB 5M | 194.985
| XU5M18AB20D | DFE PROX S=5-40CM CC ANAL | 131
| XU5M18MA230 | DET FEL PRO S=40CM CA-CC NA | 97.93
| XU5M18MA230K | DET FEL PROX S=40CM CA-CC NA | 97.93
| XU5M18MA230WK | DET FEL PRO S=40CM CA-CC NA | 130.9
| XU5M18MB230 | DET FEL PROX S=40CM CA-CC NF | 99.85
| XU5M18MB230K | DET FEL S=40CM CA-CC NF | 99.85
| XU5M18PP9A4L5 | DET FEL PRO S=1M PNP | 95.48
| XU5M18U1D | DEF S=20MM LUMIN | 806.68
| XU5N18NP341D | DF INOX M18 PROX 0,1M NPN NA/NF LIG M12 | 110.52
| XU5N18PP341 | DFE INOX M18 PROX 10CM PNP-CC PROG CAB | 94.4
| XU5N18PP341D | DF INOX M18 PROX 0,1M PNP NA-NF LIG M12 | 94.4
| XU8M18MA230 | DET FEL PROX S=10CM CA-CC NA | 107.73
| XU8M18MA230K | DET FOTO ELECT PROX S=10 CM CA-CC | 108.79
| XU8M18MA230W | DET FEL PRO S=10CM CA-CC NA | 115.08
| XU8M18MB230 | DET FEL PRO S=10CM CA-CC NF | 107.73
| XU8M18MB230W | DET FEL PRO S=10CM CA-CC NA | 140.3375
| XU8M18MB230WK | DFE PROX S=10CM CA-CC NA | 134.724
| XU9M18MA230 | DET FEL REF S=1.5M CA-CC NA | 109.84
| XU9M18MA230K | DET FEL REF=2M CA-CC NA | 109.84
| XU9M18MA230W | DET FEL REF S=1.5M CA-CC NA | 115.08
| XU9M18MA230WK | DET FEL REF S=2M CA-CC NA | 115.08
| XU9M18MB230 | DET FEL REF S=2M CA-CC NA | 107.73
| XU9M18MB230W | DET FEL REF S=2 M CA-CC NA | 115.08
| XU9N18PP341D | DF INOX M18 PROX 2M PNP NA/NF LIG M12 | 104.29
| XU9N18PP341WD | DETECTOR FOTOELECTRICO 12-24VDC 90u inox | 111.97
| XUAH0203 | DF M8 EMISS BARR 12-24CC CAB | 61.3
| XUAH0203S | DF M8 EMISS BARR 12-24CC LIG | 70.39
| XUAH0214 | DF M8 REC BARR PNP NA S=2M 12-24CC CAB | 81.72
| XUAH0214S | DF M8 REC BARR PNP NA S=2M 12-24CC LIG | 89.68
| XUAH0224 | DF M8 REC BARR PNP NF S=2M 12-24CC CAB | 81.72
| XUAH0224S | DF M8 REC BARR PNP NF S=2M 12-24CC LIG | 89.68
| XUAH0515 | DF M8 PROX PNP NA S=0,05M 12-24CC CAB | 119.19
| XUAH0515S | DF M8 PROX PNP NA S=0,05M 12-24CC LIG | 127.12
| XUAJ0515S | DF M8 PROX NPN NA S=0,05M 12-24CC LIG | 151.5
| XUB0AKSNL2T | DF OSI M18 PLA ST EMSS BARR CAB 2M | 35.63
| XUB0AKSNM12T | DF OSI M18 PLA ST EMSS BARR LIG M12 | 35.63
| XUB0ANSNL2 | DF OSI M18 PLA ST NPN NA-NF CAB 2M | 62.27
| XUB0ANSNM12 | DF OSI M18 PLA ST NPN NA-NF LIG M12 | 61.09
| XUB0APSNL2 | DF OSI M18 PLA ST PNP NA-NF CAB 2M | 61.09
| XUB0APSNL5 | DF OSI M18 PLA ST PNP NA-NF CAB 5M | 71.973
| XUB0APSNM12 | DF OSI M18 PLA ST PNP NA-NF LIG M12 | 61.09
| XUB0BKSNL2T | DF OSI M18 MET EMSS BARR CAB 2M | 40.425
| XUB0BKSNM12T | DF OSI M18 MET EMSS BARR LIG M12 | 37.67
| XUB0BNSNL2 | DF OSI M18 MET NPN NA-NF CAB 2M | 64.14
| XUB0BNSNM12 | DF OSI M18 MET NPN NA-NF LIG M12 | 68.838
| XUB0BPSNL2 | DF OSI M18 MET PNP NA-NF CAB 2M | 64.14
| XUB0BPSNM12 | DF OSI M18 MET PNP NA-NF LIG M12 | 64.14
| XUB0SKSNM12T | DF OSI M18 INOX EMSS BARR LIG M12 | 56.82
| XUB0SNSNL2 | DF INOX M18 UNIV NPN NA-NF CAB 2M | 94.26
| XUB0SPSNL2 | DF INOX M18 UNIV PNP NA/NF CAB 2M | 80.51
| XUB0SPSNM12 | DF INOX M18 OSI PNP NA-NF LIG M12 | 86.405
| XUB1ANANL2 | DF REF M18 PLA ST NPN NA S=4M CAB 2M | 44.21
| XUB1ANANM12 | DF REF M18 PLA ST NPN NA S=4M LIG M12 | 43.5
| XUB1ANAWL2 | DF REF M18 90º PL NPN NA S=4M CAB 2M | 54.492
| XUB1ANBNL2 | DF REF M18 PLAST NPN NF S=4M CAB 2M | 43.78
| XUB1ANBNM12 | DF REF M18 PLAST NPN NF S=4M LIG M12 | 43.78
| XUB1APANL2 | DF REF M18 PLA ST PNP NA S=4M CAB 2M | 43.78
| XUB1APANL5 | DF REF M18 PLAST PNP NA S=4M CAB 5M | 51.359
| XUB1APANM12 | DF REF M18 PLA ST PNP NA S=4M LIG M12 | 43.78
| XUB1APAWL2 | DF REF M18 90? PL PNP NA S=4M CAB 2M | 55.368
| XUB1APAWM12 | DF REF M18 90? PL PNP NA S=4M LIG M12 | 46.84
| XUB1APBNL2 | DF REF M18 PLA ST PNP NF S=4M CAB 2M | 43.78
| XUB1APBNM12 | DF REF M18 PLA ST PNP NF S=4M LIG M12 | 43.78
| XUB1APBWL2 | DF REF M18 90º PL PNP NF S=4M CAB 2M | 57.125
| XUB1APBWM12 | Det. Fotoelec. fun M18 DC3h Reflex N | 46.84
| XUB1BNANL2 | DF REF M18 MET NPN NA S=4M CAB 2M | 45.82
| XUB1BNANM12 | DF REF M18 MET NPN NA S=4M LIG M12 | 45.82
| XUB1BNAWM12 | DF REF M18 90? MET NPN NA S=4M LIG M12 | 57.228
| XUB1BPANL2 | DF REF M18 MET PNP NA S=4M CAB 2M | 45.82
| XUB1BPANL5 | DF REF M18 MET PNP NA S=4M CAB 5M | 49.89
| XUB1BPANM12 | DF REF M18 MET PNP NA S=4M LIG M12 | 45.82
| XUB1BPAWL2 | DF REF M18 90? MET PNP NA S=4M CAB 2M | 48.88
| XUB1BPAWM12 | DF REF M18 90? MET PNP NA S=4M LIG M12 | 52.459
| XUB1BPBNL2 | DF REF M18 MET PNP NF S=4M CAB 2M | 45.82
| XUB1BPBNM12 | DF REF M18 MET PNP NF S=4M LIG M12 | 45.82
| XUB1BPBWM12 | DF REF M18 90? MET PNP NF S=4M LIG M12 | 48.88
| XUB2AKSNL2T | DF B EMSS M18 PLA ST S=15M CAB 2M | 26.48
| XUB2AKSNL5T | DF B EMSS M18 PLA ST S=15M CAB 5M | 30.84
| XUB2AKSNM12T | DF B EMSS M18 PLA ST S=15M LIG M12 | 26.48
| XUB2AKSWL2T | DF B EMSS M18 90? PLA ST S=15M CAB 2M | 27.49
| XUB2AKSWM12T | DF B EMSS M18 90? PLAST S=15M LIG M12 | 29.502
| XUB2ANANL2R | DF B RE M18 PLAST NPN NA S=15M CAB 2M | 38.69
| XUB2ANANL5R | DF B RE M18 PLA ST NPN NA S=15M CAB 5M | 42.75
| XUB2ANANM12R | DF B RE M18 PLA ST NPN NA S=15M LIG M12 | 45.3
| XUB2ANBNL2R | DF B RE M18 PLAST NPN NF S=15M CAB 2M | 38.69
| XUB2ANBNM12R | DF B RE M18 PLAST NPN NF S=15M LIG M12 | 45.3
| XUB2APANL2R | DF B RE M18 PLA ST PNP NA S=15M CAB 2M | 38.69
| XUB2APANL5R | DF B RE M18 PLAST PNP NA S=15M CAB 5M | 42.75
| XUB2APANM12R | DF B RE M18 PLA ST PNP NA S=15M LIG M12 | 38.69
| XUB2APAWL2R | DF B RE M18 90º PL PNP NA S=15M CAB 2M | 42.15
| XUB2APAWM12R | DF B RE M18 90? PL PNP NA S=15M LG M12 | 44.792
| XUB2APBNL2R | DF B RE M18 PLA ST PNP NF S=15M CAB 2M | 38.69
| XUB2APBNL5R | DF B RE M18 PLAST PNP NF S=15M CAB 5M | 50.052
| XUB2APBNM12R | DF B RE M18 PLA ST PNP NF S=15M LIG M12 | 38.69
| XUB2APBWL2R | DF B RE M18 90 PL PNP NF S=15M CAB 2M | 50.9
| XUB2APBWM12R | DF B RE M18 90? PL PNP NF S=15M LG M12 | 41.74
| XUB2BKSNL2T | DF B EMSS M18 MET S=15M CAB 2M | 28.29
| XUB2BKSNM12T | DF B EMSS M18 MET S=15M LIG M12 | 28.29
| XUB2BKSWL2T | DF B EMSS M18 90? MET S=15M CAB 2M | 30.39
| XUB2BKSWM12T | DF B EMSS M18 90? MET S=15M LIG M12 | 30.39
| XUB2BNANM12R | DF B RE M18 MET NPN NA S=15M LIG M12 | 43.91
| XUB2BPANL2R | DF B RE M18 MET PNP NA S=15M CAB 2M | 43.91
| XUB2BPANM12R | DF B RE M18 MET PNP NA S=15M LIG M12 | 43.91
| XUB2BPAWL2R | DF B RE M18 90? MT PNP NA S=15M CAB 2M | 57.5625
| XUB2BPAWM12R | DF B RE M18 90? MT PNP NA S=15M LG M12 | 47.2
| XUB2BPBNL2R | DF B RE M18 MET PNP NF S=15M CAB 2M | 43.91
| XUB2BPBNM12R | DF B RE M18 MET PNP NF S=15M LIG M12 | 43.91
| XUB2BPBWL2R | DF B RE M18 90? MT PNP NF S=15M CAB 2M | 57.5625
| XUB2BPBWM12R | DF B RE M18 90? MT PNP NF S=15M LG M12 | 47.2
| XUB4ANANL2 | DF PROX M18 PL NPN NA S=0,1M CAB 2M | 43.78
| XUB4ANANM12 | DF PROX M18 PL NPN NA S=0,1M LIG M12 | 51.252
| XUB4ANAWL2 | DF PROX M18 90º PL NPN NA S=0,1M C2M | 56
| XUB4ANAWM12 | DF PROX M18 90º PL NPN NA S=0,1M LM12 | 56
| XUB4ANBNM12 | DF PROX M18 PL NPN NF S=0,1M LIG M12 | 50.232
| XUB4APANL2 | DF PROX M18 PL PNP NA S=0,1M CAB 2M | 43.78
| XUB4APANL5 | DF PROX M18 PL PNP NA S=0,1M CAB 5M | 47.86
| XUB4APANM12 | DF PROX M18 PL PNP NA S=0,1M LIG M12 | 43.78
| XUB4APAWL2 | DF PROX M18 90 PL PNP NA S=0,1M C2M | 57.125
| XUB4APBNL2 | DF PROX M18 PL PNP NF S=0,1M CAB 2M | 51.252
| XUB4APBNM12 | DF PROX M18 PL PNP NF S=0,1M LIG M12 | 51.252
| XUB4BNANL2 | DF PROX M18 MET NPN NA S=0,1M CAB 2M | 45.82
| XUB4BNANM12 | Det. Fotoelec. fun M18 DC3h Proxim. NA | 55.875
| XUB4BNBNL2 | DF PROX M18 MET NPN NA S=0,1M CAB 2M | 55.875
| XUB4BNBNM12 | Det. Fotoelec. fun M18 DC3h Proxim. | 55.875
| XUB4BPANL2 | DF PROX M18 MET PNP NA S=0,1M CAB 2M | 45.82
| XUB4BPANM12 | DF PROX M18 MET PNP NA S=0,1M LIG M12 | 45.82
| XUB4BPAWL2 | Det. Fotoelec. fun M18 DC3h Proxim. | 57.228
| XUB4BPAWM12 | DF PROX M18 90º MT PNP NA S=0,1M LM12 | 48.88
| XUB4BPBNL2 | DF PROX M18 MET PNP NF S=0,1M CAB 2M | 53.64
| XUB4BPBNM12 | DF PROX M18 MET PNP NF S=0,1M LIG M12 | 55.875
| XUB5ANANL2 | DF PROX M18 PL NPN NA SR=0,6M CAB 2M | 45.82
| XUB5ANANM12 | DF PROX M18 PL NPN NA SR=0,6M LIG M12 | 45.82
| XUB5ANBNM12 | DF PROX M18 PL NPN NF SR=0,6M LIG M12 | 53.64
| XUB5APANL2 | DF PROX M18 PL PNP NA SR=0,6M CAB 2M | 45.82
| XUB5APANL5 | DF PROX M18 PL PNP NA SR=0,6M CAB 5M | 49.89
| XUB5APANM12 | DF PROX M18 PL PNP NA SR=0,6M LIG M12 | 45.82
| XUB5APAWL2 | DF PROX M18 90? PL PNP NA SR=0,6M C2M | 59.6125
| XUB5APAWM12 | DF PROX M18 90? PL PNP NA SR=0,6M LM12 | 52.459
| XUB5APBNL2 | DF PROX M18 PL PNP NF SR=0,6M CAB 2M | 45.82
| XUB5APBNM12 | DF PROX M18 PL PNP NF SR=0,6M LIG M12 | 45.82
| XUB5APBWM12 | DF PROX M18 90? PL PNP NF SR=0,6M LM12 | 57.228
| XUB5BNANL2 | DF PROX M18 MET NPN NA SR=0,6M CAB 2M | 55.385
| XUB5BNANM12 | DF PROX M18 MET NPN NA SR=0,6M LIG M12 | 55.385
| XUB5BPANL2 | DF PROX M18 MET PNP NA SR=0,6M CAB 2M | 51.61
| XUB5BPANL5 | DF PROX M18 MET PNP NA SR=0,6M CAB 5M | 60.082
| XUB5BPANM12 | DF PROX M18 MET PNP NA SR=0,6M LIG M12 | 51.61
| XUB5BPAWM12 | DF PROX M18 90 MT PNP NA SR=0,6M LM12 | 60.082
| XUB5BPBNL2 | DF PROX M18 MET PNP NF SR=0,6M CAB 2M | 55.385
| XUB5BPBNM12 | **DF PROX M18 MET PNP NF SR=0,6M LIG M12 | 51.61
| XUB5BPBWM12 | DF PROX M18 90? MT PNP NF SR=0,6M LM12 | 65.544
| XUB9ANANL2 | DF REFP M18 PLAST NPN NA S=2M CAB 2M | 47.86
| XUB9ANANM12 | Det. Fotoelec. fun M18 DC3h RPolar. NA | 47.86
| XUB9ANAWL2 | DF REFP M18 90º PL NPN NA S=2M CAB 2M | 59.58
| XUB9ANBNL2 | DF REFP M18 PLAST NPN NF S=2M CAB 2M | 51.359
| XUB9ANBWL2 | Det. Fotoelec. fun M18 DC3h RPolar. | 59.58
| XUB9APANL2 | DF REFP M18 PLA ST PNP NA S=2M CAB 2M | 51.865
| XUB9APANM12 | DF REFP M18 PLA ST PNP NA S=2M LIG M12 | 47.86
| XUB9APAWM12 | DF REFP M18 90? PL PNP NA S=2M LIG M12 | 50.89
| XUB9APBNL2 | DF REFP M18 PLA ST PNP NF S=2M CAB 2M | 47.86
| XUB9APBNM12 | DF REFP M18 PLA ST PNP NF S=2M LIG M12 | 47.86
| XUB9APBWM12 | DF REFP M18 90? PL PNP NF S=2M LIG M12 | 50.89
| XUB9BPANL2 | DF REFP M18 MET PNP NA S=2M CAB 2M | 49.89
| XUB9BPANM12 | DF REFP M18 MET PNP NA S=2M LIG M12 | 49.89
| XUB9BPAWL2 | DF REFP M18 90? MT PNP NA S=2M CAB 2M | 63.156
| XUB9BPAWM12 | DF REFP M18 90? MT PNP NA S=2M LIG M12 | 53.95
| XUB9BPBNL2 | DF REFP M18 MET PNP NF S=2M CAB 2M | 60.8375
| XUB9BPBNM12 | DF REFP M18 MET PNP NF S=2M LIG M12 | 49.89
| XUB9BPBWM12 | DF REFP M18 90? MT PNP NF S=2M LIG M12 | 53.95
| XUBLAKCNL2T | DF LASER M18 PLA ST EM BARR CAB 2M | 177.192
| XUBLAKCNM12T | DF LASER M18 PLA ST EM BARR LIG M12 | 151.35
| XUBLANCNL2 | DF LASER M18 PLA ST NPN NA-NF CAB 2M | 291.096
| XUBLANCNL2R | DF LASER M18 PLA ST RE BARR NPN CAB 2M | 173.712
| XUBLANCNM12 | DF LASER M18 PLA ST NPN NA-NF LIG M12 | 248.64
| XUBLAPCNL2 | DF LASER M18 PLA ST PNP NA-NF CAB 2M | 248.64
| XUBLAPCNL2R | DF LASER M18 PLA ST RE BARR PNP CAB 2M | 177.192
| XUBLAPCNM12 | DF LASER M18 PLA ST PNP NA-NF LIG M12 | 248.64
| XUBLAPCNM12R | DF LASER M18 PLA ST RE BARR PNP LIG M12 | 151.35
| XUBLBKCNL2T | DF LASER M18 MET EM BARR CAB 2M | 187.608
| XUBLBKCNM12T | DF LASER M18 MET EM BARR LIG M12 | 195.425
| XUBLBNCNL2 | DF LASER M18 MET NPN NA-NF CAB 2M | 296.16
| XUBLBNCNL2R | DF LASER M18 MET RE BARR NPN CAB 2M | 192.696
| XUBLBNCNM12 | DF LASER M18 MET NPN NA-NF LIG M12 | 308.5
| XUBLBPCNL2 | DF LASER M18 MET PNP NA-NF CAB 2M | 252.97
| XUBLBPCNL2R | DF LASER M18 MET RE BARR PNP CAB 2M | 167.88
| XUBLBPCNM12 | DF LASER M18 MET PNP NA-NF LIG M12 | 252.97
| XUBLBPCNM12R | DF LASER M18 MET RE BARR PNP LIG M12 | 196.548
| XUBT1NSNL2 | PHOTO SENSOR CYL PLAST MAT TRANS OEM 12 | 107.7
| XUBT1PSNL2 | DF M18 PLAST MAT TR S=0,8M PNP NA/NF CAB | 109.85
| XUBT1PSNM12 | DF M18 PLAST MAT TR PNP NA/NF LIG M12 | 90.08
| XUBTANSNL2 | DF M18 PLA ST MAT TR NPN NA-NF CAB 2M | 149.412
| XUBTANSNM12 | DF M18 PLA ST MAT TR NPN NA-NF LIG M12 | 149.412
| XUBTANSWM12 | DF M18 PLA ST MAT TR NPN NA-NF LIG M12 | 131.56
| XUBTAPSNL2 | DF M18 PLA ST MAT TR PNP NA-NF CAB 2M | 127.62
| XUBTAPSNM12 | DF M18 PLA ST MAT TR PNP NA-NF LIG M12 | 127.62
| XUBTAPSWM12 | **DF M18 PL?ST MAT TR PNP NA/NF LIG M12 | 131.56
| XUBTSNSNL2 | DF M18 INOX MAT TR NPN NA-NF CAB 2M | 172.416
| XUBTSNSNM12 | DF M18 INOX MAT TR NPN NA-NF LIG M12 | 175.848
| XUBTSPSNL2 | DF M18 INOX MAT TR PNP NA-NF CAB 2M | 150.2
| XUBTSPSNM12 | DF M18 INOX MAT TR PNP NA-NF LIG M12 | 150.2
| XUDA1NSML2 | AMPLF OPT FIB OPT PL NPN NA-NF CAB 2M | 99.52
| XUDA1NSMM8 | AMPLF OPT FIB OPT PL NPN NA-NF LIG M8 | 120.775
| XUDA1PSML2 | AMPLF OPT FIB OPT PL PNP NA-NF CAB 2M | 99.52
| XUDA1PSMM8 | AMPLF OPT FIB OPT PL PNP NA-NF LIG M8 | 99.52
| XUDA2NSML2 | AMPLF UNV FIB OPT PL NPN NA-NF CAB 2M | 158.75
| XUDA2NSMM8 | AMPLF UNV FIB OPT PL NPN NA-NF LIG M8 | 160.32
| XUDA2PSML2 | AMPLF UNV FIB OPT PL PNP NA-NF CAB 2M | 158.75
| XUDA2PSMM8 | AMPLF UNV FIB OPT PL PNP NA-NF LIG M8 | 158.75
| XUE5AA2NM12 | DFE MED DIST PROX CC SN=6M ANALOG 4-20mA | 700.52
| XUFN01321 | FIBRA OPTICA P | 31.99
| XUFN01331 | FIB OPT PROX 18MM TERM DEF 90MM L2M | 50.49
| XUFN02323 | FIB OPG PROX S= 30MM | 35.21
| XUFN04331 | FIBR OPT S=4MM | 62.21
| XUFN05321 | FIBRA OPTICA PROX | 31.68
| XUFN05321L10 | AMPLIF. PARA F | 89.21
| XUFN05323 | FIBRA OPTICA S=50mm | 35.21
| XUFN05331 | FIB OPT PLAST PROX S=6MM 2M | 43.42
| XUFN12301 | FIBRA OPT BARRAGEM | 31.68
| XUFN12301L10 | FIBRA OPT BARR | 89.21
| XUFN2L01L2 | FIBRA OPT BARR | 65.76
| XUFN2P01L2 | FIBRA OPTICA BARR | 44.61
| XUFN2S01L2 | FIB OPT PLAST BARR 2m M4-M2,6 S=100mm | 55.297
| XUFN35301 | FIBRA OPT BARRAGEM | 31.68
| XUFN35311 | FIB OPT BARR 30MM TERM DEF 90MM L2M | 69.768
| XUFN5P01L2 | FIB OPT PROX S=95MM | 41.09
| XUFN5S01L2 | FIB OPT PROX S=55MM | 47.68
| XUFS0520 | FIBRA OPTICA VIDRO 180? | 109.47
| XUFS2020 | FIBRA OPTICA | 151.03
| XUFS2510 | DETECTOR FIBR OPT | 102.425
| XUFZ01 | LENTE DE AUMENTO | 25.542
| XUFZ02 | PONT 90 P-FIBR OPT | 33.407
| XUFZ03 | **BRAC FIX C/ LENT | 13.5625
| XUFZ04 | ANILHA DE FIX FIB OPT | 16.5
| XUFZ08 | ADAPTADOR PARA FIBRA OPTICA | 10.55
| XUFZ11 | GUILHOTINA | 6.42
| XUFZ13 | BRAC FIX AXIAL | 15.225
| XUFZ14 | ANILHAS FIX FRONT P-FIBRAS | 16.5
| XUFZ15 | BR FIX FOPT LAT | 16.5
| XUFZ210 | FIB OPT PLAST M4 | 52.38
| XUFZ310 | MANGA FIB OPT M6 | 52.38
| XUFZ910 | ROLO FIBRA OPTICA 10M | 27.38
| XUFZ911 | ROLO FIBRA OPTICA 10M | 53.6375
| XUFZ920 | ROLO FIBRA OPTICA 20M NUCLEO 1X1MM | 50.19
| XUJB06031H60 | DET FE REF S=6M CA-CC | 242.22
| XUJK803538 | DET FOT EL S=20/80CM CC | 199.54
| XUK0AKSAL2 | DF OSI 50x50 PL PNP-NPN NA-NF CAB 2M | 88.21
| XUK0AKSAL2T | DF OSI 50x50 PLA ST EMSS BARR CAB 2M | 43.03
| XUK0AKSAM12 | DF OSI 50x50 PL PNP-NPN NA-NF LIG M12 | 88.21
| XUK0AKSAM12T | **DF OSI 50x50 PLA ST EMSS BARR LIG M12 | 43.03
| XUK0ARCTL10 | DF OSI 50x50 PL NA-NF CA-CC CAB 10M | 114.94
| XUK0ARCTL2 | DF OSI 50x50 PL NA-NF CA-CC CAB 2M | 101.42
| XUK0ARCTL2T | DF OSI 50x50 PL CA-CC EMSS BARR CAB 2M | 46.21
| XUK1ANANL2 | DF REF 50x50 PLAST NPN NA S=7M CAB 2M | 71.784
| XUK1ANBNL2 | DF REF 50x50 PLAST NPN NA S=7M CAB 2M | 74.775
| XUK1ANBNM12 | DF REF 50x50 PLA ST NPN NA S=7M LIG M12 | 71.784
| XUK1APANL2 | DF REF 50x50 PLA ST PNP NA S=7M CAB 2M | 61.32
| XUK1APANM12 | DF REF 50x50 PLA ST PNP NA S=7M LIG M12 | 61.32
| XUK1APBNL2 | DF REF 50x50 PLA ST PNP NA S=7M CAB 2M | 61.32
| XUK1APBNM12 | DF REF 50x50 PLA ST PNP NA S=7M LIG M12 | 61.32
| XUK1ARCNL10 | DF REF 50x50 PL RL S=7M CA-CC C10M | 86.78
| XUK1ARCNL2 | DF REF 50x50 PL RL S=7M CA-CC C2M | 73.26
| XUK1ARCNL2H60 | BLISTER DET XUK1 CA-CC S=7M | 100.57
| XUK1ARCNL5 | DF REF 50x50 PL RL S=7M CA/CC C5M | 77.77
| XUK2AKSNL2T | DF B EMSS 50x50 PLA ST S=30M CAB 2M | 34.86
| XUK2AKSNM12T | DF B EMSS 50x50 PLA ST S=30M LIG M12 | 36.58
| XUK2ANANL2R | Det. Fotoelec. Fun.50x50 DC 3h Recep | 63.775
| XUK2ANBNL2R | DF B RE 50x50 PL NPN NF S=30M CAB 2M | 66.9
| XUK2ANBNM12R | DF B RE 50x50 PL NPN NF S=30M LIG M12 | 66.9
| XUK2APANL2R | DF B RE 50x50 PL PNP NA S=30M CAB 2M | 52.3
| XUK2APANM12R | DF B RE 50x50 PL PNP NA S=30M LIG M12 | 54.86
| XUK2APBNL2R | DF B RE 50x50 PL PNP NF S=30M CAB 2M | 66.9
| XUK2APBNM12R | DF B RE 50x50 PL PNP NF S=30M LIG M12 | 54.86
| XUK2ARCNL2R | DF B RE 50x50 PL RL S=30M CA-CC C2M | 66.49
| XUK2ARCNL2T | DF B EMSS 50x50 PL S=30M CA-CC CAB 2M | 46.21
| XUK5ANANL2 | DF PROX 50x50 PL NPN NA SR=1M CAB 2M | 71.784
| XUK5ANANM12 | DF PROX 50x50 PL NPN NA SR=1M LIG M12 | 71.784
| XUK5APANL2 | DF PROX 50x50 PL PNP NA SR=1M CAB 2M | 61.32
| XUK5APANL5 | DF PROX 50x50 PL PNP NA SR=1M CAB 5M | 65.62
| XUK5APANM12 | DF PROX 50x50 PL PNP NA SR=1M LIG M12 | 61.32
| XUK5APBNL2 | DF PROX 50x50 PL PNP NF SR=1M CAB 2M | 61.32
| XUK5APBNM12 | DF PROX 50x50 PL PNP NF SR=1M LIG M12 | 61.32
| XUK5ARCNL2 | DF PROX 50x50 PL RL S=1M CA-CC C2M | 73.26
| XUK8AKSNL2 | DFE ELIM PLAN POST | 96
| XUK8AKSNM12 | DFE REFL POL DC | 96
| XUK8ARCTL2 | DFE ELIM PLAN POST RELE NA/NF S=0,75m | 123.82
| XUK8TAE2MM12 | FOT. LASER TOF SN 5M 1Q AUTO PNP/N | 372.2
| XUK8TAKSMM12 | FOT. LASER TOF SN 5M 1Q AUTO PNP/N | 277.52
| XUK9ANANL2 | DF REFP 50x50 PL NPN NA S=5M CAB 2M | 81.325
| XUK9ANBNL2 | DF REFP 50x50 PL NPN NA S=5M CAB 2M | 81.325
| XUK9APANL2 | DF REFP 50x50 PL PNP NA S=5M CAB 2M | 66.69
| XUK9APANM12 | DF REFP 50x50 PL PNP NA S=5M LIG M12 | 66.69
| XUK9APBNL2 | DF REFP 50x50 PL PNP NA S=5M CAB 2M | 66.69
| XUK9APBNM12 | DF REFP 50x50 PL PNP NA S=5M LIG M12 | 66.69
| XUK9ARCNL10 | DF REFP 50x50 PL RL S=5M CA-CC C10M | 93.54
| XUK9ARCNL2 | DF REFP 50x50 PL RL S=5M CA-CC C2M | 80.01
| XUK9LAPSMM12 | FOT. LASER REFLEX NA NC 12M | 220.43
| XUK9TAH2MM12 | DF LASER TOF REFLEX SN 70M APLIC | 399.48
| XUKC1PSMM12 | DFE DET 3 CORES COMP 50X50 PNP LIG M12 | 717.21
| XUKR1PSMM12 | DET.F.E. MARCAS 90 MM 12 - 24V | 262.36
| XUKT1KSML2 | DFE MAT TRANSP DC | 191.35
| XUKT1KSMM12 | DFE MAT TRANSP DC | 191.35
| XULA06011 | DF REF D CA-CC 6M CAB 2M ACESS FIX | 128.58
| XULA06011K | DF REF D CA-CC 6M LIG M12 ACESS FIX | 137.85
| XULA06021 | DF REF L CA-CC 6M CAB 2M ACESS FIX | 145.56
| XULA700115 | DF PROX L CA-CC 0,7M CAB 2M ACESS FIX | 169.584
| XULH043539 | DF REFP PNP L-D 4M CAB 2M ACESS FIX | 114.96
| XULH043539D | DF REFP PNP L-D 4M LIG M12 ACESS FIX | 122.79
| XULH06353 | DF REF PNP L-D 6M CAB 2M ACESS FIX | 100.58
| XULH06353D | DF REF PNP L-D 6M LIG M12 ACESS FIX | 104.53
| XULH083534 | DF B RE PNP L-D 8M CAB 2M ACESS FIX | 106.54
| XULH083534D | DF B RE PNP L-D 8M LIG M12 ACESS FIX | 117.56
| XULH703535 | DF PROX PNP L-D 0,7M CAB 2M ACESS FIX | 129.33
| XULH703535D | DF PROX PNP L-D 0,7M LIG M12 ACESS FIX | 134.57
| XULJ06353 | DF REF NPN L-D 6M CAB 2M ACESS FIX | 104.21
| XULK0830 | DF B EMSS L-D 8M CAB 2M ACESS FIX | 58.67
| XULK0830D | DF B EMSS L-D 8M LIG M12 ACESS FIX | 62.76
| XUM0AKSAL2T | DF OSI MIN PLA ST EMSS BARR CAB 2M | 42.1
| XUM0AKSAM8T | DF OSI MIN PLA ST EMSS BARR LIG M8 | 42.1
| XUM0ANSAL2 | DF OSI MIN PLA ST NPN NA-NF CAB 2M | 70.1
| XUM0ANSAM8 | DF OSI MIN PLA ST NPN NA-NF LIG M8 | 70.1
| XUM0APSAL2 | Det. Fotoelec. uni mini DC3h Osiconcept | 70.1
| XUM0APSAM8 | DF OSI MIN PLA ST PNP NA-NF LIG M8 | 70.1
| XUM5ANCNL2 | DF PROX MIN PL NPN NA-NF SR=1M CAB 2M | 56.69
| XUM5ANCNM8 | DF PROX MIN PL NPN NA-NF SR=1M LIG M8 | 56.69
| XUM5APCNL03M12 | FOTO. MINI PROX.PNP M12 REMOTO | 59.75
| XUM5APCNL2 | DF PROX MIN PL PNP NA-NF SR=1M CAB 2M | 56.69
| XUM5APCNM8 | DF PROX MIN PL PNP NA-NF SR=1M LIG M8 | 56.69
| XUM8APCNL03M12 | DFE MIN PL ELIM PLAN POST PNP NA/NF LIG | 59.75
| XUM8APCNL2 | FOTOCEL MINIATURA BGS PNP CABLE 2M | 57.07
| XUM8APCNM8 | FOTOCEL MINIATURA BGS PNP CONECT M8 | 83.17
| XUPK1PANJ45 | PICKING SINGLE DAISY CHAIN E/S | 153.93
| XURC3PPML2 | DFE FULLCOLOR | 1295.61
| XURK1KSMM12 | DET.F.E. MARCAS 90 MM 12 - 24V | 411.87
| XUSL2E30H016N | XUSL2 2 PNP 30MM 160MM ALT. PROT STD | 461.817
| XUSL2E30H026N | XUSL2 2 PNP 30MM 260MM ALT. PROT STD | 581.877
| XUSL2E30H031N | XUSL2 2 PNP 30MM 310MM ALT. PROT STD | 587.835
| XUSL2E30H046N | XUSL2 2 PNP 30MM 460MM ALT. PROT STD | 712.521
| XUSL2E30H061N | XUSL2 2 PNP 30MM 610MM ALT. PROT STD | 833.4
| XUSL2E30H076N | XUSL2 2 PNP 30MM 760MM ALT. PROT STD | 971.964
| XUSL2E30H091N | XUSL2 2 PNP 30MM 910MM ALT. PROT STD | 1203.363
| XUSL2E3BB081N | BARRERA INMATERIAL SEGURIDAD MODEL-E TYP | 775.944
| XUSL2E4BB091N | XUSL2 2 PNP 4FX 910MM ALT. PROT STD | 786.879
| XUSL4E14F016N | XUSL4 2 PNP 14MM 160MM ALT. PROT STD | 1049.139
| XUSL4E14F031N | INV 6A AC3 3P+NA 24VBC TERM MOL | 1250.352
| XUSL4E14F046N | HAWA - Compras MG, TEE | 1461.366
| XUSL4E14F061N | XUSL4 2 PNP 14MM 610MM ALT. PROT STD | 1798.911
| XUSL4E14F091N | XUSL4 2 PNP 14MM 910MM ALT. PROT STD | 2462.094
| XUSL4E14F106N | BARRERA INMATERIAL SEGURIDAD MODEL-E TYP | 2550.645
| XUSL4E2BB051N | XUSL4 2 PNP 2FX 510MM ALT. PROT STD | 1059.237
| XUSL4E30H016N | XUSL4 2 PNP 30MM 160MM ALT. PROT STD | 876.267
| XUSL4E30H031N | BARRERA INMATERIAL SEGURIDAD MODEL-E TYP | 1111.68
| XUSL4E30H046L | XUSL4 2 PNP 30MM 460MM ALT. PROT LNG | 1711.899
| XUSL4E30H046N | XUSL4 2 PNP 30MM 460MM ALT. PROT STD | 1273.509
| XUSL4E30H061N | XUSL4 2 PNP 30MM 610MM ALT. PROT STD | 1534.788
| XUSL4E30H076N | XUSL4 2 PNP 30MM 760MM ALT. PROT STD | 1648.341
| XUSL4E30H091L | XUSL4 2 PNP 30MM 910MM ALT. PROT LNG | 2281.248
| XUSL4E30H091N | XUSL4 2 PNP 30MM 910MM ALT. PROT STD | 1683.315
| XUSL4E30H106N | XUSL4 2 PNP 30MM 1060MM ALT. PROT STD MT | 1849.383
| XUSL4E30H121L | XUSL4 2 PNP 30MM 1210MM ALT. PROT LNG | 2750.742
| XUSL4E30H121N | XUSL4 2 PNP 30MM 1210MM ALT. PROT STD | 2021.382
| XUSL4E30H136L | XUSL4 2 PNP 30MM 1360MM ALT. PROT LNG | 2951.523
| XUSL4E3BB081N | XUSL4 2 PNP 3FX 810MM ALT. PROT STD | 1194.129
| XUSL4E4BB091L | XUSL4 2 PNP 4FX 910MM ALT. PROT LNG | 1515.906
| XUSL4E4BB091N | XUSL4 2 PNP 4FX 910MM ALT. PROT STD | 1219.392
| XUSZBSC4 | PACK DE 4 ABRAÇADEIRAS CURVAS 14º ROT | 29.196
| XUSZBSS4 | PACK DE 4 ABRACADEIRAS CURVAS 180º ROT | 92.466
| XUSZFB2 | BASES DE MONTAJE EN SUELO | 183.951
| XUSZMD046 | ESPEJO BIM'S 460 mm | 289.8338
| XUSZMD061 | ESPEJO BIM'S 610 mm | 262.782
| XUSZTR30 | VARETAS TESTE 30MM | 29.8125
| XUSZVA8 | KITS ANTIVIBRACIONES | 51.5268
| XUSZWPE120 | TAMPAS PROT POLICARBONATO 1245MM | 77.5238
| XUSZWPEFC | PACK DE MOLAS DE MONTAGEM E TAMPAS DE PR | 141.12
| XUVA0505PANM8 | DF FORQ ANG 50x50 24VCC PNP NA LIG M8 | 239.32
| XUVA0808PANM8 | DF FORQ ANG 80x80 12-24VCC PNP NA LIG M8 | 239.32
| XUVA1212PANM8 | DF FORQ ANG 120x120 12-24VCC PNP NA LIG | 323.375
| XUVE04M3KSNM8 | DF FORQ PLAST 3x42mm PNP/NPN NA/NF LIG | 129.34
| XUVE04M3NSNM8 | DF FORQ PLÁST 3x42mm NPN NA/NF LIG M8 | 129.34
| XUVE04M3PSNM8 | DF FORQ PLAST 3x42mm PNP NA/NF LIG M8 | 129.34
| XUVF120M12 | QUADRO OPT | 1080.59
| XUVF180M12 | QUAD OPT | 1108.5
| XUVF250M12 | DFE MOLDURA 200X250MM LIG M12 | 1212.47
| XUVF30M8 | DFE MOLDURA 30X30MM LIG M8 12 24VDC | 729.28
| XUVF60M8 | QUAD OPT 60X60 | 811.71
| XUVH0312 | DFE FORQ S=30MM CC | 126
| XUVH0312L5 | DFE FORQ S=30MM CC CAB 5M | 129.79
| XUVK0252S | DFE FORQ S=2MM CC | 416.61
| XUVK0252VS | DFE FORQ S=2MM CC | 474.4
| XUVR0303PANL2 | DF FORQ S/ AJ 30x40 24VCC PNP NA CAB 2M | 107.41
| XUVR0605PANM8 | DF FORQ OPT 60x50 PNP NA LIG M8 | 142.28
| XUVR0605PBNM8 | DF FORQ S/AJ 60x50 24VCC PNP NF LIG M8 | 142.28
| XUVR0608PANM8 | DF FORQ OPT 60x80 PNP NA LIG M8 | 156.53
| XUVR1212NANM8 | HORQUILLAS FOTOELEC FUNCIONAL 120x120 | 236.625
| XUVR1212PANM8 | DF FORQ OPT 120x120 PNP NA LIG M8 | 194.03
| XUVU06M3KSNM8 | ULTRASONIC SENSOR LABEL FORK 60x3 1224VD | 537.58
| XUWAA12R | SENSOR DE VISAO AVANCADO 12MM | 2617.8485
| XUWSA06R | SENSOR VISION STD FOCO 6MM VERM | 1730.428
| XUWSA12R | SENSOR VISION STD FOCO 12MM VERM | 1730.428
| XUX0AKSAM12 | DF OSI COMP PL PNP-NPN NA-NF LIG M12 | 128.61
| XUX0AKSAM12T | DF COMP PLA ST EMSS BARR LIG M12 | 71.67
| XUX0AKSAT16 | DF OSI COMP PL PNP-NPN NA-NF BORNES | 131.77
| XUX0AKSAT16T | DF COMP PLA ST EMSS BARR BORNES | 71.67
| XUX0ARCTT16 | DF OSI COMP PLA ST NA-NF CA-CC BORNES | 141.09
| XUX0ARCTT16T | DF COMP PLA ST CA-CC EMSS BARR BORNES | 77.05
| XUX1ANANT16 | Det. Fotoelec. fun comp DC3h Reflex NA | 106.7
| XUX1APANM12 | DF REF COMP PL PNP NA SR=14M LIG M12 | 87.49
| XUX1APANT16 | DF REF COMP PL PNP NA SR=14M BORNES | 87.49
| XUX1APBNM12 | DF REF COMP PL PNP NF SR=14M LIG M12 | 87.49
| XUX1APBNT16 | DF REF COMP PL PNP NF SR=14M BORNES | 87.49
| XUX1ARCNT16 | DF REF COMP PL RL SR=14M CA-CC BORNES | 101.99
| XUX2ANANT16R | DF B RE COMP PL NPN NA SR=40M BORNES | 92.556
| XUX2APANM12R | DF B RE COMP PL PNP NA SR=40M LIG M12 | 79.06
| XUX2APANT16R | DF B RE COMP PL PNP NA SR=40M BORNES | 79.06
| XUX2APBNM12R | DF B RE COMP PL PNP NF SR=40M LIG M12 | 79.06
| XUX2APBNT16R | DF B RE COMP PL PNP NF SR=40M BORNES | 79.06
| XUX2ARCNT16R | DF B RE COMP PL RL SR=40M CA-CC BORNES | 91.15
| XUX5ANANM12 | DF PROX COMP PL NPN NA SR=2,1M LIG M12 | 111.8375
| XUX5ANANT16 | DF PROX COMP PL NPN NA SR=2,1M BORNES | 91.71
| XUX5ANBNT16 | DF PROX COMP PL NPN NF SR=2,1M BORNES | 111.8375
| XUX5APANM12 | DF PROX COMP PL PNP NA SR=2,1M LIG M12 | 91.71
| XUX5APANT16 | DF PROX COMP PL PNP NA SR=2,1M BORNES | 91.71
| XUX5APBNM12 | DF PROX COMP PL PNP NF SR=2,1M LIG M12 | 91.71
| XUX5APBNT16 | DF PROX COMP PL PNP NF SR=2,1M BORNES | 111.8375
| XUX5ARCNT16 | DF PRX COMP PL RL SR=2,1M CA-CC BORNES | 106.33
| XUX8AKSAT16 | DFE ELIM PLAN POST PNP/NPN NA/NF S=2M | 125.85
| XUX9APANM12 | DF REFP COMP PL PNP NA SR=11M LIG M12 | 95.94
| XUX9APANT16 | DF REFP COMP PL PNP NA SR=11M BORNES | 95.94
| XUX9APBNM12 | DF REFP COMP PL PNP NF SR=11M LIG M12 | 95.94
| XUX9APBNT16 | DF REFP COMP PL PNP NF SR=11M BORNES | 95.94
| XUX9ARCNT16 | DF REFP COMP PL RL SR=11M CA-CC BORNES | 111.79
| XUY1111 | REFLECTOR 50X50 P/ EMISS LASER | 15.54
| XUY92CG41E520 | DF M12 EMIS NPN S=20M CABO | 113.016
| XUY92CG41R520 | DF M12 RECEPT NPN S=20M CABO | 101.508
| XUY92CGAMP230 | AMPLIF 230VCA REL 0-10S | 198.52
| XUYA005 | FIBRA OPTICA PLAST 1M NUCLEO 1X1MM | 7.66
| XUYA110 | PONT M8 P- FIB PLAST PROX SN=70MM | 21.4625
| XUYA210 | PONT LISA P/ FIB PLAST BARR SN=200MM | 22.728
| XUYA211 | PONT LISA P- FIB PLAST BARR SN=800MM | 23
| XUYA212 | PONT M6 P- FIB PLAST BARR SN=1,2M | 21.38
| XUYA220 | PONT LAT M6 P/ FIB PLAST BARR SN=1,2M | 29.436
| XUYAFLCO966S | AMPLIF DET BRILHO P- FIB PLAST PNP-NPN | 297.21
| XUYAFP966S | AMPLIF C- ENS P- FIB PLAST PNP-NPN | 120.55
| XUYAFPCO946S | AMPLIF C/ ENS P/FIB PLAST PNP/NPN | 150.72
| XUYAFPCO966S | AMPLIF C- ENS P- FIB PLAST PNP-NPN | 120.55
| XUYAFV946S | AMPLF OPT FIB PL PNP/NPN NA/NF LIG M8 | 150.72
| XUYAFVCO946S | AMPLIF C/ ENS P/ FIB VIDRO PNP/NPN | 150.72
| XUYAFVCO966S | AMPLF OPT FIB VID PNP-NPN NA-NF LIG M8 | 120.55
| XUYBCO929LSP | DFE MIN LASER REF POL C- ENS PNP | 239.67
| XUYBCO989SP | DFE MIN REF POL PNP LIG M8 | 101.77
| XUYDCFCO966S | AMPLIF C- ENS DET MARCA P- FIB PLAST | 206.72
| XUYECO989 | DFE MIN EMISS BARR LIG M8 | 66.27
| XUYF953002COS | DFE FORQ EMISS CONT 40X2MM LIG M8 | 264
| XUYF953002S | F HORQ.10/30VDCAPERT.40x2mm2M | 281.8
| XUYFA983005COS | F HORQ.TEACHAPERT.60x5mm10/30VD | 259.81
| XUYFALNEP100002 | DFE FORQ NEPTUNE LASER C- ENS 95X2MM | 407.58
| XUYFALNEP100050 | DFE FORQ NEPTUNE LASER C/ ENS 95X50MM | 474.825
| XUYFALNEP100080 | DFE FORQ NEPTUNE LASER C- ENS 95X80MM | 389.36
| XUYFALNEP40002 | DFE FORQ NEPTUNE LASER C- ENS 42X2MM | 348.3
| XUYFALNEP40005 | DFE FORQ NEPTUNE LASER C/ ENS 42X5MM | 362.8125
| XUYFALNEP40015 | DFE FORQ NEPTUNE LASER C/ ENS 42X15MM | 362.8125
| XUYFALNEP40030 | DFE FORQ NEPTUNE LASER C/ ENS 42X30MM | 297.51
| XUYFALNEP40050 | DFE FORQ NEPTUNE LASER C- ENS 42X50MM | 369.95
| XUYFALNEP40120 | DFE FORQ NEPTUNE LASER C- ENS 42X120MM | 369.95
| XUYFALNEP60050 | DFE FORQ NEPTUNE LASER C- ENS 59X50MM | 369.95
| XUYFALNEP60080 | DFE FORQ NEPTUNE LASER C/ ENS 59X80MM | 369.95
| XUYFALNEP60120 | DFE FORQ NEPTUNE LASER C- ENS 59X120MM | 369.95
| XUYFANEP100002 | DFE FORQ NEPTUNE C- ENS 95X2MM | 253.9875
| XUYFANEP100080 | DFE FORQ NEPTUNE C- ENS 95X80MM | 270.35
| XUYFANEP40002 | DFE FORQ NEPTUNE C- ENS 42X2MM | 173.33
| XUYFANEP40005 | DFE FORQ NEPTUNE C- ENS 42X5MM | 186.27
| XUYFANEP40015 | DFE FORQ NEPTUNE C/ ENS 42X15MM | 196.62
| XUYFANEP40030 | DFE FORQ NEPTUNE C- ENS 42X30MM | 216.02
| XUYFANEP40050 | DFE FORQ NEPTUNE C- ENS 42X50MM | 223.79
| XUYFANEP40080 | DFE FORQ NEPTUNE C/ ENS 42X80MM | 243.19
| XUYFANEP60015 | F HORQ.TEACHAPERTURA59x15mm | 204.37
| XUYFANEP60030 | DFE FORQ NEPTUNE C- ENS 59X30MM | 218.62
| XUYFANEP60050 | DFE FORQ NEPTUNE C/ ENS 59X50MM | 223.79
| XUYFANEP60080 | DFE FORQ NEPTUNE C/ ENS 59X80MM | 243.19
| XUYFNEP40005 | DFE FORQ NEPTUNE AJ POT 40X5MM | 175.93
| XUYFNEP40050 | DFE FORQ NEPTUNE AJ POT 42X50MM | 203.07
| XUYFNEP40080 | DFE FORQ NEPTUNE AJ POT 42X80MM | 223.79
| XUYFNEP40120 | F HORQ.APERTURA42x120mm | 249.67
| XUYFNEP60015 | DFE FORQ NEPTUNE AJ POT 59X15MM | 194.03
| XUYFNEP60120 | F HORQ.APERTURA59x120mm | 249.67
| XUYFPCF61 | FIB PLAST 60CM DET COR FEIXE FINO SN=18M | 147.58
| XUYFPDC61 | FIB PLAST 60CM DET MARCA PONT M18 | 116.004
| XUYFPERSN201 | FIB PLAST 2M BARR PONT M4 SN=200mm | 30.46
| XUYFVERSD61 | FIB VIDRO 60CM 60? BARR PONT M4 SN=200MM | 76.13
| XUYFVERTD101 | FIB VID 1M 200? BARR PONT M4 S=0,2M | 160.46
| XUYFVPSD61 | FIB VIDRO 60CM 60º PROX PONT M4 SN=80MM | 64.42
| XUYFVPTD101 | FIB VIDRO 60CM 200º PROX PONT M4 SN=80MM | 145.25
| XUYLC2001 | DFE 1 COR | 602.37
| XUYLC2004 | AMPLIF DET 4 CORES PNP-NPN | 691.24
| XUYP952R | DF PROX 80x60 RL S=4M CA-CC | 216.54
| XUYP954R | DF PROX 80x60 RL S=1.5M CA-CC | 199.488
| XUYP989SP | DFE MIN PROX AJUST PNP SN=250MM CAB 2M | 112.4
| XUYPACO946S | DFE PROX 13X30X78MM PNP-NPN | 167.928
| XUYPCCO929LSP | DFE MIN LASER CONTRASTE | 269.12
| XUYPCO925L1ANSP | LASER PROX. 0-10VSn=60MM | 907.28
| XUYPCO925L2ANSP | LASER PROX. 0-10V Sn=60MM CAB 2M | 907.29
| XUYPCO989SP | F SERIE989PROX.PNP10/30VDC | 92.17
| XUYPS1LCO965S | DFE LASER EL PL POST PNP/NPN LIG M8 | 446.57
| XUYPSCO929L1SP | DFE MIN LASER EL PL POST SN=60MM | 277.51
| XUYPSCO929L2SP | DFE MIN LASER EL PL POST SN=110MM | 311.15
| XUYPSCO989SP | DFE MIN EL PL POST PNP LIG M8 SN=80MM | 103.15
| XUYRCO989SP | DFE MIN REC BARR PNP LIG M8 SN=4M | 65.945
| XUZ2001 | VARETA M12 FIX | 4.55
| XUZ2003 | SUPORTE FIX VARETA M12 | 5.225
| XUZA118 | ROTULA FIX DFE | 5.19
| XUZA218 | SUP MET FIX DFE | 14.63
| XUZA318 | SUP P-DET XU | 27.478
| XUZA41 | SUPORTE DE FIXACAO | 2.3875
| XUZA49 | SUPORTE DE FIX | 6.012
| XUZA50 | ESQ. FIXACAO XUM | 4.47
| XUZA51 | ESQ.FIXACAO XUK | 5.14
| XUZA51S | ESQUADRIA FIX INOX P/ XUK-S | 14.4795
| XUZAM02 | ACESS FIX VRT C- PROT P- XUM PLAST | 9.672
| XUZAM03 | ACESS FIX HRZ C- PROT P- XUM PLAST | 6.8625
| XUZAM04 | ACESS FIX PELA LATERAL P- XUM PLAST | 4.14
| XUZAM81 | ACESS FIX PELA BASE P- XUM MET | 7.8375
| XUZASK003 | ESQUADRIA FIX INOX P/ XUK | 6.9
| XUZB01 | TIRA REFLECT 1M | 9.372
| XUZB05 | TIRA REFLECT 5M | 38.5
| XUZB11 | BANDA REF ADES | 9.471
| XUZB15 | BANDA REF ADES | 38.5
| XUZB2003 | KIT FIX XUB | 14.7
| XUZB2010 | ACESS | 13.3
| XUZB2012 | SUP FIX | 26.69
| XUZB2030 | KIT FIX P- HAST M12 D30MM | 26.69
| XUZC08 | REFLECTOR LAT 8,6x29,5mm | 9.303
| XUZC100 | REFLECTOR 100x100mm | 69.06
| XUZC16 | REFLECTOR D.16MM | 3.25
| XUZC21 | REFLECTOR D.21MM | 4.4
| XUZC24 | REFLECTOR 24X21MM | 12.22
| XUZC250 | REFLECTOR ADESIVO 250X250mm P/ XUE MED D | 75.642
| XUZC31 | REFLECTOR D.31MM | 5.67
| XUZC39 | REFLECTOR D.39MM | 7.66
| XUZC50 | REFLECTOR D.50MM | 10.57
| XUZC50CR | REFLECTOR RESISTENCIA QUIMICA 50X50MM | 23.121
| XUZC50HP | REFLECTOR 50x50 ELEV DESEMP | 13.99
| XUZC80 | REFLECTOR D.80MM | 13.87
| XUZD15 | PROT P-XUZC80 | 20.83
| XUZD25 | PROT P-XUE-XUJ | 53.94
| XUZE04 | FUSIVEL PROTEC. 5x20 0,4A | 2.025
| XUZE08 | FUSIVEL DETECTOR | 1.975
| XUZK2000 | ESQ DE FIX P- XUKR1 OU XUKC1 | 3.9984
| XUZK2003 | KIT FIX XUK | 14.7
| XUZK2004 | KIT FIX XUK COM PROT | 17.17
| XUZLR103 | LUZ RETROILUMINACAO XUW 133MM | 1226.82
| XUZM2003 | KIT FIX XUM | 14.7
| XUZM2004 | KIT FIX XUM COM PROT | 17.17
| XUZMSH05 | DIAFRAGMA HRZ 0,5MM P- XUM2A S=1,2M | 4.308
| XUZMSH10 | DIAFRAGMA HRZ 1MM P- XUM2A S=3M | 4.308
| XUZMSH15 | DIAFRAGMA HRZ 1,5MM P- XUM2A S=4M | 4.4875
| XUZMSH20 | DIAFRAGMA HRZ 2MM P- XUM2A S=5M | 4.4875
| XUZMSV05 | DIAFRAGMA VRT 0,5MM P- XUM2A S=1,2M | 4.308
| XUZMSV10 | DIAFRAGMA VRT 1MM P- XUM2A S=3M | 4.308
| XUZMSV15 | DIAFRAGMA VRT 1,5MM P- XUM2A S=4M | 4.4875
| XUZMSV20 | DIAFRAGMA VRT 2MM P- XUM2A S=5M | 4.4875
| XUZMU01 | FILTRO ANTI-INTERF P- XUM2A S=7M | 17.925
| XUZX2000 | ESQ FIXACAO XUX | 4.92
| XUZX2003 | KIT FIXACAO XUX | 14.7
| XUZX2004 | KIT FIXACAO XUX COM PROT | 19.62
| XX218A3PFM12 | ULTR CTRL NIV ENCH M18 PNP NA S=0.5M | 181.49
| XX218A3PHM12 | ULTR CTRL NIV VAZ M18 PNP NA S=0.5M | 181.49
| XX230A11PA00M12 | ULTR CTRL NIV ENCH M30 PNP NA+NF S=1M | 401.42
| XX230A12NA00M12 | ULTR DUPLO ALARM M30 NPN NA S=1M JAN AJ | 484.7625
| XX230A12PA00M12 | ULTR DUPL ALARM M30 PNP NA S=1M JAN AJ | 386.11
| XX230A20PA00M12 | ULTR CTRL NIV VAZ M30 PNP NA+NF S=2M | 430.18
| XX230A21PA00M12 | ULTR CTRL NIV ENCH M30 PNP NA+NF S=2M | 405.46
| XX230A22PA00M12 | ULTR DUPLO ALARM M30 PNP NA S=2M JAN AJ | 430.18
| XX512A1KAM8 | ULTR OPT M12 PNP-NPN NA S=0,05M | 322.15
| XX512A2PAM8 | ULTR OPT M12 PNP NA S=0,1M | 203.24
| XX518A1KAM12 | ULTR OPT M18 PNP-NPN NA S=0,15M | 343.88
| XX518A3NAL2 | ULTR UNV M18 NPN NA S=0,5M JAN AJ C2M | 138.99
| XX518A3NAM12 | ULTR UNV M18 NPN NA S=0,5M JAN AJ | 140.5
| XX518A3PAL2 | ULTR UNV M18 PNP NA S=0,5M JAN AJ C2M | 139.1
| XX518A3PAM12 | ULTR UNV M18 PNP NA S=0,5M JAN AJ | 140.5
| XX630A1KAM12 | ULTR UNV M30 PNP-NPN NA S=1M | 521.52
| XX630A1NCM12 | ULTR UNV M30 NPN NA+NF S=1M JAN AJ | 384.84
| XX630A1PCM12 | ULTR UNV M30 PNP NA+NF S=1M JAN AJ | 388.62
| XX630A2PCM12 | ULTR M30 SN=2M NPN NA/NF LIG M12 | 389.1
| XX630A3NCM12 | ULTR UNV M30 NPN NA+NF S=8M JAN AJ | 692.16
| XX630A3PCM12 | ULTR UNV M30 PNP NA+NF S=8M JAN AJ | 692.16
| XX6V3A1PAM12 | ULTR UNV M30 PNP NA S=1M JAN AJ | 271.51
| XX7F1A2NAL01M12 | ULTR OPT 7,6x19x33 NPN NA S=0,1M | 261.192
| XX7F1A2PAL01M12 | ULTR OPT 7,6x19x33 PNP NA S=0,1M | 239.43
| XX7K1A2PAM12 | ULTR OPT 16x30x74 PNP NA S=0,25M | 289.355
| XX7V1A1NAM12 | ULTR UNV PLAN+M18 NPN NA S=0,5M JAN AJ | 154.32
| XX7V1A1PAM12 | ULTR UNV PLAN+M18 PNP NA S=0,5M JAN AJ | 154.32
| XX918A3C2M12 | ULTR ANALOG M18 4-20MA S=0,5M JAN AJ | 156.92
| XX918A3F1M12 | ULTR ANALOG M18 0-10V S=0,5M JAN AJ | 156.92
| XX930A1A1M12 | ULTR UNV ANALOG 0-10V S=1M JAN AJ | 426.92
| XX930A1A2M12 | ULTR UNV ANALOG 4-20MA S=1M JAN AJ | 465.43
| XX930A2A1M12 | ULTR ANALOG 0-10V S=2M JAN AJ LIG M12 | 427.11
| XX930A2A2230M12 | ULTR ANAL?G M30 4-20mA 250mS SN=2M LIG M | 418.71
| XX930A2A2M12 | ULTR ANALOG 4-20mA S=2M JAN AJ LIG M12 | 427.11
| XX930A3A1M12 | ULTR UNV ANALOG 0-10V S=8M JAN AJ | 591.72
| XX930A3A2M12 | ULTR UNV ANALOG 4-20MA S=8M JAN AJ | 721.86
| XX930S1A2M12 | ULTR UNV INOX ANALOG 4-20MA S=1M JAN AJ | 568.06
| XX9V1A1C2M12 | ULTR ANALOG PL+M18 4-20MA S=0,5M JAN AJ | 156.92
| XX9V1A1F1M12 | ULTR ANALOG PL+M18 0-10V S=0,5M JAN AJ | 155.27
| XX9V3A1C2M12 | ULTR ANALOG M30 4-20MA S=1M JAN AJ | 275.79
| XX9V3A1F1M12 | ULTR ANALOG M30 0-10V S=1M JAN AJ | 275.79
| XXA18B1AM12 | ULTR M18 1M METAL 90º 4-20mA | 317.41
| XXA18B1PM12 | ULTR M18 1M METAL 90º PNP | 273.63
| XXA18B1VM12 | ULTR M18 1M METAL 90º 0-10V | 317.41
| XXA18P1AM12 | ULTR M18 1M PLAST 90º 4-20mA | 276.02
| XXA18P1PM12 | ULTR M18 1M PLAST 90º PNP | 237.93
| XXA18P1VM12 | ULTR M18 1M PLAST 90º 0-10V | 276.02
| XXA18S1AM12 | ULTR M18 1M INOX 90º 4-20mA | 333.98
| XXA18S1PM12 | ULTR M18 1M INOX 90º PNP | 287.92
| XXA18S1VM12 | ULTR M18 1M INOX 90º 0-10V | 333.98
| XXR18A3KAM12 | ULTR M18 REC SN=0,6M PNP/NPN NA LIGM12 | 148.13
| XXS18B1AM12 | ULTR M18 1M METAL RECTO 4-20mA | 299.45
| XXS18B1PM12 | ULTR M18 1M METAL RECTO PNP | 258.15
| XXS18B1VM12 | ULTR M18 1M METAL RECTO 0-10V | 299.45
| XXS18P1AM12 | ULTR M18 1M PLAST RECTO 4-20mA | 260.38
| XXS18P1PM12 | ULTR M18 1M PLAST RECTO PNP | 224.48
| XXS18P1VM12 | ULTR M18 1M PLAST RECTO 0-10V | 260.38
| XXS18S1AM12 | ULTR M18 1M INOX RECTO 4-20mA | 315.05
| XXS18S1PM12 | ULTR M18 1M INOX RECTO PNP | 271.63
| XXS18S1VM12 | ULTR M18 1M INOX RECTO 0-10V | 315.05
| XXT18A3M12 | ULTR M18 EMISS SN=0,6M LIG M12 | 122.32
| XXT18A4M12 | ULTR M18 EMISS SN=1M LIG M12 | 136.576
| XXV18B1PAL2 | ULTR M18 MET Sn=50mm PNP NA CAB 5m | 107.96
| XXV18B1PAM12 | ULTR M18 MET Sn=50mm NPN NA CAB 10m | 107.96
| XXV18B1PBM12 | DET. ULTRASONIDO D18 METAL PNP NC M12 | 107.96
| XXZ12 | ACESS FIX ESQ P- DIAM 12MM | 6.9
| XXZ30 | ACESS FIX ESQ P- DIAM 30MM | 7.711
| XXZB118 | ACESS FIX D.18mm | 6.684
| XXZBOX01 | CX CONFIGURACAO XX + FONTE ALIM | 629.2
| XXZKIT01 | KIT CONFIGURACAO EM MALA | 720.72
| XXZPB100 | ACESS CONFIG P- XX | 51.048
| XY2CD111 | PORTO P. EMERGENCIA | 65.59
| XY2CE1A250 | INT P- CAB DIR 50M R-BOT NA+NF | 178.7163
| XY2CE1A250EX | INT EX P- CAB DIR 50M R-BOT NA+NF | 585.8918
| XY2CE1A270 | INT P- CAB DIR 50M R-BOT NF+NF | 178.7163
| XY2CE1A270EX | INT EX P- CAB DIR 50M R-BOT NF+NF | 585.4469
| XY2CE1A290 | INT P-CAB DIR 50M R-BOT 2NA+2NF | 185.2888
| XY2CE1A290H7 | PARADA DE EMERGENCIA POR CABLE | 186.9203
| XY2CE1A296 | POSTO P EMERG | 478.7491
| XY2CE1A296H7 | POSTO P EMERG | 478.2764
| XY2CE1A297 | INT P- CAB DIR 50M R-BOT P- LUM | 256.4824
| XY2CE1A396 | POSTO P.EMERGENCIA | 466.2068
| XY2CE1A450 | INT P- CAB DIR 50M R-CH NF+NA | 203.0779
| XY2CE1A550 | POSTO P EMERG | 542.9532
| XY2CE2A250 | INT P- CAB ESQ 50M R-BOT NA+NF | 178.7163
| XY2CE2A250EX | INT EX P- CAB ESQ 50M R-BOT NA+NF | 585.8918
| XY2CE2A270 | INT P- CAB ESQ 50M R-BOT NF+NF | 178.7163
| XY2CE2A270EX | INT EX P- CAB ESQ 50M R-BOT NF+NF | 585.4469
| XY2CE2A290 | INT P/ CAB ESQ 50M R-BOT 2NA+2NF | 185.2888
| XY2CE2A296 | POSTO PAR EMERG | 474.04
| XY2CE2A296H7 | POSTO P EMERG | 478.2764
| XY2CE2A297 | INT P- CAB ESQ 50M R-BOT P- LUM | 256.4824
| XY2CE2A396 | POSTO P. EMERGE | 565.785
| XY2CE2A470 | INT P- CAB DIR 50M R-CH NF+NF | 201.0848
| XY2CE3A010 | INT PAR EMERG P/CABO | 153.7244
| XY2CE4A010 | POSTO P.EMERGENCIA | 156.0048
| XY2CEDA190 | INT DUPLO P-CAB 2x100M R-BOT NA+NF | 293.9053
| XY2CEDA290 | INT DUPLO P-CAB 2x100M R-BOT 2NA+2NF | 299.3932
| XY2CEDA290EX | PARADA DE EMERGENCIA POR CABLE ATEX | 728.9094
| XY2CH13190 | INT P- CAB ESQ-DIR 15M R-BOT NF+NA | 130.123
| XY2CH13250 | INT P- CAB ESQ-DIR 15M R-BOT NF+NA | 128.1299
| XY2CH13250H29 | INT P/ CAB ESQ/DIR 15M R-BOT NF+NA | 126.8878
| XY2CH13270 | INT P- CAB ESQ-DIR 15M R-BOT NF+NF | 128.1299
| XY2CH13270H29 | POST PAR EMERG | 135.5112
| XY2CH13273 | INT P- CAB ESQ-DIR 15M R-BOT P- LUM | 128.5934
| XY2CH13290 | INT P- CAB ESQ-DIR 15M R-BOT NF+NF+NA | 133.6456
| XY2CH13390 | INT P- CAB ESQ-DIR 30M R-BOT 2NF+NA | 137.7893
| XY2CH13450 | INT P- CAB ESQ-DIR 15M R-CH NF+NA | 151.583
| XY2CH13470 | INT P- CAB ESQ-DIR 15M R-CH NF+NF | 148.6908
| XY2CJL15 | INT DUPLO P-CAB 2x100M R-BOT NA+NF | 98.401
| XY2CJL15H29 | INT P/ CAB ESQ 30M R-BOT 2NF + NA M20 | 100.5332
| XY2CJL17 | INT P/CAB ESQ 30M R-BOT 2NF PG13.5 | 112.3153
| XY2CJL19 | INT P/CAB ESQ 30M R-BOT 2NF+ NA PG13 | 138.3156
| XY2CJR15 | P.E. POR CABLE NC+NA | 98.401
| XY2CJR17 | INT P/CAB DIR 30M R-BOT 2NF PG13.5 | 112.3153
| XY2CJR19 | INT P/ CAB RECTO 20M R-BOT 2NF + NA PG13 | 118.7209
| XY2CJS15 | INT P/ CAB RECTO 20M R-BOT 1NF + 1NA PG1 | 83.4393
| XY2CJS15H29 | P.E. POR CABLE NC+NA | 85.5714
| XY2CJS17 | INT P/ CAB RECTO 20M R-BOT 2NF PG13.5 | 97.335
| XY2CJS17H29 | P.E. POR CABLE NC+NC | 99.4764
| XY2CJS19 | INT P/CAB RECTO 20M R-BOT 2NF + 1NA PG1 | 103.7498
| XY2CZ1015 | CABO 5MM 15,5M REV VERM XY2CH-CE | 40.1947
| XY2CZ102 | CABO 5MM 25,5M REV VERM XY2CH-CE | 63.9537
| XY2CZ105 | CABO 5MM 50,5M REV VERM XY2CH-CE | 124.4868
| XY2CZ110 | CABO 5MM 100,5M REV VERM XY2CH-CE | 248.6956
| XY2CZ210 | P.E. POR CABLE NC+NA | 48.6119
| XY2CZ213 | ESTICADOR XY2CED E XY2CE | 38.8877
| XY2CZ301 | CABO 3,2MM 10,5M REV VERM XY2CH-CE-CB | 39.3233
| XY2CZ3015 | CABO 3,2MM 15,5M REV VERM XY2CH-CE-CB | 54.2666
| XY2CZ302 | CABO 3,2MM 25,5M REV VERM XY2CH-CE-CB | 95.5366
| XY2CZ3020 | CABLE POUR XY2CJ ET XY2CH DIAMETER 3,2MM | 65.0012
| XY2CZ303 | CABO 3,2MM 30,5M REV VERM XY2CH/CB/CJ | 123.1983
| XY2CZ305 | CABO 3,2MM 50,5M REV VERM XY2CH-CE-CB | 189.1914
| XY2CZ310 | CABO 3,2MM 100,5M REV VERM XY2CH-CE-CB | 313.5577
| XY2CZ402 | ESTICADOR M6x60 + CONTRA-PORCA | 11.9119
| XY2CZ403 | XY2CED TENSOR DE TORNILLOS POR CABLE | 12.5037
| XY2CZ404 | ESTICADOR M8x70 + CONTRA-PORCA | 11.6246
| XY2CZ503 | FIXADOR DE CABO SIMPLES | 3.1284
| XY2CZ513 | FIXADOR DE CABO DUPLO | 4.8609
| XY2CZ523 | FIXADOR SERRA-CABOS 3,2MM | 1.7028
| XY2CZ524 | FIXADOR SERRA-CABOS 5MM | 1.9008
| XY2CZ601 | SUPORTE FIXO P- CABO | 4.19
| XY2CZ602 | SUPORTE GIRATORIO P- CABO | 14.6559
| XY2CZ701 | PROTECTOR EXTR DE CABO 3,2MM | 1.6137
| XY2CZ702 | MOLA EXTREMIDADE XY2CE-CB | 10.883
| XY2CZ704 | PROTECTOR EXTR DE CABO 5MM | 8.0649
| XY2CZ707 | MOLA EXTREMIDADE XY2CB | 24.7302
| XY2CZ708 | ROLDANA | 32.7787
| XY2CZ712 | MOLA EXTREMIDADE XY2CED | 27.8487
| XY2CZ901 | FOLE ESTANQUEIDADE | 6.2316
| XY2CZ917 | ESTICADOR+SUPORTE P- XY2CE | 45.639
| XY2CZ918 | KIT DE RESORTE TENSIONADOR XY2CH | 30.0812
| XY2CZ9310 | KIT MONT P- XY2CH | 46.5354
| XY2CZ9315 | KIT MONT P- XY2CH | 66.0673
| XY2CZ9325 | KIT MONT P- XY2CE | 106.9016
| XY2CZ9350 | KIT MONT P- XY2CE-CB | 203.801
| XY2CZ9525 | KIT MONT P- XY2CE | 113.6131
| XY2CZ9550 | KIT MONT P- XY2CE-CB | 222.5542
| XY2CZ9570 | CABLE PARA XY2-CE/CB DE 70M Y DIAMETRO 3 | 310.063
| XY2CZ96140 | KIT MONT P/ XY2CED | 281.5577
| XY2CZ96200 | KIT MONT P/ XY2CED | 365.4141
| XZBWE112A24 | EMISOR RADIO PARA 1 SENSOR 24V | 160.688
| XZBWR2STT24 | EMISOR RADIO PARA 1 SENSOR 24V | 226.149
| XZCB4L0025 | ROLO CABO PVR 4x0,5 L=25M | 55.1
| XZCB4L0050 | ROLO CABO PVR 4x0,5 L=50M | 109.36
| XZCB4L0100 | ROLO CABO PVR 4x0,5 L=100M | 208.77
| XZCC12FCM40B | LIG FEM M12 CRV 4PIN TERM PARAF | 14.48
| XZCC12FCM50B | LIG F?M M12 CRV 5PIN TERM PARAF | 15.94
| XZCC12FCP40B | LIG M12 COTOV | 14.03
| XZCC12FCP42B | LIG FEM M12 COTOV 4 PIN C- 2 LED | 22.16
| XZCC12FDM40B | LIG FEM M12 DIR 4PIN TERM PARAF | 14.48
| XZCC12FDM50B | LIG F?M M12 DIR 5PIN TERM PARAF | 15.94
| XZCC12FDM80B | LIG FEM M12 MET DIR 5PIN | 24.3075
| XZCC12FDP40B | LIG M12 DIR | 14.48
| XZCC12MCM40B | LIG M12-TERM | 14.48
| XZCC12MCM50B | LIG MAC M12 CRV 5PIN TERM PARAF | 15.94
| XZCC12MCP40B | CONEC.M12 PLAS.MA.90u 4B | 14.48
| XZCC12MDM40B | LIG M12 COT FEM 5B | 14.48
| XZCC12MDM50B | LIG MAC M12 DIR 5PIN TERM PARAF | 15.94
| XZCC12MDP40B | LIG MAC M12 DIR 4 PIN | 14.48
| XZCC18FCP40B | LIG M18 COTOV | 24.57
| XZCC20FCM30B | LIG FEM 20UNF CRV 3PIN TERM PARAF | 15.94
| XZCC20FDM30B | LIG FEM 20UNF DIR 3PIN TERM PARAF | 15.94
| XZCC20MDM30B | CONECTOR 1-2p 20 UNF. MACHO | 16.58
| XZCC23FDP120S | LIG FEM M23 DIR 12 PIN | 37.6845
| XZCC23FDP160S | LIG FEM M23 DIR 16 PIN | 56.0625
| XZCC23FMDP120S | KIT LIGS 1MAC+1FEM | 81.08
| XZCC43FCP40B | LIG FEM D43650A CRV 4PIN TERM PARAF | 3.37
| XZCC8FCM30S | LIG FEM M8 CRV 3PIN TERM SOLD | 14.6895
| XZCC8FCM30V | CONECTOR ACODADO M8 | 14.48
| XZCC8FCM40S | LIG FEM M8 CRV 4PIN TERM SOLD | 14.9835
| XZCC8FCM40V | LIG FEM M8 CRV 4PIN TERM IDC | 14.48
| XZCC8FDM30S | LIG FEM M8 DIR 3PIN TERM SOLD | 14.48
| XZCC8FDM30V | LIGADOR M8 DIR 8 PINOS | 14.48
| XZCC8FDM40S | LIG FEM M8 DIR 4PIN TERM SOLD | 14.48
| XZCC8FDM40V | LIG FEM M8 DIR 4PIN TERM IDC | 14.78
| XZCC8MDM30V | LIG MAC M8 DIR 3 PIN | 14.9835
| XZCE11P124M | LIG MACHO 5 PINOS M12 | 21.75
| XZCE13P124M | LIGACAO MACHO 4 PINOS M12 | 21.75
| XZCP0166L10 | LIG FEM 8MM DIR 3PIN CAB PUR 10M | 18.54
| XZCP0166L2 | LIG FEM 8MM DIR 3PIN CAB PUR 2M | 12.276
| XZCP0166L5 | LIG FEM 8MM DIR 3PIN CAB PUR 5M | 13.23
| XZCP0266L10 | LIG FEM 8MM CRV 3PIN CAB PUR 10M | 23.964
| XZCP0266L2 | LIG FEM 8MM CRV 3PIN CAB PUR 2M | 13.68
| XZCP0266L5 | LIG FEM 8MM CRV 3PIN CAB PUR 5M | 14.75
| XZCP0366L10 | LIG FEM 8MM CRV 3PIN LED PNP CAB 10M | 31.02
| XZCP0366L2 | LIG FEM 8MM CRV 3PIN LED PNP CAB 2M | 15.31
| XZCP0366L5 | LIG FEM 8MM CRV 3PIN LED PNP 5M | 22.188
| XZCP0466L10 | LIG FEM 8MM CRV 3PIN LED NPN CAB 10M | 33.1625
| XZCP0466L2 | LIG FEM 8MM CRV 3PIN LED NPN CAB 2M | 18.18
| XZCP0466L5 | LIG FEM 8MM CRV 3PIN LED PNP CAB 2M | 23.675
| XZCP0566L10 | LIG FEM M8 DIR 3PIN CAB PUR 10M | 20.19
| XZCP0566L2 | LIG FEM M8 DIR 3PIN CAB PUR 2M | 11.55
| XZCP0566L5 | LIG FEM M8 DIR 3PIN CAB PUR 5M | 14.42
| XZCP0666L10 | LIG FEM M8 CRV 3PIN CAB PUR 10M | 20.19
| XZCP0666L2 | LIG FEM M8 CRV 3PIN CAB PUR 2M | 11.55
| XZCP0666L5 | LIG FEM M8 CRV 3PIN CAB PUR 5M | 14.42
| XZCP0766L10 | LIG FEM M8 CRV 3PIN LED PNP CAB 10M | 28.28
| XZCP0766L2 | LIG FEM M8 CRV 3PIN LED PNP CAB 2M | 16.18
| XZCP0766L5 | LIG FEM M8 CRV 3PIN LED PNP 5M | 20.19
| XZCP0866L2 | LIG FEM M8 CRV 3PIN LED NPN CAB 2M | 14.688
| XZCP0941L10 | LIG FEM M8 DIR 4PIN CAB PUR 10M | 20.19
| XZCP0941L2 | LIG FEM M8 DIR 4PIN CAB PUR 2M | 11.53
| XZCP0941L5 | LIG FEM M8 DIR 4PIN CAB PUR 5M | 14.42
| XZCP1041L10 | LIG FEM M8 CRV 4PIN CAB PUR 10M | 20.19
| XZCP1041L2 | LIG FEM M8 CRV 4PIN CAB PUR 2M | 11.53
| XZCP1041L5 | LIG FEM M8 CRV 4PIN CAB PUR 5M | 14.42
| XZCP1141L10 | LIG FEM M12 DIR 4PIN CAB PUR 10M | 20.19
| XZCP1141L15 | LIG FÊM M12 DIR 4PIN CAB PUR 15M | 36.07
| XZCP1141L2 | LIG FEM M12 DIR 4PIN CAB PUR 2M | 11.55
| XZCP1141L20 | LIG FEM M12 DIR 4PIN CAB PUR 20M | 49.05
| XZCP1141L5 | LIG FEM M12 DIR 4PIN CAB PUR 5M | 14.42
| XZCP1164L10 | LIG FEM M12 DIR 5PIN CAB PUR 10M | 32.31
| XZCP1164L15 | LIG FEM M12 DIR 5PIN CAB PUR 15M | 41.9
| XZCP1164L2 | LIG FEM M12 DIR 5PIN CAB PUR 2M | 18.45
| XZCP1164L25 | CONECTOR HEMBRA M12 25M | 51.51
| XZCP1164L5 | LIG FEM M12 DIR 5PIN CAB PUR 5M | 23.08
| XZCP1169L10 | LIG FEM M12 DIR 4PIN CAB PUR 10M | 23.82
| XZCP1169L2 | LIG FEM M12 DIR 4PIN CAB PUR 2M | 13.61
| XZCP1169L5 | LIG FEM M12 DIR 4PIN CAB PUR 5M | 17.02
| XZCP11V12L10 | PRECABLEADO M12 HEMBRA 5P 10M PUR RECTO | 22.88
| XZCP1241L10 | LIG FEM M12 DIR 4PIN CAB PUR 10M | 20.19
| XZCP1241L15 | LIG M12 10M | 36.07
| XZCP1241L2 | LIG FEM M12 DIR 4PIN CAB PUR 2M | 11.55
| XZCP1241L20 | LIG FEM M12 DIR 4PIN CAB PUR 20M | 49.05
| XZCP1241L5 | LIG FEM M12 DIR 4PIN CAB PUR 5M | 14.42
| XZCP1264L10 | LIG FEM M12 CRV 5PIN CAB PUR 10M | 31.45
| XZCP1264L15 | LIG FÊM M12 CUR 5PIN CAB PUR 15M | 34.2
| XZCP1264L2 | LIG FEM M12 CRV 5PIN CAB PUR 2M | 17.99
| XZCP1264L25 | LIG FEM M12 CUR 5PIN CAB PUR 25M | 50.7
| XZCP1264L5 | LIG FEM M12 CRV 5PIN CAB PUR 5M | 22.46
| XZCP1340L10 | LIG M12 10M COT | 26.27
| XZCP1340L2 | LIG M12 2M COT | 15
| XZCP1340L5 | LIG M12 5M COT | 18.75
| XZCP1440L10 | LIG FEM M12 ANG C- LED CABO 10M | 30.456
| XZCP1440L2 | LIG FEM 12M ABG CABO 2M | 17.388
| XZCP1440L5 | LIG FEM M12 ANG CABO 5M | 21.744
| XZCP1541L05 | CONECTOR MACHO M12 05M | 16.38
| XZCP1541L2 | LIG MACH M12 DIR CABO 2M | 16.18
| XZCP1564L05 | LIG M12 0.5M | 18.216
| XZCP1564L2 | LIG M12 2M | 17.98
| XZCP1670L5 | LIG 7-8 5M DIR | 25.42
| XZCP1764L2 | LIG 7-8 16UN 5PIN C- CAB 2M | 33.468
| XZCP1764L5 | LIG 7-8 16UN 5PIN C- CAB 5M | 43.5625
| XZCP1865L10 | LIG 1-2 10M DIR | 24.23
| XZCP1865L2 | LIG 1-2 2M DIR | 13.86
| XZCP1865L5 | LIG 1-2 5M DIR | 17.31
| XZCP1965L10 | LIGADOR 1-2. 10M COTOVELO | 24.5805
| XZCP1965L2 | LIG 1-2 2M COT | 13.86
| XZCP1965L20 | LIG 1-2 2M COT | 39.87
| XZCP1965L5 | LIG 1-2 5M COT | 17.31
| XZCP29P11L10 | LIG FEM M12 DIR 8PIN CAB 10M | 49.69
| XZCP29P11L15 | LIG FEM M12 DIR 5PIN CAB PUR 15M | 59.27
| XZCP29P11L2 | LIG FEM M12 DIR 8PIN CAB 2M | 31.37
| XZCP29P11L25 | PROLONGADOR HEMBRA M12 25M | 67.79
| XZCP29P11L5 | LIG FEM M12 DIR 8PIN CAB 5M | 38.9
| XZCP29P12L10 | LIG FEM M12 DIR 8PIN CAB PUR 10M | 46.0719
| XZCP29P12L2 | LIG FEM M12 DIR 8PIN CAB PUR 5M | 29.0893
| XZCP29P12L5 | LIG FEM M12 DIR 8PIN CAB PUR 5M | 35.4299
| XZCP53P11L10 | LIG FEM M12 CUR 5PIN CAB PUR 10M | 49.32
| XZCP53P11L15 | LIG FÊM M12 CUR 5PIN CAB PUR 15M | 62.12
| XZCP53P11L2 | LIG FEM M12 CUR 5PIN CAB PUR 2M | 36.444
| XZCP53P11L25 | CONECTOR HEMBRA M12 ACOD 80 25M | 81.89
| XZCP53P11L5 | LIG FEM M12 CUR 5PIN CAB PUR 5M | 39.1
| XZCPA0941L5 | LIG FB M8 4PIN 5M DIR FEM | 21.77
| XZCPA1141L10 | LIG FeB FEM M12 DIR 4PIN CAB PVC 10M | 28.5915
| XZCPA1141L2 | LIG FeB FEM M12 DIR 4PIN CAB PVC 2M | 16.884
| XZCPA1141L5 | LIG FeB FEM M12 DIR 4PIN CAB PVC 5M | 21.77
| XZCPA1164L10 | LIG FB M12 5PIN 10M COT FEM | 46.3625
| XZCPA1164L2 | LIG FB M12 5PIN 2M COT FEM | 27.8125
| XZCPA1164L5 | LIG FB M12 5PIN 5M COT FEM | 29.46
| XZCPA1241L10 | LIG FeB FEM M12 CRV 4PIN CAB PVC 10M | 28.5915
| XZCPA1241L2 | LIG FeB FEM M12 CRV 4PIN CAB PVC 2M | 16.64
| XZCPA1241L5 | LIG FeB FEM M12 CRV 4PIN CAB PVC 5M | 21.77
| XZCPA1865L10 | LIG FeB FEM 20UNF DIR 4PIN CAB PVC 10M | 34.152
| XZCPA1865L5 | LIG FeB FEM 20UNF DIR 4PIN CAB PVC 5M | 23.03
| XZCPA1965L10 | LIG FeB FEM 20UNF CRV 4PIN CAB PVC 10M | 35.575
| XZCPA1965L5 | LIG FeB FEM 20UNF CRV 4PIN CAB PVC 5M | 26.7
| XZCPB12P15L5 | LIG M12 5M XUW | 53.6187
| XZCPB44P14L5 | LIG PRECAB 12H RETO 5M XUW | 76.107
| XZCPV1141L5 | LIG F e B FEM 20UNF CRV 4PIN CAB PVC 5M | 11.8
| XZCPV11V12L10 | LIG F&B FÊM 20UNF CRV 4PIN CAB PVC 5M | 25.96
| XZCPV1241L2 | LIG FEM M12 DIR 4PIN CAB PUR 2M | 9.45
| XZCPV1241L5 | LIG FEM M12 DIR 4PIN CAB PUR 5M | 11.8
| XZCPV12V12L10 | CONECT cable PVC HE.ACO M12, 5 pin, 10M | 27.16
| XZCR1501040G1 | LIG M12-D8 1M | 17.796
| XZCR1509040H1 | LIG M12-M8 1M | 21.6625
| XZCR1509040H2 | LIG M12-M8 2M | 20.796
| XZCR1509041J1 | LIG M12-M8 1M | 19.21
| XZCR1510041J2 | LIG M12-M8 2M | 24.75
| XZCR1511040A1 | PROLON M12-M12 1M | 19.296
| XZCR1511040A2 | LIG M12-M12 2M | 17.94
| XZCR1511040E1 | LIG M12-M12 1M | 23.2
| XZCR1511041C1 | EXT 1M 4F MAC M12 DIR/F M M12 DIR | 19.21
| XZCR1511041C2 | EXT 2M 4F MAC M12 DIR-FEM M12 DIR | 20.49
| XZCR1511062F1 | EXT 3PIN 1M M12 MAC DIR - M12 FEM DIR | 29.375
| XZCR1511064D1 | LIG M12-M12 1M | 25.6
| XZCR1511064D2 | LIG M12+M12 2M | 25.6
| XZCR1512041C1 | EXT 1M 4F MAC M12 DIR/FEM M12 CRV | 19.21
| XZCR1512041C2 | EXT 2M 4F MAC M12 DIR/F M M12 CRV | 20.49
| XZCR1512064D2 | LIG M12-M12 2M | 25.6
| XZCR1523062K1 | EXT 1M 3F MAC M12 DIR-F?M D43650A CRV | 23.2
| XZCR1523062K2 | EXT 2M 3F MAC M12 DIR/FEM D43650A CRV | 23.2
| XZCR2705037R1 | CONECT-ALARG M8-M8 1m | 17.94
| XZCR2705037R2 | EXT 3PIN 2M M8 MAC DIR / M8 FEM DIR | 20.49
| XZCRA151140A2 | EXT 3PIN 2M M12 MAC DIR - M12 FEM DIR | 32.4625
| XZCRA151140A5 | EXT 3PIN 5M M12 MAC DIR - M12 FEM DIR | 37.1
| XZCRA151141C2 | EXT 4PIN 2M M12 MAC DIR - M12 FEM DIR | 29.46
| XZCRA151141C5 | EXT 4PIN 5M M12 MAC DIR - M12 FEM DIR | 33.94
| XZCRA151164D2 | EXT 5PIN 2M M12 MAC DIR - M12 FEM DIR | 46.3625
| XZCRA151164D5 | EXT 5PIN 5M M12 MAC DIR - M12 FEM DIR | 39.67
| ZC1AC001 | CABECA FIM CURSO | 60.2125
| ZC1AC006 | CABECA FIM CURSO | 82.98
| ZC1AC007 | CABECA FIM CURSO | 167.52
| ZC1AZ11 | BLOQUE DE CONTACTO | 35.13
| ZC1AZ12 | BLOQUE DE CONTACTO | 49.5
| ZC1AZ13 | BLOQUE DE CONTACTO | 57.12
| ZC1AZ14 | BLOQUE DE CONTACTO | 49.5
| ZC1AZ15 | BLOQUE DE CONTACTO | 49.5
| ZC1ZB211 | ELEMENTO DE CONTACTO | 63.21
| ZC1ZM4 | ELEMENTO CONTACTO | 36.8125
| ZC2JC1 | CORPO FIX XC2J 1P.ACT NA-NF AB | 66.18
| ZC2JC15 | CORPO FIM CURSO | 88.98
| ZC2JC16 | CORP FDC FX NF-NA UNIP AB 1 ACC T-40 | 69.19
| ZC2JC1H29 | CORPO FIXO | 66.18
| ZC2JC2 | CORPO FIXO | 136.84
| ZC2JC2H29 | CORPO INTER. BIPOLAR | 136.84
| ZC2JC4 | CORPO FIXO | 162.41
| ZC2JC46 | CORP FDC FX 2 NF/NA AB 2 ACC T-40 | 165.41
| ZC2JD1 | CORPO EXTRAIVEL | 124.81
| ZC2JD18 | PARTE EXTRAIVEL | 61.25
| ZC2JD2 | CORPO EXTRAIVEL | 178.31
| ZC2JD28 | CAIXA DE CONTACTOS | 85.206
| ZC2JD4 | CORPO EXTRAIVEL | 212.04
| ZC2JD48 | CORPO DE CONTACTO | 109.77
| ZC2JE01 | CAB ANG ATAQ DIR+ESQ C- RET XC2J | 46
| ZC2JE015 | CABECA FIM CURSO | 154.9
| ZC2JE02 | CABECA FIM CURSO | 45.05
| ZC2JE025 | CABECA FIM CURSO | 154.9
| ZC2JE03 | CABECA FIM CURSO | 45.05
| ZC2JE04 | CABECA FIM CURSO | 50.76
| ZC2JE05 | CAB ANG ATAQ DIR-ESQ S- RET XC2J | 46
| ZC2JE06 | CABECA FIM CURSO | 58.992
| ZC2JE07 | CABECA FIM CURSO | 51.13
| ZC2JE09 | CABECA FIM CURSO | 50.76
| ZC2JE61 | CABECA FIM CURSO | 44.95
| ZC2JE62 | CABECA FIM CURSO | 50.76
| ZC2JE63 | CABECA FIM CURSO | 45.1
| ZC2JE64 | CABECA FIM CURSO | 51.27
| ZC2JE646 | CAB FDC BOT E ROD ACO LAT T-40 | 58.65
| ZC2JE65 | CABECA FIM CURSO | 51.78
| ZC2JE66 | CABECA FIM CURSO | 92.1875
| ZC2JE70 | CABECA FIM CURSO | 50.76
| ZC2JE81 | CABECA FIM DE CURSO | 88.5625
| ZC2JE82 | CABECA FIM CURSO | 90.23
| ZC2JE84 | CABECA FIM CURSO | 204.25
| ZC2JE85 | CABECA FIM CURSO | 169.28
| ZC2JY11 | DISPOSIT ATAQUE | 10.65
| ZC2JY12 | DISPOSIT ATAQUE | 25.63
| ZC2JY13 | DISPOSIT ATAQUE | 13.53
| ZC2JY21 | DISPOSIT ATAQUE | 17.34
| ZC2JY23 | DISPOSIT ATAQUE | 19.8625
| ZC2JY31 | DISPOSIT ATAQUE | 15.03
| ZC2JY315 | DISPOSIT ATAQUE | 20.796
| ZC2JY33 | DISPOSIT ATAQUE | 21.07
| ZC2JY41 | DISPOSIT ATAQUE | 17.8
| ZC2JY43 | DISPOSIT ATAQUE | 22.56
| ZC2JY51 | DISPOSIT ATAQUE | 10.86
| ZC2JY61 | DISPOSIT ATAQUE | 21.54
| ZC2JY71 | DISPOSIT ATAQUE | 21.54
| ZC2JY81 | DISPOSIT ATAQUE | 14.57
| ZC2JY91 | DISPOSIT ATAQUE | 14.57
| ZC2JY915 | DISPOSIT ATAQUE | 19.8625
| ZC4CC2 | INTERR DIF | 91.4875
| ZCD21 | CORPO XCKD NF+NA AB | 15.8414
| ZCD21M12 | CORPO XCKD LIG M12 NF+NA AB | 36.1942
| ZCD25 | CORPO XCKD NF+NA AD DEC | 16.9847
| ZCD26 | CORPO NA+NF ACC DEP SOBREPOSTOS | 20.3631
| ZCD27 | CORPO NF+NF ACC DEP SIMULT | 20.3631
| ZCD28 | CORPO NA+NA ACC DEP SIMULT | 19.2301
| ZCD29 | CORPO NF+NF ACC BRUSCA | 19.2301
| ZCD37 | CORPO XCKD NF+NF AD SIM | 27.7375
| ZCD39 | CORPO XCKD NF+NF+NA AB | 22.0935
| ZCDEF12 | ACESS ENTR XCKD P/ BUCIM G1/2 | 9.6125
| ZCDEG11 | ACESS ENTR XCKD P- BUCIM PG11 XCKD | 2.2557
| ZCDEG13 | ACESS ENTR XCKD P- BUCIM PG13.5 | 3.4093
| ZCDEN12 | ACESS ENTR XCKD P/ BUCIM 1/2NPT | 7.9207
| ZCDEP16 | ACESS ENTR XCKD P- BUCIM ISO M16 | 2.2557
| ZCDEP20 | ACESS ENTR XCKD P- BUCIM ISO M20 | 3.4093
| ZCE01 | CAB ANG ATAQ DIR+ESQ C- RET FDC UNV | 10.9798
| ZCE02 | CAB TIPO BOTAO COM RODIZIO METAL | 15.0895
| ZCE05 | CAB ROT ATAQ DIR-ESQ RAPPEL | 12.3394
| ZCE06 | CAB HASTE FLEXIVEL COM MOLA | 17.8293
| ZCE07 | CAB HASTE FLEXIVEL PONTA TERMOPLAST | 20.5794
| ZCE08 | CAB HASTE FLEXIVEL | 20.5794
| ZCE09 | CAB ANG ATAQ DIR+ESQ S- RET FDC UNV | 16.4491
| ZCE10 | CAB TIPO BOTAO METAL | 8.2091
| ZCE11 | CAB TIPO BOTAO COM FOLE | 12.3394
| ZCE13 | CAB TIPO BOTAO COM ESFERA METAL | 20.5794
| ZCE14 | CAB TIPO BOTAO METAL REGULAVEL | 24.6788
| ZCE1A | CAB TIPO BOTAO COM FOLE PROT SILIC | 12.3394
| ZCE21 | CAB AL E RODIZ PLAST - ATAQ LATERAL | 16.4491
| ZCE24 | CAB AL E RODIZ ACO - ATAQ LATERAL | 31.5592
| ZCE27 | CAB AL E RODIZ PLAST - ATAQ VERT | 17.8293
| ZCE28 | CAB AL E RODIZ ACO - ATAQ LATERAL | 21.9287
| ZCE29 | CAB TIPO BOT ROD FOLE | 19.1992
| ZCE62 | CAB TIPO BOTAO LATERAL METAL REGUL | 30.1687
| ZCE63 | CAB TIPO BOTAO LATERAL METAL | 15.0895
| ZCE64 | CAB BOT ROD LAT HOR MET | 21.9287
| ZCE65 | CAB TIPO BOT E RODIZ LATERAL VERT MET | 21.9287
| ZCE67 | CAB TIPO BOTAO E RODIZ COM FOLE | 23.3192
| ZCEA6 | CAB HASTE FLEX C- MOLA C- FOLE SIL | 19.164
| ZCEF0 | CAB TIPO BOTAO METAL M12 | 15.0895
| ZCEF2 | CAB BOT C-ROD M12 | 42.4978
| ZCEG1 | CAB TIPO BOTAO EM ACO COM FOLE M16 | 42.4978
| ZCEH0 | CAB LIN BOTAO METALICO M18 | 15.0895
| ZCEH2 | CAB TIPO BOT C- ROD MET M18 | 42.4978
| ZCKD01 | CABECA FIM CURSO | 13.9977
| ZCKD019 | CAB RECT BOTAO MET C- FOLE | 19.296
| ZCKD02 | CABECA FIM CURSO | 20.5691
| ZCKD029 | CABECA FIM CURSO | 23.6591
| ZCKD05 | CABECA FIM CURSO | 16.0371
| ZCKD06 | CABECA FIM CURSO | 22.2171
| ZCKD08 | CABECA FIM CURSO | 22.2171
| ZCKD10 | CABECA FIM CURSO | 9.8468
| ZCKD109 | CABECA FIM CURSO | 11.4227
| ZCKD15 | CABECA FIM CURSO | 14.8011
| ZCKD16 | CABECA FIM CURSO | 22.2171
| ZCKD17 | CABECA FIM CURSO | 25.9251
| ZCKD21 | CABECA FIM CURSO | 21.4652
| ZCKD219 | CABECA FIM CURSO | 24.6994
| ZCKD23 | CABECA FIM CURSO | 26.5843
| ZCKD239 | CABECA FIM CURSO | 30.0039
| ZCKD25 | CABECA FIM CUR | 28.2
| ZCKD31 | CABECA FIM CURSO | 19.5494
| ZCKD33 | CABECA FIM CURSO | 22.9175
| ZCKD34 | CAB ANG C- DISP ATAQ ZCKY34 | 38.625
| ZCKD39 | CABECA FIM CURSO | 30.2511
| ZCKD41 | CABECA FIM CURSO | 22.1862
| ZCKD49 | CABECA FIM CURSO | 38.1512
| ZCKD54 | CABECA FIM CURSO | 21.312
| ZCKD59 | CABECA FIM CURSO | 20.9296
| ZCKD81 | CABECA FIM CURSO | 21.7639
| ZCKD91 | CABECA FIM CURSO | 22.1965
| ZCKE05 | CABECA FIM CURSO | 21.4858
| ZCKE055 | CABECA FIM CURSO | 29.3653
| ZCKE056 | CAB ANG ATAQ DIR E/OU ESQ C/RET XCKJ -4 | 23.5252
| ZCKE05TK | CAB FDC CORROS | 27.775
| ZCKE06 | CABECA FIM CURSO | 21.5888
| ZCKE065 | CABECA FIM CURSO | 30.5086
| ZCKE066 | CAB FDC MOLA FLEX P- XCKJ | 24.8642
| ZCKE08 | CABECA FIM CURSO | 21.4858
| ZCKE085 | CABECA FIM CUR | 30.5086
| ZCKE09 | CABECA FIM CURSO | 23.1441
| ZCKE21 | CABECA FIM CURSO | 24.1329
| ZCKE216 | CABECA FIM CUR | 28.2529
| ZCKE23 | CABECA FIM CURSO | 27.1302
| ZCKE235 | CABECA FIM CURSO | 35.02
| ZCKE236 | CABECA FIM CURSO-ALAVANCA | 30.5086
| ZCKE61 | CABECA FIM CURSO | 18.0765
| ZCKE615 | CAB FIM CURSO | 27.1302
| ZCKE619 | CAB P- XCKJ | 21.4858
| ZCKE62 | CABECA FIM CURSO | 19.2095
| ZCKE629 | CAB FDC TIPO BOT ROD C/FOLE | 22.8351
| ZCKE63 | CABECA FIM CURSO | 20.3425
| ZCKE64 | CABECA FIM CURSO | 22.042
| ZCKE65 | CABECA FIM CURSO | 22.042
| ZCKE66 | CABECA FIM CURSO | 30.1996
| ZCKE67 | CABECA FIM CURSO | 18.9726
| ZCKE675 | CAB TIPO BOTAO COM ROD ACO REF P/ +120?C | 27.4907
| ZCKJ1 | CORPO FIM CURSO | 27.0066
| ZCKJ11 | CORPO FIM CURSO | 54.9402
| ZCKJ1121H29 | CUERPO ENCHUFABLE CON VISUAL. | 69.5971
| ZCKJ11H29 | CORPO EXTR 1P.ACT NA-NF AB P- ISOM20 | 56.056
| ZCKJ121 | CORPO FIM CUR | 43.4557
| ZCKJ15 | CORPO FIM CURSO | 30.5189
| ZCKJ18 | CORPO FIM CUR | 35.2157
| ZCKJ1D | CORPO FIXO 1P.ACT NA-NF AB C- LIGM12 | 53.354
| ZCKJ1H29 | CORPO EXTR 1P.ACT NA-NF AB P- ISOM20 | 27.3568
| ZCKJ1H7 | CORPO EXTR 1P.ACT NA/NF AB P/ 1/2p | 29.3447
| ZCKJ2 | CORPO FIM CURSO | 45.7835
| ZCKJ21 | CORPO FIM CURSO | 80.245
| ZCKJ21H29 | CORPO EXTR 1P ACT 2 NA/NF AB-S P/ISOM20 | 74.16
| ZCKJ2H29 | CORPO FIM CUR | 45.6187
| ZCKJ4 | CORPO FIM CURSO | 45.7835
| ZCKJ404 | CORPO FIM CURSO | 70.4623
| ZCKJ4045 | CORPO FDC 2NA+2NF 2POS | 85.7166
| ZCKJ404H29 | CORPO FIM CUR | 70.7404
| ZCKJ41 | CORPO FIM DE CURSO | 89.2289
| ZCKJ4104 | CORPO FIM CURSO | 107.2848
| ZCKJ4104H29 | CORPO FIX 2P ACT NF+NA AB DEC P/ISOM20 | 111.8065
| ZCKJ4H29 | CORPO FIM CURSO | 45.6187
| ZCKJ5 | CORPO FIM CURSO | 28.1911
| ZCKJ5H29 | CORPO FIX 1P.ACT NF+NA AD DEC P-ISOM20 | 29.664
| ZCKJ5TK | CORPO FDC CORROS | 43.764
| ZCKJ6 | CORPO FIM CURSO | 31.7034
| ZCKJ7 | CORPO FIM DE CURSO | 31.7034
| ZCKJ7H29 | CORPO FIM CUR | 31.93
| ZCKJ8 | CORPO FIM CURSO | 27.2744
| ZCKJ8H29 | CORPO FIM CUR | 29.664
| ZCKJ9 | CORPO FIX 1P.ACT NF+NF AB P- PG13 | 31.7034
| ZCKJ9H29 | CORPO FIM CUR | 45.6908
| ZCKJD31 | CORPO FDC NF+NA+NA ACC BR | 41.097
| ZCKJD31H29 | CORPO FDC NF+NA+NA ACC BR | 39.9331
| ZCKJD39H29 | CORPO FDC | 36.5032
| ZCKL1 | CORPO NF+NA AB C- PG11 | 42.024
| ZCKL5 | CORPO NF+NA AD DEC C- PG11 | 54.0875
| ZCKL6 | CORPO NA+NF AD SOBR C- PG11 | 58.725
| ZCKL7 | CORPO NF+NF AD SIM C- PG11 | 48.3894
| ZCKL8 | CORPO NA+NA AD SIM C- PG11 | 55.625
| ZCKLD31 | CORPO FIM CURSO | 75.7125
| ZCKM1 | CORPO FIM CURSO | 21.7845
| ZCKM1H29 | CORPO NF+NA AB P- ISO M20 | 22.6909
| ZCKM5 | CORPO FIM CURSO | 24.3183
| ZCKM5H29 | CORPO NF+NA AD DEC P- ISO M20 | 25.2144
| ZCKM6 | CORPO FIM CURSO | 32.808
| ZCKM6H29 | CORPO NA+NF AD SOBR P- ISO M20 | 28.9842
| ZCKM7 | CORPO FIM DE CURSO | 27.6246
| ZCKM7H29 | CORPO NF+NF AD SIM P- ISO M20 | 29.5404
| ZCKM8 | CORPO FIM CURSO | 26.883
| ZCKM8H29 | CORPO NA+NA AD SIM P- ISO M20 | 27.9954
| ZCKM9 | CORPO FIM CUR | 25.8324
| ZCKM9H29 | CORPO NF+NF AB P- ISO M20 | 23.9475
| ZCKMD31H29 | CORPO NF+NF+NA AB P- ISO M20 | 34.0415
| ZCKMD35 | cuerpo metal 2NA1NC RL | 43.4625
| ZCKMD39 | CORPO FIM CUR | 30.694
| ZCKS1 | CORPO FIM CURSO | 18.3649
| ZCKS1H29 | CORPO NF+NA AB P- ISO M20 | 20.806
| ZCKS2 | CORPO FIM CURSO | 34.2784
| ZCKS404 | FIM CURSO COMPLETO | 55.0741
| ZCKS5 | CORPO FIM CURSO | 20.806
| ZCKS5H29 | CORPO NF+NA AD DEC P- ISO M20 | 22.042
| ZCKS6 | CORPO FIM CUR | 26.75
| ZCKS7 | CORPO FIM CURSO | 22.042
| ZCKS8 | CORPO FDC PLAST 2NA ADS P- PG13 | 20.9914
| ZCKS9H29 | Cuerpo I.D.P. NC + NC | 20.806
| ZCKSD39H29 | CORPO 2NF+NA AB P/ ISO M20 | 26.9242
| ZCKY061 | DISP ATAQUE | 55.8888
| ZCKY07 | DISPOSIT ATAQUE | 6.6744
| ZCKY071 | CHAVE DE COMANDO | 10.1043
| ZCKY08 | DISPOSIT ATAQUE | 8.0136
| ZCKY081 | DISPOSIT ATAQUE | 14.0719
| ZCKY09 | DISPOSIT ATAQUE | 20.7009
| ZCKY091 | DISPOSIT ATAQUE | 21.0707
| ZCKY101 | DISPOSITIVO DE ATAQUE | 176.9828
| ZCKY11 | DISPOSIT ATAQUE | 3.399
| ZCKY115 | DISP ATAQUE | 5.4875
| ZCKY13 | DISPOSIT ATAQUE | 6.7568
| ZCKY14 | DISPOSIT ATAQUE | 12.5351
| ZCKY15 | DISPOSIT ATAQUE | 3.3372
| ZCKY16 | DISPOSIT ATAQUE | 9.3833
| ZCKY17 | DISPOSIT ATAQUE | 17
| ZCKY18 | **DISPOSIT ATAQU | 1.4112
| ZCKY31 | DISPOSIT ATAQUE | 3.9964
| ZCKY33 | DISPOSIT ATAQUE | 7.2203
| ZCKY34 | DISPOSIT ATAQUE | 15.2646
| ZCKY39 | DISPOSIT ATAQUE | 16.2637
| ZCKY41 | DISPOSIT ATAQUE | 4.9234
| ZCKY415 | DISP ATAQUE | 8.2
| ZCKY43 | DISPOSIT ATAQUE | 7.6117
| ZCKY49 | DISP ATAQUE | 10.1249
| ZCKY51 | DISPOSIT ATAQUE | 3.4299
| ZCKY52 | DISP ATAQUE | 3.96
| ZCKY53 | DISPOSIT ATAQUE | 3.399
| ZCKY54 | DISPOSIT ATAQUE | 4.6041
| ZCKY55 | DISP ATAQUE | 6
| ZCKY59 | DISPOSIT ATAQUE | 4.5217
| ZCKY61 | DISPOSIT ATAQUE | 7.7353
| ZCKY71 | DISPOSIT ATAQUE | 7.9001
| ZCKY81 | DISPOSIT ATAQUE | 5.0264
| ZCKY91 | DISPOSIT ATAQUE | 5.0264
| ZCMC21L1 | CABO PUR 1M NA+NF ACC BRUSCA | 5.412
| ZCMC21L10 | CABO PUR 10M NA+NF ACC BRUSCA | 37.8422
| ZCMC21L2 | CABO PUR 2M NA+NF ACC BRUSCA | 9.306
| ZCMC21L3 | CABO PUR 3M NA+NF ACC BRUSCA | 14.6363
| ZCMC21L5 | CABO PUR 5M NA+NF ACC BRUSCA | 21.9802
| ZCMC21L7 | CABO PUR 7M NA+NF ACC BRUSCA | 28.0778
| ZCMC25L1 | CABO PUR 1M NA+NF ACC DEPEND | 5.214
| ZCMC25L10 | CABO PUR 10M NA+NF ACC DEPEND | 37.8422
| ZCMC25L2 | CABO PUR 2M NA+NF ACC DEPEND | 9.119
| ZCMC25L3 | CABO PUR 3M NA+NF ACC DEPEND | 14.6363
| ZCMC25L5 | CABO PUR 5M NA+NF ACC DEPEND | 21.9802
| ZCMC25L7 | CABO PUR 7M NA+NF ACC DEPEND | 28.0778
| ZCMC29L1 | CABO PUR 1M NF+NF ACC BRUSCA | 5.214
| ZCMC29L10 | CABO PUR 10M NF+NF ACC BRUSCA | 37.8422
| ZCMC29L2 | CABO PUR 2M NF+NF ACC BRUSCA | 9.119
| ZCMC29L3 | CABO PUR 3M NF+NF ACC BRUSCA | 14.6363
| ZCMC29L5 | CABO PUR 5M NF+NF ACC BRUSCA | 21.9802
| ZCMC29L7 | CABO PUR 7M NF+NF ACC BRUSCA | 28.0778
| ZCMC37L5 | Elem.conex. 2NC1NA R.lenta cable 5m | 25.6161
| ZCMC39L2 | CABO PUR 1M NA+NF+NF ACC BRUSCA | 10.439
| ZCMC39L5 | CABO PUR 5M NA+NF+NF ACC BRUSCA | 23.4222
| ZCMD21 | CORPO S-CABO NA+NF ACC BRUSCA | 29.2932
| ZCMD21C12 | CORPO LIG NA+NF ACC BRUSCA | 51.4588
| ZCMD21L1 | CORPO FDC MIN MET NA+NF AB CAB 1M | 34.1754
| ZCMD21L2 | CORPO C- CABO 2M NA+NF ACC BRUSCA | 37.8422
| ZCMD21L5 | CORPO FDC MIN MET NA+NF AB CAB 5M | 50.058
| ZCMD21M12 | CORPO LIG NA+NF ACC BRUSCA | 51.4588
| ZCMD25 | CORPO S-CABO NA+NF ACC DEP | 31.7446
| ZCMD25L1 | cuerpo metal 1NA1NC R.lenta cablePV | 36.6165
| ZCMD25L2 | CORPO FDC MIN MET NA+NF AD CAB 2M | 39.0576
| ZCMD25L5 | cuerpo metal 1NA1NC R.lenta cablePV | 52.4888
| ZCMD29 | CORPO S-CABO NF+NF ACC BRUSCA | 32.96
| ZCMD29C12 | CORPO LIG NF+NF ACC BRUSCA | 53.8484
| ZCMD29L1 | CORPO C/ CABO 1M NF+NF ACC BRUSCA | 37.8422
| ZCMD37 | CORPO S-CABO NF+NF+NA ACC DEP | 42.7244
| ZCMD37L5 | CORPO C/ CABO 5M NF+NF+NA ACC DEP | 65.8994
| ZCMD39 | CORPO S-CABO NF+NF+NA ACC BRUSCA | 41.4987
| ZCMD41L1 | CORPO C-CABO 1M NF+NF+NA+NA ACC BRUSCA | 51.2734
| ZCMD41L2 | CORPO C-CABO 2M NF+NF+NA+NA ACC BRUSCA | 53.7042
| ZCMD41L5 | CORPO C-CABO 5M NF+NF+NA+NA ACC BRUSCA | 67.1251
| ZCMD4DL1 | CUE. XCMD 2NC/2NA MODULAR + CAB. 1M | 57.371
| ZCP21 | CORPO NA+NF ACC BRUSCA | 11.2991
| ZCP21M12 | CORPO LIG NA+NF ACC BRUSCA | 28.222
| ZCP25 | CORPO NA+NF ACC DEP | 14.111
| ZCP26 | CORPO NA+NF ACC DEP SOBREPOSTOS | 18.3546
| ZCP27 | CORPO NF+NF ACC DEP SIMULT | 18.3546
| ZCP28 | CORPO NA+NA ACC DEP SIMULT | 16.9229
| ZCP29 | CORPO NF+NF ACC BRUSCA | 17.039
| ZCP29M12 | CORPO LIG NF+NF ACC BRUSCA | 32.445
| ZCP37 | cuerpo plast 1NA 2NC Rup. brusca | 18.3546
| ZCP39 | CORPO LIG NA+NF+NF ACC BRUSCA | 18.799
| ZCPEG11 | ENTRADA P-BUCIM PG11 | 1.4111
| ZCPEG13 | ENTRADA P- BUCIM PG13,5 | 2.6059
| ZCPEN12 | ENTRADA P- BUCIM 1-2 NPT | 8.4769
| ZCPEP16 | ENTRADA P-BUCIM ISOM16 | 1.1227
| ZCPEP20 | ENTRADA P-BUCIM ISOM20 | 2.8222
| ZCT21G11 | CORPO NA+NF ACC BRUSCA P/2XPG11 | 18.0044
| ZCT21P16 | CORPO NA+NF ACC BRUSCA | 18.0044
| ZCT25G11 | CORPO FDC PLAST NA+NF AD P- 2XPG11 | 19.3949
| ZCT25P16 | CORPO NA+NF ACC DEP | 19.3949
| ZCT26P16 | CORPO NA+NF ACC DEP SOBREPOSTOS | 23.5458
| ZCT27P16 | CORPO NF+NF ACC DEP SIMULT | 23.5458
| ZCT28G11 | CORPO NA+NA ACC DEP SIMULT | 22.1759
| ZCT28P16 | CORPO NA+NA ACC DEP SIMULT | 22.1759
| ZCY12 | AL C- ROLD PLAST ROL 24-40MM | 17.8293
| ZCY15 | AL C-ROLD PLAST 29-36MM | 1.3493
| ZCY16 | AL C-ROLD ACO 29-36MM | 3.7389
| ZCY17 | AL C/ ROLD ROL 29/36MM | 17.8293
| ZCY18 | AL C-ROLD PLAST 24-40MM | 1.3493
| ZCY19 | AL C- ROLD ACO 24-40MM | 3.7389
| ZCY22 | AL C-HASTE CERAMICA | 6.897
| ZCY25 | AL C-ROLD PLAST 29-36MM | 1.3493
| ZCY26 | AL C-ROLD PLAST 21-44MM | 4.12
| ZCY39 | AL C-ROLD PLAST D50MM | 17.8293
| ZCY44 | AL C-ROLD PLAST COMP REG | 19.1992
| ZCY45 | AL C-ROLD PLAST COMP REG | 5.4899
| ZCY46 | AL C-ROD ACO COMP REG | 9.5996
| ZCY48 | AL C- ROD ACO COMP REG | 23.3192
| ZCY49 | AL COMP REG C- ROD PLAST D50MM | 26.0796
| ZCY53 | AL COM HAST REDONDA EM ACO D3MM | 2.7295
| ZCY54 | AL COM HAST QUADR EM ACO D3MM | 2.7295
| ZCY55 | AL COM HAST REDEONDA EM FIB VIDRO D3MM | 2.915
| ZCY59 | AL COM HAST REDONDA EM PLAST D6MM | 3.003
| ZCY61 | LIRA C- ROD 1 PISTA 32MM | 20.772
| ZCY69 | AL C/ ROD 50MM PLAST COMP REG | 27.4289
| ZCY71 | LIRA C/ ROD 2 PISTAS 25/39MM | 17.8293
| ZCY81 | AL COM MOLA PLAST | 6.8392
| ZCY91 | AL COM MOLA E HASTE METAL | 6.8392
| ZEP3L524 | LEVA PLANA MICRORUPTOR | 6.336
| ZMLPA1P2SH | MODULO VISUALIZACAO PRESSAO 1PNP 4-20mA | 121.12
| ZMLPA1P2SW | MODULO VISUALIZ. PRESION 4-20MA 1 PNP | 121.12
| ZMLPA2P0SH | MODULO VISUALIZAÇÃO PRESSAO 2PNP | 120.29
| XB4BA11 | BOT REARME BRANCO | 16.6551
| XB4BA61 | BOT REARME AZUL | 16.6551
| DL1CJ0243 | LAMP BA 9s LED VERD 24V | 24.7551
| XALD321 | BOTON 2NA+NF MONT-ARRET-DESC | 52.8287
| XAPA2108 | CX ISOL 8 FUR | 59.5134
| XAPE305 | ESP 72x204MM | 37.5538
| ZB4BW0M31 | BL LUM LED VERD NA 230-240V | 28.222
| ZB4BP183 | CAB BOT BR PROT TRLANC CAPUCH. PAR ME | 15.2749
| XB4BD33EX | BOT EX PRET ROT MAN CURT 3FIX NF+NA | 61.6908
| K63D004AP | COMUT INT 1P+Z 4POL 63A | 102.2687
| XPEM3100D | INT PED DUPLO 2NA+NF | 369.393
| XALD213 | BOTON NA+NF I-O | 38.5117
| ZA2BD2 | CAB BOT ROT 2 POS FIX | 12.7308
| ZB4BVB3 | BL SIN LED VERD 24V | 12.2055
| ZB4BW0M15 | BL LUM LED BR NA+NF 230-240V | 33.2072
| ZB4BZ105 | CUERPO COMPLETO NC+NA | 13.3694
| K10D012UCH | COMUT INV 2POS 2P 10A | 38.934
| XACD24P2231 | BOTON PEND | 277.5335
| ZB5AH13 | CAB BOT LUM ENCR SAL BR | 25.3164
| ZB5AK1413 | CAB BOT ROT LUM 2P BRANCO | 22.6745
| K1D003L | BL COMUT 4P+Z UNIP 12A FIX FRONT 22MM | 21.6342
| ZBVG45 | LED 120V CA VERM TERM MOL | 16.5521
| ZBVG55 | LED 120V CA AMAR TERM MOL | 16.5521
| ZB5AW7L3740 | CAB BOT DUPL VERD FACE/ VERM SAL+SIN | 18.5133
| XVMG2RAGSSB | COL 3 ELEM+B 120VCA LED SB VERM LAR VERD | 191.0011
| 9001KR5R05H6 | BOT CDG 57MM VERM RET 1NF | 41.713
| XACB902 | CAPSULA COR | 1.925
| XACD22A1241 | BOTON PENDENTE | 206.0309
| XAPM2203 | CX MET 3 FUR | 54.4252
| XVBL8B4 | BAL LUM FLASH VERM 24V | 240.6224
| ZB4BA26 | CAB BOT ENCASTR PR | 18.8799
| ZB4BW0G15 | BL LUM LED BR NA+NF 48-120V | 27.1611
| ZBY2314 | PORT ETIQ C- LEG. CLOSE | 1.8025
| XVBC21B | BASE+TAMP ASI CABO 1M+M12 | 175.1845
| XALK04 | BOTON VAZIA P- 4B | 33.2072
| DL1BDM5 | LAMP BA15D LED LAR-230V | 57.2165
| XB4BJ21EX | BOT EX PRET ROT MAN LONGA 2FIX NA | 52.8432
| XVBC5B7 | ELEM LUM INT LED INCOL 24V | 148.3488
| ZBV18G4 | BL LUM LED INT 120VCA VERM | 31.5221
| ZBP016 | PROT CAB BOTAO | 2.3381
| XVUC24 | ELEM VERM LED 24VDC | 49.2237
| XACA087631418Z | BOTONEIRA PEND | 328.57
| ZB4BV5 | BL SIN TRANSF 400V | 45.835
| ZB6DD45 | CAB BOT ROT 3 POS RET VERM RECT | 12.3826
| XACA913 | BOTON PENDENTE | 12.4115
| XB5AVB6 | SIN LED AZUL 24V | 15.9732
| ZB4BG2K | KEY SWITCH WITH SPECIFIC KEY NUMBER | 89.8799
| XACA2173 | BOTON PENDENTE | 87.5294
| XAPM3203 | CX MET 3 FUR | 72.5635
| XVBL0M8 | BAL LUM AMAR LED 230V | 111.6252
| ZA2BS834 | CABECA B-COGUMELO | 32.4656
| XVBC21 | BASE+TAMP+PIN | 54.1059
| ZB4BW0M33 | BL LUM LED VERD 2NA 230-240V | 33.2072
| ZB6CGC | CAB BOT ROT CH 2 POS FIX QUAD | 33.6027
| ZB4BG7 | CAB BOT CHAV 3 POS RET | 41.2989
| ZB4BH01 | CAB BOT ENCR FACEBRANCO | 13.2664
| ZB5AK1253 | CAB BOT ROT LUM 2P AMARELO | 20.907
| ZB5AL6 | CAB BOT SAL AZUL | 7.6704
| XB4BPS21EX | BOT EX C- PROT SILIC PRET NA | 55.0349
| ZBY2130 | PORT ETIQ C- LEG ARRET D'URGENCE | 1.8025
| XB5DSM | CONT HOR 230V | 162.5999
| XVBC4B3 | ELEM LUM INT VERD 24VCA-24-48VCC | 111.3121
| XVBL0M5 | BAL LUM LAR LED 230V | 111.6252
| ZB4BW553 | CAB BOT FAC PROT SIL LUM AMARELO | 12.2055
| ZB4BV013E | CAB SIN LED BRANCO | 6.1491
| ZBE1015 | CONT 1 NA TERM MOL | 5.4075
| ZB4BW333 | CABEZA PULS. RASANTE VERDE | 10.8253
| ZB6EB1B | LED BRANCO 12-24V | 10.8171
| XACD22A0105 | BOTON PENDENTE | 123.2807
| XAPM1501 | CX MET 1 FUR | 44.0325
| ZB5AD4 | CAB BOT ROT 2 POS RET | 12.6957
| XACA4813 | BOTON PENDENTE | 157.3325
| XACA9415 | BOTAO AMARELO | 4.7792
| XACB06 | CX VAZIA P- 6 BOT | 81.5863
| XACB229 | BOTON PEND 2 BOT | 221.8311
| XALD03 | BOTON VAZIA P- 3B | 19.7348
| XB4BK123B5 | BOT ROT LUM 2P VERD NA+NF 24V | 44.7329
| XB4BVB6 | SIN LED AZUL 24V | 17.2937
| XB5KSM | BESOURO 230V | 109.0194
| XPEM611 | **INTERRUPTOR PEDAL | 249.909
| ZA2VA03 | CABECA AFIX NUMER | 47.4212
| ZB2BY4101 | ETIQUETA VIRGEM | 1.5965
| ZB2BY4932 | ETIQUETA C/FIGURA | 1.3802
| ZB4BC44 | CAB COG VERM 30MM | 18.5133
| ZB4BW062 | BL LUM NF AL DIR | 13.7917
| ZB4BW0B41 | BL LUM LED VERM NA 24V | 17.1907
| ZB4BW0M35 | BL LUM LED VERD NA+NF 230-240V | 33.2072
| ZB5AA68 | CAB BOT FACE TRANSP AZUL | 9.856
| ZB5AD29 | CAB BOT ROT 2 POS FIX | 13.4229
| ZB5AJ3 | CAB BOT ROT 3 POS FIX | 12.6072
| ZB5AL2 | CAB BOT SAL PRETO | 7.6704
| ZB5AP1 | CAB BOT BRANCO PROT SILIC | 9.9858
| ZB5AVB1 | BL SIN LED BRAN 24V | 11.2404
| ZB5CA432 | CAB BOT O PRETA | 10.0878
| ZB6AV6 | CAB SIN AZUL RED | 5.555
| ZB6EB5B | LED AMARELO 12-24V | 10.7161
| ZB5AW0M13 | BL LUM LED 2NA 230V | 32.0484
| 9001KA2 | Contact block with protected terminals | 8.723
| 9001KA5 | BL CONT NF RET | 8.5345
| 9001KN203 | ETIQ.ON | 1.8685
| 9001KU5 | PROT BOT VERD | 11.8574
| ZB5AVBG6 | BL SIN LED AZUL 24-120V | 22.593
| 9001K2L35LGGH13 | BOT LUM VERD 24V NA-NF | 98.9295
| ZB4BW3337 | BOT FAC LUM VERD | 11.2476
| XVS10BMW | SIRENE 106DB 2 TONS BR IP53 12/24V | 187.517
| 9001K2L38GH13 | BOT LUM VERD 120V NA-NF | 85.2036
| ZB4BA133 | CAB BOT FACE START | 7.9619
| XB7NA11 | BOT IMP A FACE BR 1NA | 8.3224
| XB7NA11341 | BOT IMP A FACE BR 1NA MARC PR SET CIMA | 9.1506
| XB7NA15 | BOT IMP A FACE BR NA+NF | 10.8171
| XB7NA15341 | BOT IMP A FACE BR NA+NF SET CIM PR | 11.7564
| XB7NA21 | BOT IMP A FACE PRET 1NA | 8.3224
| XB7NA21341 | BOT IMP A FACE PRET 1NA SET CIM BR | 9.1506
| XB7NA21343 | BOT IMP A FACE PRET 1NA SET BAIX BR | 9.1506
| XB7NA23 | BOT IMP A FACE PRET 2NA | 10.8171
| XB7NA25 | BOT IMP A FACE PRET NA+NF | 10.8171
| XB7NA31 | BOT IMP A FACE VERD 1NA | 8.3224
| XB7NA3131 | BOT IMP A FACE VERD 1NA MARC BR I | 9.1506
| XB7NA3133 | BOT IMP A FACE VERD 1NA MARC BR START | 9.1506
| XB7NA33 | BOT IMP A FACE VERD 2NA | 10.8171
| XB7NA35 | BOT IMP A FACE VERD NA+NF | 10.8171
| XB7NA42 | BOT IMP A FACE VERM 1NF | 8.3224
| XB7NA4234 | BOT IMP A FACE VERM 1NF MARC BR STOP | 9.1506
| XB7NA44 | BOT IMP A FACE VERM 2NF | 10.8171
| XB7NA45 | BOT IMP A FACE VERM NA+NF | 10.8171
| XB7NA65 | BOT IMP A FACE AZUL NA+NF | 10.8171
| XB7NA81 | BOT IMP A FACE AMAR 1NA | 8.3224
| XB7NA85 | BOT IMP A FACE AMAR NA+NF | 10.8171
| XB7ND21 | BOT ROT 2 POS FIX 1NA | 13.5239
| XB7ND25 | BOT ROT 2 POS FIX NA+NF | 16.1297
| XB7ND33 | BOT ROT 3 POS FIX 2NA | 16.1297
| XB7NG21 | BOT CHAV 2 POS FIX 1NA | 27.9871
| XB7NG33 | BOT CHAV 3 POS FIX 2NA | 30.5828
| XB7NH21 | BOT A FACE RET PRET 1NA | 12.2715
| XB7NH25 | BOT A FACE RET PRET NA+NF | 14.9783
| XB7NH31 | BOT A FACE RET VERD 1NA | 12.2715
| XB7NH35 | BOT A FACE RET VERD NA+NF | 14.9783
| XB7NJ0361 | BOT LUM SAL RET VERD 1NA P/ LAMP BA9S | 17.271
| XB7NJ03B1 | BOT LUM SAL RET LED VERD 1NA 24VCA/CC | 20.705
| XB7NJ03M1 | BOT LUM SAL RET LED VERD 1NA 230VCA | 25.9065
| XB7NJ0461 | BOT LUM SAL RET VERM 1NA P/ LAMP BA9S | 17.271
| XB7NJ04B1 | BOT LUM SAL RET LED VERM 1NA 24VCA/CC | 20.705
| XB7NJ04B2 | BOT LUM SAL RET LED VERM 1NF 24VCA/CC | 20.705
| XB7NJ04M1 | BOT LUM SAL RET LED VERM 1NA 230VCA | 25.9065
| XB7NJ07G1 | BOT LUM SAL RET LED INCOL 1NA 120VCA | 22.5735
| XB7NJ08B1 | BOT LUM SAL RET LED AMAR 1NA 24VCA/CC | 20.705
| XB7NL42 | BOT IMP SAL VERM 1NF | 8.3224
| XB7NL4532 | BOT IMP A FACE VERM NA+NF MARC BR O | 11.7564
| XB7NW3361 | BOT LUM IMP SAL VERD 1NA P/ LAMP BA9S | 13.5239
| XB7NW33B1 | BOT LUM IMP SAL LED VERD 1NA 24VCA/CC | 17.0589
| XB7NW33G1 | BOT LUM IMP SAL LED VERD 1NA 120VCA | 18.8264
| XB7NW33M1 | BOT LUM IMP SAL LED VERD 1NA 230VCA | 22.3715
| XB7NW3461 | BOT LUM IMP SAL VERM 1NA P/ LAMP BA9S | 13.5239
| XB7NW34B1 | BOT LUM IMP SAL LED VERM 1NA 24VCA/CC | 17.0589
| XB7NW34B2 | BOT LUM IMP SAL LED VERM 1NF 24VCA/CC | 17.0589
| XB7NW34G1 | BOT LUM IMP SAL LED VERM 1NA 120VCA | 18.8264
| XB7NW34M1 | BOT LUM IMP SAL LED VERM 1NA 230VCA | 22.3715
| XB7NW34M2 | BOT LUM IMP SAL LED VERM 1NF 230VCA | 22.3715
| XB7NW35B1 | BOT LUM IMP SAL LED LAR 1NA 24VCA/CC | 17.0589
| XB7NW35M1 | BOT LUM IMP SAL LED LAR 1NA 230VCA | 22.3715
| XB7NW36B1 | BOT LUM IMP SAL LED AZUL 1NA 24VCA/CC | 17.0589
| XB7NW36G1 | BOT LUM IMP SAL LED AZUL 1NA 120VCA | 18.8264
| XB7NW37B1 | BOT LUM IMP SAL LED INCOL 1NA 24VCA/CC | 17.0589
| XB7NW37G1 | BOT LUM IMP SAL LED INCOL 1NA 120VCA | 18.8264
| XB7NW38B1 | BOT LUM IMP SAL LED AMAR 1NA 24VCA/CC | 17.0589
| XB7NW38G1 | BOT LUM IMP SAL LED AMAR 1NA 120VCA | 18.8264
| XB7NW38M1 | BOT LUM IMP SAL LED AMAR 1NA 230VCA | 22.3715
| XB7EV07GP | SIN LED INCOLOR 120VCA | 8.8476
| XALK188 | BOT MUR PAR EMERG 40MM CH ENCR BR 1NF | 53.6836
| ZB5RTA4 | EMISS ZB5R C/ CAPS VERM S/ MARC | 89.5668
| ZB5AG610 | CAB BOT CHAV458A 2 POS RET D/ESQ | 73.7603
| XB5AA42 | BOT IMP VERM | 12.9234
| ZB5AG012 | BOT CHAV 3 POS FIX | 67.9326
| XB4BD33 | BOT ROT MAN CURTA 3POS FIX NA+NA | 22.1594
| XALD241 | BOTON NA+NA OUVERTURE-FERMETURE | 38.5117
| ZB4BW0M41 | BL LUM LED VERM NA 230-240V | 28.222
| ZB4BV04 | CAB SIN VERM | 5.3045
| ZB4BW7A1715 | CAB BOT DUPL FAC BRAN/PRET+VIS SIN | 20.5939
| ZB5RTA6 | EMISS ZB5R C/CAPS AZUL S/ MARC | 90.4536
| DL2EKB4SB | LAMP LED-INT SB VERM 24VCC/CA | 24.7551
| XVMB2R5A5GSSB | C3 EL+B 24V LED R-INT/O-INT/G TUBAL | 178.2044
| ZB5AK1343 | CAB BOT ROT LUM 3P VERM | 21.1191
| ZBVBG4 | LED 24-120V VERM | 21.2201
| ZBVBG6 | LED 24-120V AZUL | 21.2201
| 9001KP5G9 | SIN BA9S TR 380V VERD | 81.3555
| ZB4BL432 | CAB BOT SAL O | 9.7644
| ZB5AH43 | CAB BOT LUM ENCR SAL VERM | 25.3164
| XACD21P3111 | BOTON PENDENTE | 171.9688
| ZB4BK1753 | CAB BOT ROT LUM 3P AMARELO | 25.0682
| ZB5AJ8 | CAB BOT ROT 3 POS RET | 14.2902
| ZB6AW4 | CAB BOT LUM FACE VERM RED | 8.7365
| XACS103 | BL CONT NA+NA | 24.0814
| ZB4BG012 | BOT CHAV 3 POS FIX | 77.7094
| ZB5AW0B31 | BL LUM LED VERD NA 24V | 16.1772
| XB5AK124M5 | BOT ROT LUM 2P VERM NA+NF 230-240V | 52.4291
| ZB4BV18B5 | BL SIN LED INT AMARELO 24 V | 31.6107
| ZB4BVJ4 | BL SIN LED VERM 12V | 13.4724
| ZB5AVG5 | BL SIN LED AMARELO 48-120V | 16.1772
| K50D002WP | COMUT INV 2P+Z 2P 50A | 98.6637
| XALD03H7 | BOTON VAZIA P- 3B | 23.1235
| ZBY9130T | ETIQ 60MM AMAR ARRET URG P- ZBZ3605 | 3.8213
| ZB4BG8 | CAB BOT CHAV 3 POS RET | 41.2989
| ZB5AD3 | CAB BOT ROT 3 POS FIX | 11.6586
| ZBY2303 | PORT ETIQ C- LEG START | 1.8025
| XALD102 | BOTON 1 NA I | 24.5037
| XALD325 | CAJA 3 PULS.BLANCO-ROJO-NEGRO | 54.4252
| XKDZ905 | DISPOSIT CHAMADA | 38.1924
| XVBC8B5 | ELEM LUM FLASH LAR 24V | 227.8257
| ZA2BS844 | CABECA B-COGUMELO | 30.6631
| ZB4BA333 | CAB BOT FACE START | 7.9619
| ZB4BA341 | CAB BOT FACE ON | 7.9619
| ZB4BH5 | **CAB BOT ENCR SAL AMARELO | 16.9744
| ZB4BW0B45 | BL LUM LED VERM NA+NF 24V | 22.1759
| ZB4BW0M11 | BL LUM LED BR NA 230-240V | 28.222
| ZB4BW0M45 | BL LUM LED VERM NA+NF 230-240V | 33.2072
| ZB5AG2 | CAB BOT CHAV 2 POS FIX | 35.0571
| ZB4BA4 | CAB BOT FACE VERM | 6.6847
| ZB4BC5 | CAB COG AMAR 40MM | 14.1501
| ZB4BW0M42 | BL LUM LED VERM NF 230-240V | 28.222
| ZB4BW11 | CAB BOT ROT LUM 3P VERDE | 11.2476
| 9001K3L38LGGH13 | BOT LUM LED VERD 120VCA-CC NA-NF | 105.3834
| K10D012QCH | COMUT 2P+Z 2P 10A | 41.3751
| ZB5AV18B6 | BL SIN LED INT AZUL 24 V | 28.152
| ZB5AA344 | BOT FACE DOWN | 7.14
| ZB5AVJ5 | BL SIN LED AM 12V | 12.393
| ZB4BV063S | CAB SIN LED AZ ESTR | 6.1491
| ZBY2107 | ETIQ MONTEE | 1.8025
| K30D004AP | COMUT INT 2P 4POL 32A | 63.3347
| K1H014UCH | INV 2P 4P 12A | 64.1896
| ZB4BZ106 | BL CONT NA AV+NF RET | 17.1907
| XACA982 | GUARDA PROTECTORA | 10.8253
| XENG1191 | BLOCO CONTACTOS | 25.2453
| XPEM511 | INTERRUPTOR PEDAL | 210.7524
| ZB4BD28 | CAB BOT BASC 2 POS FIX | 16.5438
| ZB5AW7A3740 | CAB BOT DUPL FAC VERD/VERM+VIS SIN | 15.9176
| DL1BDB3 | LAMP BA15D LED VERD-24V | 57.2165
| XACA02 | BOTON VAZIA P- 2 BOT | 60.255
| ZA2BV03 | CAB SIN VERD | 6.4684
| ZB5AA8 | CAB BOT FACE CINZ | 6.0894
| ZBA3 | CAPS VERDE | 0.9579
| XB4BA922 | BOT REARME PRET | 34.4844
| ZB5AV18M4 | BL SIN LED INT VERM 230VCA | 34.1496
| ZBVJ6 | LED 12V AZUL | 10.0837
| XVC4B3 | COL 40MM 3 ELEM 24V LED SB VERM LAR VERD | 137.5317
| XVC4B4K | COL 40MM 4 ELEM 24V LED SB VERM LAR VERD | 140.7536
| ZB5AW04D35 | BL LUM LED VERD NA+NF 230VCA | 63.7704
| DL6BB | TUBO DESC FLASH 0,8J 24VCA/CC | 64.5996
| ZBP013 | PROT BOTAO | 2.3381
| ZB6Y010 | BASE ADAPT P/ MONT EM C.IMP. | 3.2219
| ZBVG35 | LED 120V CA VERD TERM MOL | 16.5521
| XDAL11331 | MANIPULADOR ANALOGICO | 371.624
| XB5RFB01 | CONJ XB5R EMISS 22mm + REC N/ CONFIG 24V | 133.9866
| ZB5AT844 | CAB COG VERM 30MM | 31.108
| XALK198 | BOT MUR PAR EMERG 40MM C/P ENCR BR 1NF | 46.041
| XAWG178EX | BOTON PL EX BOT PAR EMERG NF+NF | 272.03
| XVBC7B8K | BALIZA ESPECIAL KRONES | 243.8443
| ZB4BS864 | CAB COG VERM 60MM | 33.3906
| ZB5AG020 | BOT CHAV 3 POS FIX | 70.2253
| XALK178 | BOTON PAR EMERG ENCR BR NF | 37.6671
| ZBP012 | PROT CAB BOTAO | 2.3381
| ZB4BX84 | CAB COG VERM 30MM | 36.4105
| XVMC29M3T | BAS+TAMP+SUP C/ BUZ 230V | 90.6071
| K150H014UP | COMUT INV 2P 4P 150A | 511.0345
| ZB4BZ012 | ADAPTADOR 30-22mm | 44.2178
| 9001KP38LYA9 | SINALIZ LUM | 87.1731
| XVMB1RG | COL SIN 2 ELEM RV 24VCA-CC | 64.2865
| ZBV18B4 | LED 24V VERM | 27.3609
| XVBL0B8 | BAL LUM AMAR LED 24VCA-CC | 108.4033
| ZB5AA36 | BOT ENCASTR VERD | 16.9116
| ZBE701 | CONT NA CIMP | 5.7268
| XACS102 | CORPO CONTACTO | 20.0541
| XB5AW36M5 | BOT LUM NA+NF AZ 230V | 41.5038
| XKBZ969 | BLOCO CONTACTO | 132.9318
| XVBL38 | BAL LUM AMAR | 71.0803
| ZB6CW3 | CAB BOT LUM FACE VERD QUAD | 8.7365
| XACA871 | BOTON PENDENTE | 146.0849
| XB5AVB4 | SIN LED VERM 24V | 15.9732
| ZB4BA2 | CAB BOT FACE PR | 6.6847
| ZB5AVB4 | BL SIN LED VERM 24V | 11.2404
| ZB5AW363 | CAB BOT FAC LUM AZUL | 9.8736
| ZBVG3 | LED 48-120V VERDE | 15.1719
| ZBY2403 | PORT ETIQ MARCHA | 1.8025
| ZB4BW363S | CAB BOT FAC LUM AZUL ESTR | 11.7729
| XAPJ34 | CX VAZIA 80x175 | 83.9141
| ZA2BG5 | CAB BOT ROT CHAV 3 POS FIX | 44.7741
| ZB5AV01 | CAB SIN BRANCO | 5.0388
| XVBC5M8 | ELEM LUM INT LED AMAR 230V | 112.8776
| DL1BEJ | LAMP BA15D 7W-12V | 5.8277
| XB5AK125B5 | BOT ROT LUM 2P AMAR NA+NF 24V | 41.511
| ZB6DD23 | CAB BOT ROT 3 POS FIX PR RECT | 12.3826
| ZALVG3 | BL LED VERD 48-120V | 13.937
| ZALVG4 | BL LED VERM 48-120V | 12.7967
| ZALVG5 | BL LED AMAR 48-120V | 13.0501
| ZB5AV3 | BL SIN TRANSF 110-120V | 35.4042
| ZBV0133 | VISOR VERDE SIN LED | 1.5965
| ZB2BY2103 | **ETIQUETA GRAVADA MARCHE | 2.1218
| ZB4BW0G35 | BL LUM LED VERD NA+NF 48-120V | 27.1611
| ZB6CE4 | CAB BOT LUM SAL VERM QUAD | 9.0496
| ZBVBG3 | LED 24-120V VERDE | 21.2201
| ZB5AK1833 | CAB BOT ROT LUM 3P VERDE | 23.0987
| XKZA15047 | POTEN P-COMBINADOR | 268.0884
| ZB4BK1733 | CAB BOT ROT LUM 3P VERDE | 25.0682
| ZB5AG7D | BOT CHAV 3 POS RET | 40.9858
| ZB4BK12337 | BOT ROT LUM 2P VERD | 26.5327
| ZB5AG8 | CAB BOT CHAV 3 POS RET | 37.976
| XVBC2B7 | ELEM LUM LED INCOL 24V | 98.4144
| ZB5AZ31 | ADIT QUAD XB5 | 0.7344
| ZB5AV5 | BL SIN TRANSF 400V | 41.0754
| ZB5AG414 | BOT CHAV 2 POS FIX | 69.387
| XVBC4M7 | ELEM LUM INT INCOL 48-230VCA | 112.8776
| DL1BDM8 | LAMP BA15D LED LAR-230V | 57.2165
| K1F003MCH | COM AMP 3PM+ 12A | 47.2152
| ZB6E1A | CONT ADIC NA CI | 5.3025
| ZBVM15 | LED 230V CA BR TERM MOL | 21.7536
| ZB5AW0M42 | BL LUM LED VERM NF 230-240V | 27.1014
| K1E005NLH | CONMUTADOR COMPLETO MULTIFIJACION | 28.6443
| K1I023NCH | COM TRIP 3P 12A | 50.5009
| K1F013UCH | INV TRIP 12A | 54.3222
| XY2SB71 | POSTO CMD BIMAN NF+NF AD | 430.1136
| XY2SB72 | POSTO CMD BIMAN NF+NA AD DEC | 578.5644
| K1C003QCH | COM UNIP 3P+ 12A | 27.4804
| K1F006ACH | INTER HEX 12A | 33.1042
| XACA6814 | BOT C-6 UNIDS | 201.571
| XVBC2M5 | ELEM LUM LED LAR 230V | 75.4268
| ZBE702 | CONT NF CIMP | 5.7268
| XVS10GMW | SIRENE 106DB 2 TONS BRANCA IP53 120VCA | 198.3842
| XAPM4505 | CX METALICA C/ 5 FUROS | 95.0814
| XKZA15000 | POTENC P-COMB | 580.3123
| ZB5AG3 | CAB BOT CHAV 3 POS FIX | 37.0367
| XPEM110 | INTERRUPTOR PEDAL | 110.9454
| ZA2BD3 | CAB BOT ROT 3 POS FIX | 12.7308
| ZB4BK1563 | CAB BOT ROT LUM 3P AZUL | 25.0682
| ZB4BV9 | BL SIN TRANSF 550-600V | 46.041
| ZB5AVM5 | BL SIN LED AMARELO 230-240V | 22.2768
| ZB5AW063 | BL LUM 2NA AL DIR | 17.7582
| DL1BEM | LAMP BA15D 7W-230V | 7.9083
| DL1CD0063 | LAMP BA 9s LED VERD 12V | 24.7551
| DL1BDG4 | LAMP BA15D LED VERM 120V | 57.2165
| K2F006ACH | COMUT INT 1POS+Z 6P 20A | 36.7092
| XB5AVB3 | SIN LED VERD 24V | 15.9732
| ZALVM3 | BL LED VERD 230V | 19.6647
| ZB4BH3 | CAB BOT ENCR SAL VERDE | 16.9744
| ZB4BL2 | CAB BOT SAL PRETO | 8.5902
| ZB6CF3 | CAB BOT LUM FACE RET VERD QUAD | 9.1506
| XVBC2M8 | ELEM LUM LED AMAR 230V | 75.4268
| ZB5AW333S | CAB BOT FAC LUM VERD ESTR | 10.7202
| ZB5AA9 | CAB BOT FACE 6 CAPS | 9.4554
| ZB6Y7130 | ETIQ 45MM - ARRET URGENCE | 3.434
| KAXZ1M12 | MAN COMUT K | 9.9704
| XACA2053 | BOTON PENDENTE | 75.5402
| ZB5AVBG1 | BL SIN LED BRANCO 24-120V | 22.593
| ZB6DGB | CAB BOT ROT CH 2 POS FIX RECT | 33.6027
| XE2SP4151B | CONT. NA+NF PARA XPE | 13.937
| ZB5AW035 | BL LUM NA+NF TRANSF 110-120V | 45.2778
| XJPZ901 | SUPORTE DE PEITO COM CINTA | 248.699
| K1F003UZ4 | COMUT CHAV 2P+Z 4P 12A | 176.0228
| XD2GA84117 | MANIPULADOR 4 | 143.781
| ZBVM45 | LED 230V CA VERM TERM MOL | 21.3312
| XB5DSG | CONT HOR 110V | 162.5999
| XVBC8B6 | EL LUM FLASH 10J AZ 24VCA-CC | 231.5728
| ZB5AG02K | BOT CHAV 2 POS FIX | 86.658
| 9001K3L7GH13 | BOT LUM BA9S TRANSF 230V VERD NF | 105.3834
| XB6EAA21P | BOT IMP FAC PRET 1 NF-NA | 9.3627
| XB6EAV3BP | SINAL LED 24VCC VERD | 11.5443
| XACA4714 | BOTON 4BOT+1 | 144.4987
| ZBZ1600 | PROT MET CROM P- CAB COG 40MM | 51.6009
| XVBC2M3 | ELEM LUM LED VERD 230V | 75.4268
| ZB4BVB4156 | BL SIN TEST LED VERM 24V | 23.7621
| ZB4BVBG1 | BL SIN LED BRANCO 24-120V | 23.6591
| ZB6EG1B | LED BRANCO 48-120V | 13.6249
| ZBZ2102 | PROT BOT PAR EMERG 40MM | 28.4012
| ZBW008A | PROT EST | 9.1258
| XPER3110D | INT PED DUPL 2 X NA+NF LAR | 414.987
| XAPM1201H29 | BOTON MET 80X80MM 1 FUR | 47.2152
| XVBC5B8 | ELEM LUM INT LED AMAR 24V | 109.7567
| XPER3100D | INT PED DUPL 2 x NA+NF LAR | 424.644
| ZB4BW0G32 | BL LUM LED VERD NF 48-120V | 22.1759
| ZB5AV8 | BL SIN TRANSF 440-480V | 41.7078
| ZB4BZ62 | TRANC CONSIGN CAD PR | 22.8866
| XAWF210EX | BOTON MET EX 2BOT IMP START-STOP NA+NF | 339.4509
| ZB6EB1A | LED BRANCO 12-24V CI | 12.1705
| ZB5AW0M51 | BL LUM LED AMAR NA 230-240V | 27.1014
| XVBC5G4 | ELEM LUM INT LED VERM 120V | 111.6252
| DL1BDM1 | LAMP BA15D LED BR-230V | 74.6895
| DL1BLJ | LAMP BA15D 10W-12V | 3.9491
| ZB5AG08 | CAB BOT CHAV 3 POS RET | 38.8042
| ZBY2306 | SUP C- ETIQ REVERSE 8X27MM | 1.8025
| ZBY2305 | SUP C- ETIQ FORWARD 8X27MM | 1.8025
| XY2SB714 | COMANDO BI MAN | 813.3786
| XVMC29B3T | BAS+TAMP+SUP C- BUZ 24V | 75.1137
| XAWG130EX | BOTON PL EX BOT ROT 2POS FIX NA+NF | 211.2819
| ZBG3131A | 2 CHAV 3131A | 19.1395
| K1D004QCH | COM UNIP 4P+ 12A | 29.8082
| ZB4BP5S | CAB BOT PROT SILIC COLOR AMARELO | 12.9471
| ZB4BG312 | BOT CHAV 3 POS FIX | 77.6084
| XVBC2G4 | ELEM LUM LED VERM 120V | 74.9016
| ZB4BW653 | CAB BOT CAB COG LUM AMAR | 41.2989
| ZB5AG712 | BOT CHAV421 3 POS RET | 73.7603
| XALD213E | CAJA 2 PULS.VERDE-ROJO I-O | 48.2761
| ZB5AW33 | CAB BOT FAC LUM VERD | 9.1392
| K1F013QCH | COM BIP 3P+ 12A | 38.934
| XB4BP61EX | BOT EX AZ PROT TR NA | 45.9853
| XB4BVG4 | SIN LED VERM 48-120V | 23.5561
| XD2PA247 | MANIPULADOR 4 DIR | 139.7
| ZBVB6 | LED 24V AZUL | 9.0228
| ZB5CV053 | CAB SIN LED Q AMARELO | 6.936
| ZA2BV06 | CAB SIN AZUL | 6.4684
| ZB4BW045 | BL LUM NA+NF TRANSF 230-240V | 51.3455
| ZB6ZB15B | BL LUM NA+NF LED BRANC 12-24V | 20.907
| XALD101 | BOTON 1 NA MARCHE | 24.5037
| XALD361M | BOTON NA+NF =MARCHE-ARRET= +SIN 230V | 58.7718
| XVBL8B5 | BAL LUM FLASH LARANJA 24V | 240.6224
| XVLA343 | SINAL LED 48V VERDE | 13.837
| ZB2BY2904 | ETIQUETA C/FIGURA | 1.3802
| ZB4BW35 | CAB BOT FAC LUM AMAR | 9.7644
| ZB5AA434 | CAB BOT FACE STOP | 7.14
| ZBZVM | LIMIT ENERG 230V | 6.6847
| ZB5AA4 | CAB BOT FACE VERM | 6.0894
| ZBY1147 | FOL LEG I CIRC | 2.5441
| XBFX13 | EXTRACTOR LAMP | 4.2622
| XVBL6G4 | BAL LUM FLASH VERM 120V | 200.7779
| ZB2BY2178 | ETIQUETA O-I | 2.1218
| ZB5AC4 | CAB COG VERM 40MM | 12.7967
| XACA217 | BOTON PENDENTE | 102.2687
| XVBL0B3 | BAL LUM VERD LED 24V | 108.4033
| ZB5AA38 | CAB BOT FACE TRANSP VERDE | 9.1392
| ZBY2101 | ETIQ VE-PR VIRG | 1.3802
| DL1CJ0244 | LAMP BA 9s LED VERM 24V | 24.7551
| KSW10 | CAME P-COMUT | 11.5669
| ZB5AC3 | CAB COG VERD 40MM | 12.7967
| 9001KR8BH25 | BOT CAB COG PAR EMERG PR 41MM 3P 2NF | 59.9233
| XALD164 | BOTON 1 NF ARRET | 30.1275
| ZB4BW543 | CAB BOT FAC PROT SIL LUM VERM | 12.2055
| ZC1BE101 | ELEMENTO CONTACTO | 15.752
| XAPM21 | CX MET S-FUR | 52.5197
| XB4BW31M5 | BOT LUM BR NA+NF LED 230-240V | 44.1355
| XB4BVB3 | SIN LED VERD 24V | 17.2937
| XB4BW34M5 | BOT LUM VERM NA+NF LED 230-240V | 44.1355
| ZALVB6 | BL LED AZUL 24V | 9.746
| ZB2BY4908 | ETIQUETA C/FIGURA | 1.3802
| ZB5AA336 | CAB BOT FACE II | 7.14
| ZB5AA432 | CAB BOT FACE O | 7.14
| ZB6Z4B | BL CONT 2NF | 9.8879
| XEDS1231 | ELEM CONT | 143.099
| ZB4BV6 | BL SIN AL DIR | 8.9095
| ZB5AVM3 | BL SIN LED VERDE 230-240V | 22.2768
| XALD02 | BOTON VAZIA P- 2B | 16.5521
| XPEM211 | INTERRUPTOR A PEDAL | 127.3368
| ZB4BA16 | CAB BOT ENCASTR BR | 18.8799
| XACA04 | BOTON VAZIA P- 4 BOT | 61.4292
| XACA205 | BOTON PENDENTE | 70.3387
| XACA491 | BOTON PENDENTE | 203.9091
| XAPS11431N | BOT INVIOL 3POS | 72.6768
| XESB1011 | ELEMENTO CONTACTO | 14.6363
| XKBZ962 | BLOCO CONTACTOS | 135.5789
| ZB2BY4914 | ETIQUETA C/FIGURA | 1.3802
| ZB4BD912 | CAB P- POT 6MM | 64.1855
| ZB5AA335 | CAB BOT FACE SETA | 7.14
| ZB5AS834 | CAB COG VERM 30MM | 28.4012
| ZB5AS844 | CAB COG VERM 40MM | 23.8259
| ZB6AF4 | CAB BOT LUM FACE RET VERM RED | 9.1506
| DL1BDM6 | LAMP BA15D LED AZ-230V | 74.6895
| DL1CJ0483 | LAMP BA 9s LED VERD 48V | 24.7551
| ZBVB5 | LED 24V AMARELO | 9.0228
| ZBY2134 | PORT ETIQ C- LEG DEFAUT FUND PRET | 1.8025
| DL1BEBS | LAMP BA15D 5W-24V | 4.642
| K2D004QCH | COM UNIP 4P+ 20A | 32.4656
| ZB4BD3 | CAB BOT ROT 3 POS FIX | 12.2715
| ZB5AA2 | CAB BOT FACE PR | 6.0894
| XALD223 | BOTON 2 NA 2 SENT | 38.5117
| ZB5AG7 | CAB BOT CHAV 3 POS RET | 37.976
| ZENL1121 | BL CONT NF P- XAL | 4.9894
| XVR08B06 | FAR ROT 84MM LED AZ 24VCA/CC | 178.2858
| XVR08J04 | FAR ROT 84MM LED VERM 12VCA/CC | 178.5
| XVR12B03 | FAR ROT 120MM LED VERD 24VCA/CC | 198.1452
| XVR12B03S | FAR ROT 120MM LED VERD 24VCA/CC C/ BUZZ | 240.1692
| XVS14BMW | SIR MULTI-S 105DB 43T BR 8 CAN 12/24V | 306.1613
| ZBY9330T | ETIQ 60MM AMAR EMERG STOP P- ZBZ3605 | 4.0273
| ZBA79 | CONJ 10 CAPS COLOR C/ DIF MARC | 14.1882
| 9001K3L35GH13 | BOT LUM BA9S 24VCA/CC VERD NA/NF | 91.1323
| DL2EDB1SB | LAMP LED SB BR 24VCC/CA | 19.6647
| DL2EKB8SB | LAMP LED-INT SB LAR 24VCC/CA | 24.7551
| XVMG2RGSB | C2 EL 120VCA LED R/G TUBAL | 113.0796
| ZBZ60 | PROT CONT | 53.7825
| ZB4BC48021 | CAB BOT FACE VERM 37mm IP69K MARC ( 0 ) | 28.428
| ZB4BA72124 | CAB BOT TRIP PRET-PRET-STOP | 24.4521
| ZB4BW7A3740 | CAB BOT DUPL FAC VERD-VERM+VIS SIN | 17.6851
| ZB5AA7340 | CAB BOT DUPL FACE VERD-VERM | 13.4229
| ZB4BW7A1724 | CAB BOT DUPL FAC BRAN-PRET+VIS SIN | 20.3919
| XB7EV66P | SIN AZUL P- LAMP BA9S | 8.8476
| XKDZ967 | LEVAS COMPONIBLES | 176.979
| XAPS14331N | BOT INVIOL 3POS | 83.0695
| XB4BT845EX | BOT EX CDG PARAG EMERG 40MM VERM NF+NA | 99.7678
| XACA2014 | BOTON PENDENTE | 79.8868
| K2B002A | BL COMUT INT 2P 1POS+Z 20A | 21.9596
| ZB4BD206 | BOT. ROT. 2 POS. AZ | 16.9744
| ZB5AVB6 | BL SIN LED AZUL 24V | 11.2404
| K63H001YP | COMUT AR EST TR 2P+Z 3P 63A | 171.6495
| XVBC5B4 | ELEM LUM INT LED VERM 24V | 109.7567
| ZB5AVBG4 | BL SIN LED VERM 24-120V | 22.593
| ZB5AL434 | CAB BOT SAL STOP BRAN- VERM | 9.0372
| ZB5AA133 | CAB BOT START PRETA | 7.14
| ZB6YD30 | PORTA-ETIQ. T2 | 2.0806
| XB5AK123M5 | BOT ROT LUM 2P VERD NA+NF 230-240V | 52.4291
| 9001KP1G9 | SIN BA9S VERD TRANSF 110/120VCA | 81.3555
| XVBC5M5 | ELEM LUM INT LED LAR 230V | 112.8776
| XALE2 | BOTON VAZIA P- 2UNIDS | 9.3627
| XVMB1RAGB | COL SIN 3 ELEM ROV+B 24VCA-CC | 95.7076
| XB4BG21EX | BOT EX ROT C- CHAVE 2POS FIX NA | 110.2718
| ZB5AL232 | CAB BOT SAL O PRETO | 9.0372
| 9001KS11K1H13R | BOT ROT CHAV 455 2 POS FIX NA-NF | 96.7479
| ZB5AW513 | CAB BOT FAC PROT SIL LUM BRANCO | 11.1384
| XB4BVB1EX | SIN LUM EX LED BR 24VCA-CC | 45.771
| XACA6713 | BOTON PENDENTE | 189.7981
| XPEY711 | PEDAL PLAST 2 POS AMAR 2NF+NA | 69.3396
| 9001KU6 | PROT BOT AMAR | 11.8574
| ZB4BW443 | CAB BOT CAB COG LUM VERM | 29.5425
| ZB6AD27 | CAB BOT ROT 3 POS RET PR RED | 12.3826
| ZB5AK1243 | CAB BOT ROT LUM 2P VERM | 20.907
| ZB6Y7001 | ETIQ 45MM | 3.434
| XAPS14221N | BOT INVIOL 2POS | 76.4878
| ZB4BR216 | CAB COG PRETA 60MM HEMISF. | 29.2294
| ZB6EM8B | LED LARANJA 230-240V | 22.9876
| ZB6EM5B | LED AMARELO 230-240V | 22.9876
| ZB4BW963 | CAB BOT AN LUM AZUL | 10.8253
| ZB6DD25 | CAB BOT ROT 3 POS RET PR RECT | 12.3826
| ZB4BV033E | CAB SIN LED VERDE | 6.1491
| XALE1441 | BOTON 1 BOT ROT 2POS FIX CHAV 1NA | 18.6244
| ZB5AVJ3 | BL SIN LED VERDE 12V | 12.393
| ZB4BV5D5 | BL SIN LED BA9S 400V AMARELO | 60.5743
| ZB5AFDA | BOT ROT CH PT | 38.658
| ZB5AD28 | CAB BOT BASC 2 POS FIX | 15.1904
| K1D012U | BL COMUT INV 2P 2P 12A FIX FRONT 22MM | 34.2681
| 9001KS11K3R | CAB BOT ROT 2POS FIX C- CHAV | 83.325
| XALD04 | BOTON VAZIA P- 4B | 28.222
| ZB2BE102 | CONT NF | 7.004
| ZB4BK1313 | CAB BOT ROT LUM 3P BRANCO | 23.1997
| ZB5AA5 | CAB BOT FACE AMARELO | 6.0894
| ZB2BY4915 | ETIQUETA C/FIGURA | 1.3802
| ZBY2114 | PORT ETIQ C- LEG FERMETURE | 1.8025
| XEDS2231 | ELEMENTO CONTACTO | 187.6763
| XB4BK125M5 | BOT ROT LUM 2P AMAR NA+NF 230-240V | 55.348
| ZB4BH03 | CAB BOT ENCR FACE VERDE | 13.2664
| ZB4BJ2 | CAB BOT ROT 2 POS FIX | 13.8947
| ZB4BK1333 | CAB BOT ROT LUM 3P VERDE | 23.1997
| ZB5AA18 | CAB BOT FACE TRANSP BR | 9.1392
| ZB6AW3 | CAB BOT LUM FACE VERD RED | 8.7365
| ZB6CD22 | CAB BOT ROT 2 POS FIX PR QUAD | 13.486
| XVLA234 | SINALIZADOR VERMELHO | 9.7768
| ZA2VA11 | CABECA AFIX NUMER | 161.678
| ZB4BH05 | CAB BOT ENCR FACE AMARELO | 13.2664
| ZB5AW133 | CAB BOT SAL LUM VERDE | 11.8728
| ZBA2 | CAPS PRET | 0.9579
| XD4PA12 | MAN 2 DIR FIX | 70.0194
| XVLA134 | SINAL LED 8mm 24V VERM | 9.7768
| ZB4BH53 | CAB BOT LUM ENCR SAL AMAR | 28.428
| XVBL8M4 | BAL LUM FLASH VERM 230V | 204.626
| ZB5AA433 | CAB BOT FACE ARRET | 7.14
| ZBY2364 | PORT ETIQ C- LEG AUTO-HAND | 1.8025
| ZB4BV06 | CAB SIN LED AZUL | 5.3045
| ZB5CW343 | CAB BOT FAC LED Q VERM | 12.291
| ZB6ZB65B | BL LUM NA+NF LED AZUL 12-24V | 20.907
| ZB2BY4980 | ETIQUETA C/FIGURA | 1.3802
| ZB6AV3 | CAB SIN VERD RED | 5.1005
| ZBY6H101 | ETIQ. VE-PR VIRG. | 2.2248
| DL1BEMS | LAMP BA15D 5W-230V | 5.324
| XACA9419 | BOTAO CASTANHO | 4.7792
| XPEZ901 | TAMPA DE PROTECCAO | 87.0978
| ZB4BW041 | BL LUM NA TRANSF 230-240V | 46.4633
| ZBA1 | CAPS BRANC | 0.9579
| XACB9211 | CABECA BOT PROTEG | 3.9243
| K1I023QCH | COM TRIP 3P+ 12A | 55.3831
| XB5AA84101 | BOT REARME O | 11.2312
| ZB5AA1 | CAB BOT FACE BR | 6.0894
| ZB4BH053 | CAB BOT LUM ENCR FACE AMAR | 20.2601
| XACB9112 | CABECA BOT PROTEG | 3.9243
| ZB4BL3 | CAB BOT SAL VERDE | 8.5902
| ZB6AD28 | CAB BOT ROT 2 POS FIX PR RED | 12.3826
| ZBE205 | CONT ADIC NA+NF | 10.2897
| DL1CB006 | LAMP INC BA9S 6V | 2.3937
| 9001KP5L9 | SIN BA9S TR 380V AZ | 81.3555
| XVBL8G8 | BAL LUM AMAR FLASH 120VCA | 240.6224
| XVMZ03T | SUP AL 250MM + SUP MET | 19.1992
| XACD22P3121 | BOTON PENDENTE | 279.6553
| XPEM510 | INTERRUPTOR PEDAL | 197.6148
| ZB4BK1533 | CAB BOT ROT LUM 3P VERDE | 25.0682
| ZB6CA2 | CAB BOT FACE PRET QUAD | 8.4234
| XACA201 | BOTON PENDENTE | 63.1287
| XKDZ1547 | POTENC 4700 OHMS | 346.247
| XVBC21A | BASE+TAMP+PIN ASI | 186.835
| XVBC4M4 | ELEM LUM INT VERM 48-230VCA | 112.8776
| XVBL8M5 | BAL LUM FLASH LAR 230V | 204.626
| XVLA133 | SINAL LED 8mm 24V VERDE | 9.7768
| ZB2BY2132 | ETIQ. DECLENC | 2.1218
| ZB4BA8 | CAB BOT FACE CINZ | 6.6847
| ZALVB5 | BL LED AMAR 24V | 9.746
| ZB4BC2 | CAB COG PR 40MM | 14.1501
| ZB5CW133 | CAB BOT SAL LED Q VERDE | 12.291
| ZBY2330 | PORT ETIQ C- LEG EMERGENCY STOP | 1.8025
| XAWF100EX | BOTON MET EX BOT IMP VERD START NA | 249.9851
| 9001SKR1UH13 | BOT IMP FAC MULTICOL NA/NF | 32.1483
| ZB5AW7A1721 | CAB BOT DUPL FAC VERD I/VERM O+VIS SIN | 18.5133
| ZB5RTA3 | EMISS ZB5R C/CAPS VERD S/ MARC | 90.4536
| DL2EDM3SB | LAMP LED SB VERD 230VCA | 22.3715
| DL2EDB3SB | LAMP LED SB VERD 24VCC/CA | 17.8972
| XVMB2RAGSB | C3 EL 24V LED R/O/G TUBAL | 129.9365
| XVMM2RGSSB | C2 EL+B 230VCA LED R/G TUBAL | 166.347
| ZB4BA7340 | CAB BOT DUPL FACE VERD-VERM | 14.8773
| ZB5AA7121 | CAB BOT DUPL FACE BRANC I-PRET O | 14.2511
| ZB5AL7340 | CAB BOT DUPL FACE VERD/SAL VERM | 14.0491
| ZB5AV043S | CAB SIN VERM LED | 5.4672
| 9001KR9P35RH25 | BOT CDG BA9S | 93.627
| 9001K11J35LGFG | SEL LUM 2POS FIX 24VCA-CC LED VERD | 104.7572
| ZBVB57 | BL LUM LED AMAR CI 24VCA-CC | 19.3516
| K63F003UP | COMUT INV 2P+Z 3POL 63A | 132.7155
| ZBV18B5 | LED 24V AMAR | 27.3609
| 9001KY4 | CX ALUM 4 FUR 30MM | 127.411
| 9001KU7 | PROT BOT INCOLOR | 11.8574
| XALG01 | BOTON VAZIA IP69K P- 1UNID | 30.1275
| XVBC5M3 | ELEM LUM INT LED VERD 230V | 112.8776
| K10B011UCH | COMUT INV 2P+Z 1P 10A | 28.7473
| XB4BP381EX | BOT EX BR P- LEG PROT TR NA | 67.5185
| XDAV11431 | MAN ANALOG 2 EIX -24-+24V | 426.58
| XACD22A0101 | BOTON PENDENTE | 112.991
| ZB4BG220 | CAB BOT CHAV N 3131A 2 POS FIX | 73.2351
| ZB5AP3S | CAB BOT PROT SILIC COLOR VERDE | 11.7708
| ZB5AP4S | CAB BOT PROT SILIC COLOR VERM | 11.7708
| XPEY611 | INT PED PLAST 2POS 2x NA+NF AM | 71.83
| 9001KR3UH13 | BOT IMP SAL NA-NF MULTIC | 35.3702
| ZB6EM3B | LED VERDE 230-240V | 22.9876
| XVLZ911 | JUNTA ESTANQ. | 0.6386
| XVLA145 | SINAL LED 8mm 48V | 9.7768
| K1D004HCH | INTER TETR 12A | 29.8082
| XB4BG61EX | BOT EX ROT C- CHAVE 2POS C- RET NA | 118.1801
| XB4BP683B5EX | BOT LUM EX AZ PROT 24VCA/CC NA | 93.627
| XB6AS9349B | **BOT CAB COG NA+2NF | 56.0752
| XACA950 | MANGA PROTECTORA | 22.0626
| XALE3251 | BOTON 3 BOT IMP 2NA+NF | 25.1793
| ZA2BZ905 | CHAV APERT | 31.827
| ZBVJ35 | LED 12V CA/CC VERD TERM MOL | 10.8253
| ZB4BZ022 | KIT MONTAGEM EMBUTIDA XB4 COM e BOT SIN | 12.2055
| ZBY9121 | ETIQ ARRET D'URG S/ MARC | 3.605
| XVC4M3 | Tower Lights 40 mm, 100-240 V, steady li | 240.3093
| XB6AV5BB | SINAL LED 24V Amarelo | 16.1297
| XVCZ02 | BASE DE FIXAÇÃO | 34.8551
| K1D009BL | BL COMUT 12A BCD 9P+Z | 41.7974
| XB6ETN521P | BOT COG 30MM 2NC | 34.9561
| XB2SL65007 | CX ALUM 30 FUR | 290.2643
| XVUC27 | ELEM BRANC LED 24VDC | 66.4144
| ZB4BG4K | BOT CH 2 POS 3CONT GEN | 80.9313
| XVR3B03 | FAROL ROT 100MM IP23 LED VERD 12-24VCC | 228.4519
| XVR3B03S | FAROL ROT 100MM IP23 LED VERD 12-24VCC B | 261.1153
| XVR3B04 | FAROL ROT 100MM IP23 LED VERM 12-24VCC | 228.4519
| XVR3B04S | FAROL ROT 100MM IP23 LED VERM 12-24VCC B | 261.1153
| XVR3B05S | FAROL ROT 100MM IP23 LED LAR 12-24VCC BE | 261.1153
| XVR3B06 | FAROL ROT 100MM IP23 LED AZUL 12-24VCC | 228.4519
| XVR3B06S | FAROL ROT 100MM IP23 LED AZUL 12-24VCC B | 261.1153
| XVR3E03 | FAROL ROT 100MM IP23 LED VERD 48VCC | 228.4519
| XVR3E04 | FAROL ROT 100MM IP23 LED VERM 48VCC | 261.1153
| XVR3E05 | FAROL ROT 100MM IP23 LED AMAR 48VCC | 228.4519
| XVR3E06 | FAROL ROT 100MM IP23 LED AZUL 48VCC | 261.1153
| XVR3M03 | FAROL ROT 100MM IP23 LED VERD 100-230VAC | 228.4519
| XVR3M03S | FAROL ROT 100MM IP23 LED VERD 100-230VAC | 261.1153
| XVR3M04 | FAROL ROT 100MM IP23 LED VERM 100-230VAC | 228.4519
| XVR3M04S | FAROL ROT 100MM IP23 LED VERM 100-230VAC | 261.1153
| XVR3M05 | FAROL ROT 100MM IP23 LED AMAR 100-230VAC | 228.4519
| XVR3M05S | FAROL ROT 100MM IP23 LED AMAR 100-230VAC | 261.1153
| XVR3M06 | FAROL ROT 100MM IP23 LED AZUL 100-230VAC | 228.4519
| XVR3M06S | FAROL ROT 100MM IP23 LED AZUL 100-230VAC | 261.1153
| XB5AA3341 | BOT IMP BRAN 'NA' | 15.18
| ZBRACS | SUPORTE PARA INVOLUCRO PORTATIL | 22.4808
| ZBY9420 | ETIQ 3D PARAGEM DE EMERGENCIA 60MM | 3.502
| XVUC21MP | ELEMENTO BASE PNP 100-240VAC PRETO | 81.2444
| XVUZ06 | SUPORTE FLEX MONTAGEM VERT / HORIZ | 47.1266
| ZART12D | FUNCAO AVANCADA - 12 BOT | 1225.2365
| XEDS3231 | ELEM CONTATO | 271.81
| K2D004H | CORPO INTER TETR 20A | 25.8839
| XB5AD33 | BOT ROT 3 POS FIX | 21.7464
| XB5AA3351 | BOT IMP PRET 'NA' | 14.076
| 9001KR16H2 | BOT CDG PAR EMER VERM ROD DES 41MM 2NA | 74.0734
| XPER611 | INT PED 2x NA+NF LAR | 241.56
| K1H014N | BLOC COMUT 4P 12A | 53.7866
| XB5AW73731G5 | BOT LUM DUPL NA+NF LED 120VCA | 40.6727
| XB5AA4322 | BOT REARME VERD | 14.076
| ZBZ58 | BORR EST AMAR EPDM IP69K | 6.901
| XVC4M1 | Tower Lights 40 mm, 100-240 V, steady li | 174.0432
| XB6ECF5B2P | BOT IMP A FACE QUADRADO AMAR 2NA+2NF | 28.6133
| XB5AD53 | BOT ROT 3 POS RET | 22.899
| XB5AA51 | BOT IMP 'NA' AMARELO | 12.9234
| XB5AA3311 | BOT IMP VERD 'NA' | 14.076
| XVR13B05 | FAROL ROT 130MM IP66 C/ LED LAR 24VCC | 239.0166
| K1D004QLH | COM UNIP 4P+ 12A | 31.4047
| XVMB2RA5SSB | COL 2 ELEM-+B 24V LED SB VERM LAR-INT TU | 141.6929
| XB4RFA02 | CONJ XB4R EMISS 22mm + REC CONFIG CA/CC | 247.9045
| ZB4BG5K | KEY SWITCH WITH SPECIFIC KEY NUMBER | 93.3139
| XACA29141 | BOTON C/ 2 BOT 2 VEL | 141.9443
| 9001KP36LYA31 | SIN LED BA9S 48VCA/CC AMAR | 80.1031
| XVUZ02 | SUPORTE MONTAGEM TUBO 100MM PRETO | 37.2345
| XEND2621 | ELEMENTO DE CONTACTO | 72.6768
| ZBRM22 | CAIXA AMOVIVEL COM 2 BOTOES | 50.0354
| ZB5RZC2 | CAB COG ZB5 P/ XB5R | 13.4436
| KDG3H | MAN P/ COMUT | 13.6887
| XB5AA21 | BOT IMP 'NA' PRETO | 12.9234
| XVC1B1K | COL 100MM LED 24V - VERMELHO | 216.0693
| XVUC28 | Elemento luminoso LED XVU Amarillo | 49.2237
| ZB5AK1743 | CAB BOT ROT LUM 3P RET VERM | 23.0987
| XB6AA35B | PULS.RASANTE NA+NC VERDE | 19.8667
| XB6AD235B | SELECTOR 3POS.NA+NC MAN.CURTA | 23.3007
| APE1C2150 | Ligador D22 e cabo 500 mm | 5.6238
| XVMB2RGSHSB | COL 2 ELEM+B 24V LED SB VERM VERD TUB AL | 135.8652
| XARSK12D18W | Starter kit = XARS12D18W + ZARC01 + ZAR | 2696.8078
| XVBL0G3 | BAL VERD LED 120V | 110.3728
| ZB5AZ1025 | CORP BL CONT 1 NF TERM MOL | 7.4562
| XVC4B55S | COL 40MM 4 ELEM 24V LED SB ROGBW FIX/INT | 260.176
| XB6ECF4B2P | BOT IMP A FACE QUADRADO AZUL 2NA+2NF | 28.6133
| XB4BS8444 | BOT PAR EMERG 40MM VERM NF | 38.7032
| XACB911 | MANGA DE PROTE | 3.2857
| ZB5AX84 | CAB COG VERM 40MM | 33.8148
| ZBGP | BORR PROT ZB4BG/ZB5AG | 10.2897
| XB4BJ33 | BOT EX ROT MAN LONGA 3POS FIX NA+NA | 28.1891
| XB4BA21 | BOT REARME PRETO | 18.8799
| XACB021 | CX VAZIA P/2 | 74.4793
| XACA28141 | BOT PEND 2BOT ENCR NA+NF PAR EMERG | 118.5015
| XVUC26 | ELEM AZUL LED 24VDC | 66.4144
| XB6EDV3BP | SIN LED RECT VERDE LED 24VCC | 14.729
| XB6EDV4BP | SIN LED RECT VERM LED 24VCC | 13.1098
| XAPM2202H29 | CX MET 2 FUR | 61.4292
| 9001K3L35LRRH13 | BOT LUM LED 24V VERM NA/NF | 105.3834
| ZB4RTA4 | EMISS ZB4R C/ CÁPS VERM S/ MARC | 90.193
| ZBRM22B0 | CX AMOV 2 BOT C/TRANSMISSOR | 264.3372
| ZB4BG910 | CAB BOT ROT CHAVE 458A 3 POS | 76.4671
| XVUZ05 | SUPORTE MONTAGEM TUBO AJUST PRETO | 92.8998
| XVC1M1HK | COL 100MM 1 ELEM 100-240V LED ENC BUZZ | 440.259
| XB6EAV8BP | SINAL LED 24VCC LAR | 11.5443
| XB6EAW4B1P | BOT LUM FAC IMP VERM LED 24VCC NF-NA | 15.5035
| XB7EV03GP | SIN LED VERD 120VCA | 8.8476
| KBC1S | CAB COMUT | 40.9528
| 9001KP7R9 | SIN BA9S VERM TRANSF 220-240VCA | 81.3555
| XVS10MMW | SIRENE BRANCA 106DB 2 TONS 230VCA | 198.3842
| 9001KP38R31 | SIN BA9S 120V VERM | 69.003
| 9001KP7LRR31 | SIN BA9S 230V VERM | 78.8507
| XB4BP383M5EX | BOT LUM EX VERD PR PROT 230-240CA NA | 121.6141
| DL1BDG1 | LAMP BA15D LED BR-120V | 74.6895
| K2C003QCH | COM UNIP 3P+ 20A | 30.3438
| 9001KM55LR | BLOCO LUM 24V LED VERM | 77.3963
| ZB6E2A | CONT NF CI | 5.3025
| K1K015NCH | COMUT 5P 2P 12A | 42.7553
| 9001KP7A9 | SIN BA9S 230V TR VERM | 81.3555
| ZB4BD57 | BOT ROT 3 POS RET | 16.8569
| ZB4BG47 | BOT CHAV 2 POS FIX | 44.7329
| ZB4BV053E | CAB SIN LED AMARELO | 6.1491
| K10B002QCH | COMUT 2POS+Z BIP 10A | 28.119
| ZBVB53 | BLOC LUM FAST-ON DEL 24V | 11.3423
| ZB6DD02 | BOT ROT LUM 2 POS R | 10.302
| ZBY2334 | PORTA ETIQ RUN | 1.8025
| ZB5AA343 | BOT FACE UP | 7.14
| ZB5AW0G51 | BL LUM LED NA 110V AM | 21.012
| K10F013QCH | COMUT SEL 3P+Z 2P 10A | 50.2846
| ZB4BG912 | CAB BOT ROT CHAV 421E 3 POS FIX | 77.6084
| ZD5PA24 | CAB COMPL MANIP 4DIR POS MANT | 69.5538
| XB4BW33B5 | BOT LUM VERD NA+NF LED 24V | 32.7849
| ZB4BW0M65 | BL LUM LED AZUL NA+NF 230-240V | 33.2072
| XACB691 | BOTON PEND 6 BOT | 403.142
| XPEA110 | INTERRUPTOR PEDAL | 55.896
| ZB4BS844 | CABEZA SETA 40MM. EMERG. PULSAR - GIRAR | 26.3206
| ZB6AA6 | CAB BOT FACE AZUL RED | 9.174
| XB5AVG5 | SIN LED AM 120V | 20.7978
| ZB4BA34 | CAB BOT FACE VERDE | 15.5942
| XVBC2G7 | ELEM LUM LED INCOL 120VCA | 101.4343
| XACB493 | BOTON PEND 4 BOT | 309.3605
| XD2GA8411 | MANIP 4D-1POS-1NA-DIR | 142.417
| XVLA335 | SINAL LED | 13.837
| ZB4BG6 | CAB BOT CHAV 2 POS RET | 40.9858
| ZBE000 | BL CONT FICT | 1.2772
| KAC1S | MAN C/ CHAV 45/90 | 40.9528
| ZB5AG1 | CAB BOT ROT CHAV 3 POS RET ESQ C | 37.976
| ZB5AV156 | BL SIN AL DIR TEST | 17.1258
| XD2CD1010 | MANIP 2D-1NA-NF-DIR | 164.736
| XVBC6M5 | ELEM LUM FLASH LAR 230V | 154.4896
| ZB5AK1313 | CAB BOT ROT LUM 3P BRANCO | 21.1191
| KDC1H | MAN 35MM COMUT S/ ETIQ | 10.1867
| ZB6ZB55B | BL LUM NA+NF LED AMAR 12-24V | 20.1798
| 9001KR9RH6 | BOT CDG 41MM VERM 2 POS 1NF | 53.3684
| XVBL4M4 | BAL LUM INT VERM 48-230VCA | 120.5738
| ZB4BZ102 | BL CONT 1 NF | 8.3842
| ZB6YK3 | MAN BOT LUM ROT VERDE | 2.607
| ZB5AW0B43 | BL LUM LED VERM 2NA 24V | 21.012
| ZB5AK1543 | CAB BOT ROT LUM 3P VERM | 23.0987
| XB5AK123B5 | BOT ROT LUM 2P VERD NA+NF 24V | 41.511
| XVBC34 | EL LUM VERM | 41.5914
| ZALVB4 | BL LED VERM 24V | 9.746
| DL1BDB6 | LAMP BA15D LED AZ-24V | 74.6895
| ZBVBG1 | LED 24-120V BRANCO | 21.2201
| XALD363G | BOTON NA+NF =I-O= +SIN 120V | 58.7718
| XVBC4M3 | ELEM LUM INT VERD 48-230VCA | 112.8776
| ZB4BW0B63 | BL LUM LED AZUL 2NA 24V | 22.1759
| ZB5AW533 | CAB BOT FAC PROT SIL LUM VERDE | 11.1384
| ZB5AW0M33 | BL LUM LED VERD 2NA 230-240V | 32.0484
| ZB6Y019 | KIT FERR STYLE 6 | 11.9685
| XALK188E | BOTON PAR EMERG NA+NF | 57.3916
| ZB5AW913 | CAB BOT AN LUM BRANCO | 10.648
| ZBPA | PROT CAB BOTAO | 1.6995
| XVBL0B5 | BAL LUM LAR LED 24V | 108.4033
| ZB4BV18M3 | BL SIN LED INT VERDE 230VCA | 37.1315
| ZB4BZ1054 | BL CONT NA+NF LIG | 15.9135
| ZB5AW0B61 | BL LUM LED AZUL NA 24V | 16.1772
| XALK178G | BOTON PAR EMERG NA+2NF | 46.4633
| ZB5AV063 | CAB SIN LED AZUL | 4.9368
| ZB5AVM1 | BL SIN LED BRANCO 230-240V | 22.2768
| ZB6DF3 | CAB BOT LUM FACE RET VERD RECT | 9.966
| 9001KP35LLL9 | SIN LED 24V AZ | 87.1731
| 9001KM7 | BL LUM 230V TR BA9S | 78.8507
| ZB4BA7121 | CAB BOT DUPL FACE BRANC I/PRET O | 17.677
| ZB5AV05S | CAB SIN AMAR ESTR | 5.5692
| XALG03 | BOTON VAZIA IP69K P- 3UNIDS | 36.4929
| ZBE1016 | CONT ADIC 1 NA DOUR | 13.5754
| ZBE1026 | CONT ADIC 1 NF DOUR | 13.5754
| ZB5AV04S | CAB SIN VERM ESTR | 5.5692
| K2D004ACH | COMUT INT 1P0S+Z 4P 20A | 32.4656
| ZB5AW0G35 | BL LUM LED VERD NA+NF 48-120VCA | 26.0508
| XENT1192 | INTER SECC | 53.8896
| XKBZ966 | COMBINADOR VARIA | 140.0388
| ZB6CD28 | CAB BOT ROT 2 POS FIX PR QUAD | 12.3826
| XB4BW33G5 | BOT LUM VERD NA+NF LED 48-120V | 37.7701
| ZB4BA232 | CAB BOT FACE O | 7.9619
| ZB4BP3S | CAB BOT PROT SILIC COLOR VERDE | 12.9471
| XALK02 | BOTON VAZIA P- 2B | 19.4155
| XACB9222 | CABECA BOT PRO | 9.1258
| ZB4BD49 | CAB BOT ROT 2 POS RET | 14.9783
| ZB4BD59 | CAB BOT ROT 3 POS RET | 15.1904
| ZB4BW913 | CAB BOT AN LUM BRANCO | 10.8253
| ZBZ007 | ESPACADOR | 1.5965
| XB5AK124G5 | BOT LUM ROT VERM 2P NA+NF LED 48-120V | 46.3994
| 9001K2L35GH13 | BOT LUM VERD 24VCA-CC NA-NF | 85.2036
| K1F013NCH | COM BIP 3P 12A | 38.934
| 9001K3L38LYAH13 | P.LUM. DEL 120 V GARDE H | 105.3834
| XACA48131 | BOTON PENDENTE | 203.6928
| 9001K2L35LH13 | BOT LUM AZUL 24VCA-CC NA-NF | 85.2036
| XAPS11111N | BOT INVIOL 2POS | 67.6813
| ZB4BW463 | CAB BOT CAB COG LUM AZUL | 29.5425
| ZB5AF351 | CAB BOT ROT MOL PT C/ MARC | 26.9994
| XVMB1RGS | COL SIN 2 ELEM RV+B 24VCA-CC | 100.0809
| ZB4BR6 | CAB COG AZUL 60MM | 26.5327
| K1B001UCH | INV UNIP 12A | 29.0666
| XVBC2G3 | ELEM LUM LED VERD 120V | 74.9016
| ZB5AW7A3741 | CAB BOT DUPL FAC VERD I/VERM O+VIS SIN | 18.5133
| K1C003HCH | INTER TRIP 12A | 27.6864
| ZBVJ15 | LED 12V CA/CC BR TERM MOL | 10.8253
| ZB4BW643 | CAB BOT CAB COG LUM VERM | 41.2989
| ZBV18M3 | LED 230V VERD | 32.1483
| K2C003ACH | INTER TRIP 20A | 30.3438
| XPEZ911 | TAMP PROT P/ XPER | 91.773
| ZB4BW353S | CAB BOT FAC LUM AMAR ESTR | 11.7729
| DL1BDM3 | LAMP BA15D LED VERD-230V | 57.2165
| DL1CE048 | LAMPADA BA9S | 4.2622
| K2C003NCH | COM 3POS 1P 20A | 30.3438
| XVBC9B | ELEM SONORO 12-48V | 122.9675
| ZB5AV4 | BL SIN TRANSF 230V | 37.9236
| XB2SL44007 | CX ALUM 16 FUR | 250.4754
| ZB4BK1433 | CAB BOT ROT LUM 2P VERDE | 24.6541
| ZB2BY4951 | ETIQUETA C/FIGURA | 1.3802
| ZB5AW062 | BL LUM NF AL DIR | 12.7092
| ZBZ1605 | GUARDA P- BCG 40MM | 42.9654
| XD4PA22 | MAN 2 DIR RET | 70.0194
| XVBC33 | EL LUM VERDE | 41.5914
| ZB4BW0B35 | BL LUM LED VERD NA+NF 24V | 22.1759
| ZBVM1 | LED 230V BRANCO | 19.9778
| XVBL33 | BAL LUM VERDE | 71.0803
| ZB4BW0B31 | BL LUM LED VERD NA 24V | 17.1907
| ZB6AA3 | CAB BOT FACE VERD RED | 8.4234
| ZBA334 | CAPS SETA | 1.3802
| DL1CJ0241 | LAMP BA 9s LED BR 24V | 24.7551
| XB5KSG | BESOURO 120V | 110.0988
| XVLA244 | SINAL | 9.7768
| ZB5AA331 | CAB BOT FACE I | 7.14
| ZD2GY4002 | ETIQUETA VIRGEM | 43.395
| DL1BDB1 | LAMP BA15D LED BR-24V | 74.6895
| XB4BA941 | BOT REARME VERM | 24.9363
| ZB4BW16 | CAB BOT SAL LUM AZUL | 11.2476
| XACB961 | ADAPTACAO | 6.901
| XALD112 | BOTON 1 NF O | 24.5037
| XVBL6M7 | BAL LUM FLASH INC 230V | 171.1344
| ZB2SZ | TAMPAO OBTURADOR | 9.515
| ZB4BV3 | BL SIN TRANSF 110-120V | 39.6756
| ZB4BVM3 | BL SIN LED VERDE 230-240V | 23.3398
| ZB4BW055 | BL LUM NA+NF TRANSF 400V | 55.7024
| ZB6AD25 | CAB BOT ROT 3 POS RET PR RED | 12.3826
| ZB6CD23 | CAB BOT ROT 3 POS FIX PR QUAD | 13.486
| XAPA4116 | CX ISOL 16 FUR | 106.9346
| ZB5AA341 | CAB BOT FACE ON | 7.14
| ZB6CV4 | CAB SIN VERM QUAD | 5.1005
| DL1BDG3 | LAMP BA15D LED VERD 120V | 57.2165
| ZB5AH2 | BOT ENCR SAL PR | 16.654
| ZBV18M1 | LED 230V BR | 32.1483
| 9001KR1UH13 | BOT IMP FAC NA-NF | 35.3702
| XALE33V2M | BOTON 2 BOT NA+NF + SIN LED VERM 230V | 26.3206
| XB6EAG232P | BOT ROT 3 POS FIX C- CHAV 2NF-NA | 24.8662
| XB7EV08GP | SIN LED LAR 120VCA | 8.8476
| XB7EV74P | BOT ROT 3P NA+NA | 15.6045
| XVR13M04L | FAROL ROT 130MM IP66 C/ LED VERM 230VCA | 236.0688
| K1D002UCH | INV BIP 12A | 41.5914
| XKDZ1508 | POT 800 OHM C- ZONA NEUTRA | 346.247
| 9001KYSS1 | CX 30MM INOX | 152.8726
| K2H004UCH | INV TETR 20A | 71.1833
| ZB5AZ902 | PL ANTI-ROT | 0.9486
| XPER5110D | INT PEDAL | 439.2528
| 9001KR9P35LRR | BOT CDG BA9S24V VERM | 91.3343
| 9001KA6 | BL CONT NA AVANC | 8.5345
| 9001KS43FBH2 | BOT ROT 3 POS FIX 2NA-NF | 73.5482
| 9001KR9R20H6 | BOT CDG 35MM RET NF | 53.3684
| 9001K73 | MANIPULADOR 3 POS FIX | 107.363
| K63H004UP | COMUT INV 2P+Z 4P 63A | 171.9688
| XB4BVM4EX | SIN LUM EX VERM PROT TR 230-240CA | 71.0535
| XACA1271 | BOTONEIRA PEND C-12 BOT | 304.262
| XACD22P2231 | BOTON PEND BASC + PAR EM 1,1KW-400V | 281.0355
| K1H014NX | BLOC COMUT 4P 2P 12A | 35.432
| XB4BP583B5EX | BOT LUM EX AM PROT TR 24VCA-CC NA | 93.627
| XB5AA86102 | BOT FAC REARM AZ 17-120MM | 12.232
| DL1BEG | LAMP BA15D 7W-120V | 6.6559
| XVBL1B8 | BAL AMAR LED 24V | 172.3767
| K30C003AP | COMUT INT 1P+Z 3P 32A | 59.946
| ZBE201 | CONT 1 NA AV | 9.1258
| ZB4BW343S | CAB BOT FAC LUM VERM ESTR | 11.7729
| XALD05H7 | BOTON VAZIA P- 5B | 37.7701
| 9001KR24G | CAB BOT CDG 35MM IMP VERD | 32.9765
| XVBL0G4 | BAL LUM VERM LED 120V | 110.3728
| XACD22P2121 | BOTON PENDENTE | 258.118
| 9001KP5R9 | SIN BA9S TR 380V VERM | 81.3555
| XVMZ02T | SUP AL 250MM | 14.4303
| 9001KS11K1R | CAB BOT ROT CHAV 2 POS FIX ESQ | 83.325
| K30F003UP | COMUT INV 2P+Z 3P 32A | 78.6096
| XACB125 | BOT. PEND. PARA 12 BOTOES | 135.2699
| XPEZ903 | DISPOSIT ENCRAVAM | 21.978
| ZB4BD29 | CAB BOT ROT 2 POS FIX | 14.7763
| ZB6AS834 | CAB BOT CAB COG VERM | 18.5133
| DL1CE130 | LAMP INC BA9S 130V | 10.1909
| XACA2153 | BOTON PENDENTE | 85.1913
| ZBA335 | CAPS SETA | 1.3802
| XAPA4100 | CX ISOL S-FUR | 96.8612
| XB4BK125B5 | BOT ROT LUM 2P AMAR NA+NF 24V | 44.7329
| XB4BVM6 | SIN LED AZ 230-240V | 28.428
| K30D002UP | COMUT INV 2P+Z 2POL 32A | 64.3956
| ZBY2111 | PORT ETIQ C- LEG EN SERVICE | 1.8025
| ZB4BVM6 | BL SIN LED AZUL 230-240V | 23.3398
| ZB2BY2968 | ETIQUETA FIGURIN ATRAS PV-GV | 1.3802
| ZB4BS52 | CAB COG PR 40MM | 26.9468
| ZB5CA6939 | CAB BOT R AZUL | 10.0878
| ZBY1912 | FOL LEG SETA CIRC | 2.6574
| ZB4BD48 | CAB BOT BASC 2 POS RET | 18.469
| ZB5AG0 | CAB BOT CHAV 3 POS FIX | 38.178
| 9001KS53FB | CAB BOT ROT 3 POS RET CENTR | 51.0757
| XALSZ1E | INT 2E/2S ASI | 186.3991
| ZB4BG710 | BOT CHAV 3 POS RET | 81.4565
| ZB5AD8 | CAB BOT ROT 3 POS RET | 13.0088
| ZB6ZB11B | BL LUM NA LED BRANC 12-24V | 16.5438
| XVBL8G4 | BAL LUM FLASH VERM 120V | 240.6224
| ZB4BW0G55 | BL LUM LED AMAR NA+NF 48-120V | 27.1611
| ZB5AG2D | BOT CHAV 2 POS FIX | 40.9858
| ZB5AK1533 | CAB BOT ROT LUM 3P VERDE | 23.0987
| ZB6AD48 | CAB BOT ROT 2 POS FIX VERM RED | 12.3826
| XACA4913 | BOTON PENDENTE | 187.6763
| ZB4BV18B1 | BL SIN LED INT BRANCO 24 V | 31.6107
| ZB4BVBG5 | BL SIN LED AMARELO 24-120V | 23.6591
| ZD5PA22 | CAB MANIP 2 DIR | 56.8344
| 9001KN202RP | ETIQ STOP | 1.8685
| XVBC2B3 | ELEM LUM LED VERD 24V | 80.2041
| XVLA124 | SINAL LED 8MM 12V VERM | 9.7768
| K10F027MCH | COMUT VOLT 6P+Z 10A | 54.9505
| XB4BW34G5 | BOT LUM VERM NA+NF LED 48-120V | 37.7701
| XB5AW33G5 | BOT LUM VERD NA+NF LED 48-120V | 35.5062
| 9001KP40R9 | CAB SIN BA9S VERM | 19.943
| ZB4BZ66 | TAMP PROT BOT AZUL | 22.8866
| XVBL0M7 | BAL LUM INCOL LED 230VCA | 134.4108
| DL1BKM1 | LAMP INT BA15D LED BR 230V | 110.5849
| ZB5AVBG3 | BL SIN LED VERDE 24-120V | 22.593
| K1C003NCH | COM UNIP 3P 12A | 27.4804
| 9001KP38LWW9 | SIN LED 120VCA/CC BRANC | 87.1731
| ZB4BA234 | CAB BOT FACE STOP | 7.9619
| ZB4BS12 | CAB COG CH PRET 40MM | 42.5513
| XACA2913 | BOTON PENDENTE | 114.5772
| XE2SP4151 | CONT NA+NF PARA XPE | 12.9234
| ZB4BP2S | CAB BOT PROT SILIC COLOR PRETA | 12.9471
| K1E005QCH | COM UNIP 5P+ 12A | 31.6107
| XVBC5B6 | ELEM LUM INT LED AZUL 24V | 148.3488
| XD5PA12 | MAN 2 DIR FIX | 69.972
| ZB5AW0G33 | BL LUM LED VERD 2NA 48-120V | 26.0508
| XVBL1B5 | BAL LUM INT LAR LED 24V | 172.3767
| 9001KS46FB | CAB BOT ROT MAN LONG PR 3 POS FIX | 32.9765
| ZD4PA14 | CAB MANIP 4 DIR | 73.3051
| ZB5AR5 | CAB COG 60MM AMARELO | 24.0279
| 9001KS43BH2 | BOT ROT MAN CURT 3 POS FIX 2NA-NF | 80.0021
| K1H008Q | BL COMUT 12A 8 POS+Z UNIP | 29.8082
| 9001KR5B | CAB BOT CDG PRET 57MM | 30.4818
| XB7EV04BP | SIN LED VERM 24V | 7.8073
| ZB6EB4A | LED 12-24V CA-CC VERM P- CI | 11.3423
| XB4BW31G5 | BOT LUM FAC BR NA+NF LED 48-120VCA | 37.7701
| 9001KR25BH13 | BOT CAB COG IMP VERM 57MM NA-NF | 52.9543
| ZBV18B3 | LED INTERM 24VCA-CC VERD | 27.3609
| ZBZM156 | BL TESTE SIN DP C- LED 48-230VCA | 9.2288
| XPER310 | INT PED 1 POS NA+NF LAR | 192.474
| XB7EV03BP | SIN LED VERD 24V | 7.8073
| ZB6EM4B | LED VERM 230-240V | 22.9876
| XALG04 | BOTON VAZIA IP69K P- 4UNIDS | 38.6147
| XACA47131 | BOT PEND 4BOT ENCR NA CORTE EMERG | 185.2352
| ZB5AW563 | BOT FAC LED AZ C- PROT SIL TR | 11.1384
| 9001KP35LGG31 | SIN LED BA9S 24VCA-CC VERD | 80.1031
| XKZA15022 | POTENCIOMETRO P-COMBIN | 335.5637
| ZB5AVJ4 | BL SIN LED VERM 12V | 12.393
| ZB4BP6S | CAB BOT PROT SILIC COLOR AZUL | 12.9471
| K2B1002HCH | INTER BIP 20A | 28.119
| XVBC8G3 | ELEM LUM FLASH VERDE 120V | 231.5728
| XALE1333 | BOTON 1 BOT ROT 3POS FIX 2NA | 16.1297
| K1H014NCH | COM BIP 4P 12A | 40.9528
| ZBZG156 | BL TESTE SIN SP 12-120VCC-CA | 8.954
| XVBC8G5 | EL LUM FLASH 10J LAR 120VCA | 227.8257
| XACB913 | EMB PROT | 20.4764
| ZB4BG412 | CAB BOT CHAV N 421 2 POS FIX | 73.2351
| ZB4BW0M55 | BL LUM LED AMAR NA+NF 230-240V | 33.2072
| ZB6AE3 | CAB BOT LUM SAL VERD RED | 9.515
| ZB6AGB | CAB BOT ROT CH 2 POS FIX RED | 34.744
| ZB6DA2 | CAB BOT FACE PRET RECT | 9.174
| 9001K2L35LRRH13 | BOT LUM VERM 24VCA/CC LED NA/NF | 98.9295
| 9001KP36A9 | SIN BA9S 48V AMB | 60.8626
| XVLA345 | SINAL LED 48V LARANJA | 13.837
| ZB5AZ1055 | CORP BL CONT NA+NF TERM MOL | 12.291
| ZB5AZ022 | KIT MONTAGEM EMBUTIDA XB5 COM & BOT SIN | 8.9352
| ZB4BZ021 | KIT MONTAGEM EMBUTIDA XB4 BOT e SIN | 12.2055
| ZB5AG620 | CAB BOT CHAV3131A 2 POS RET D/ESQ | 73.7603
| XB7NS8442 | BOT PAR EMERG 40MM VERM NF | 24.0279
| DL1BDG6 | LAMP BA15D LED AZ 120V | 74.6895
| ZB5AW753 | CAB BOT COG LUM AM | 34.8551
| ZB2BY4909 | ETIQUETA C/FIGURA | 1.3802
| ZB4BK1213 | CAB BOT ROT LUM 2P BRANCO | 23.1997
| ZB5AV013 | CAB SIN LED BRANCO | 4.9368
| ZB6AV4 | CAB SIN VERM RED | 5.1005
| DL1CE024NSP | LAMP INC BA9S 24V | 1.3534
| XAPE904 | PROT TRAS XAPE304 | 15.3882
| ZB2BE101 | CONT NA | 7.004
| ZB5AV04 | CABEZA PILOTO LUM.ROJO | 5.0388
| ZBY2126 | PORT ETIQ C- LEG SOUS TENSION | 1.8025
| XALD05 | BOTON VAZIA P- 5B | 34.3711
| XB4BVG1 | SIN LED BRAN 48-120V | 23.5561
| XENT1991 | INTERRUPTOR TRIP | 52.4064
| XVLA144 | SINAL LED 8mm 48V | 9.7768
| ZA2BD5 | **CABECA B/ROTATIVO | 14.3273
| ZB4BVB4 | BL SIN LED VERM 24V | 12.2055
| ZB4BVG1 | BL SIN LED BRANCO 48-120V | 17.1907
| ZB6AV1 | CAB SIN BRANC RED | 5.1005
| ZB6E2B | CONT ADIC NF | 4.6864
| XENC1131 | BLOCO CONTACTOS NA+NA | 19.712
| XESB2011 | ELEMENTO CONTACTO | 14.6363
| XAPM1202 | CX MET 2 FUR | 41.9107
| ZB5AW0M15 | BL LUM LED BR NA+NF 230-240V | 32.0484
| XACB1215 | CAJA COLGANTE 12 AGUJEROS | 140.2551
| XACA08 | BOTON VAZIA P- 8 BOT | 71.9249
| ZB4BS944 | CAB COG CH VERM 40MM | 41.2989
| XVBL4B4 | BAL LUM INT VERM 24VCA-24-48VCC | 119.3214
| ZB4BK1233 | CAB BOT ROT LUM 2P VERDE | 23.1997
| XAPM2504 | CX MET 4 FUR | 66.9397
| ZB4BK1713 | CAB BOT ROT LUM 3P BRANCO | 25.0682
| ZB6AW0 | CAB BOT LUM FACE S- CAPS RED | 7.4942
| DL1BLM | LAMP BA15D 10W-230V | 4.873
| ZB5AK1233 | CAB BOT ROT LUM 2P VERDE | 20.907
| XAPM3206 | CX MET 6 FUR | 72.5635
| DL1BLG | **LAMP BA15D 10W-120V | 7.5952
| ZB5AW0B35 | BL LUM LED VERD NA+NF 24V | 21.012
| XB5AW35G5 | BOT LUM FAC AMAR NA+NF LED 48/120VCA | 35.5062
| DL2EKM4SB | LAMP LED-INT SB VERM 230VCA | 29.6536
| XVMB2R6AGSSB | C3 EL+B 24V LED R-F/O/G TUBAL | 217.8368
| XALFKT64441 | BOTON COL 2NF PAR EMERG C/ PROT | 51.7678
| ZB4BA73133 | CAB BOT TRIP VERD-VERD-STOP | 24.4521
| ZB4BW7A9 | CAB BOT DUPL FACE+VIS SIN S- CAPS | 15.6045
| ZB5AA791 | CAB BOT TRIP S- CAPS | 18.3113
| 9001KM38 | BL LUM 24V BA9S | 54.7218
| K115K006YP | COMUT INV EST TR 4P+Z 3POL 115A | 370.4704
| ZB6AF5 | CAB BOT LUM FACE RET AM RED | 9.1506
| XVMC21 | BAS+TAMP S- BUZ | 18.8264
| ZD5PA203 | CORP MANIP 4 DIR | 22.77
| ZBVB65 | LED 24V CA-CC AZUL TERM MOL | 9.4348
| 9001KS43FBH13 | BOT ROT MAN LONG 3 POS FIX NA/NF | 58.4689
| ZB5AZ106 | BL CONT NA AV+NF RET | 15.5035
| 9001KR1RH6 | BOT IMP FAC VERM NF | 27.874
| XALE1W1M | BOTON MUR 1 BOT LUM VERD NA 230VCA | 17.6851
| XB6EAD222P | BOT ROT 2 POS FIX 2NF-NA | 16.4327
| XB7EV05GP | SIN LED AMAR 120VCA | 8.8476
| K1M024NX | BLOC COMUT | 47.1019
| XPEB510 | PEDAL PLAST 1 POS AZUL 1NF+NA | 75.229
| XPEY310 | PEDAL PLASTICO 1 POS AMAR NF+NA | 52.428
| XACA48141 | BOT PEND 4BOT ENCR NA+NF PAR EMERG | 197.2244
| ZB5SZ70 | TAMP PROT BIOMETR | 8.0886
| ZBA7237 | CAPS PRET MARC I BR P/ BOT DUPL/TRIP | 2.7336
| 9001KYSS2 | CX 30MM INOX | 178.3342
| K115F003UP | COMUT INV 2P+Z TRIP 115A | 214.3018
| ZB4BS94420 | CAB COG CH VERM 40 | 56.4893
| XVLX08 | CH APERT 8MM | 4.4743
| XD2CC1113 | MANIP 4DIR | 161.458
| K150D004HP | COMUT INT 2P 4POL 150A | 309.3605
| 9001KP38G31 | SIN BA9S 120V VERD | 69.003
| XPEY510 | PEDAL PLAST 1 POS AMAR 1NF+NA | 54.213
| XPEB310 | PEDAL PLAST 1 POS AZUL 1NF+NA | 69.454
| K1Q034NZ4 | COMUT CHAV 4P TETRAP 12A | 241.1375
| DL1BKM3 | LAMP INT BA15D LED VERD 230V | 91.5464
| XALG05 | BOTON VAZIA IP69K P- 5UNIDS | 46.3603
| 9001KA3 | BL CONT NF | 8.723
| 9001KR8RH25 | BOT CDG 41MM VERM 3 POS 2NF | 59.9233
| XACA2914 | CAJA COLG. 2BT 2VELO+PE AFR. | 112.0331
| XVBC8E5 | EL LUM FLASH 10J LAR 48V | 233.7544
| 9001KN201 | ETIQ START | 1.8685
| 9001KN202 | ETIQ.STOP | 1.8685
| 9001KU2 | PROT BOT VERM | 11.8574
| K30H001YP | COMUT AR EST TR 2P+Z 3P 30A | 94.6364
| K50D002UP | COMUT INV 2P+Z 2P 50A | 89.0126
| ZB4BV033S | CAB SIN LED VERD ESTR | 6.1491
| ZB4BV053S | CAB SIN LED AM ESTR | 6.1491
| ZB6Y007 | CHAVE RONIS | 6.6559
| K10F003UCH | COMUT INV 2P+Z 3P 10A | 50.9232
| K1B002ACH | COMUT INT 1P+Z 2P 10A | 24.823
| ZB5AW0B42 | BL LUM LED VERM NF 24V | 16.1772
| XY2AU2 | PUNHO VALID 3POS +1 NF+1NA SUPLE | 391.8738
| ZBE1013 | BL CONT 1 NA FAST | 7.9619
| XVBZ04A | BAS+TUB FIX 780MM ALUM | 39.9949
| XVBC6M8 | EL LUM FLASH 5J AM 230VCA | 155.7319
| XAWG310EX | BOTON PLAST ATEX 3 BOT NA+NF+NA | 365.2463
| ZB4BW663 | CAB BOT CAB COG LUM AZUL | 41.2989
| ZBA710 | PROT SILIC P/ BOT DUPL A FACE/SALIENTE | 6.688
| ZB4BA47 | BOT FACE VERM | 8.2709
| ZB4BV4D3 | BL SIN LED BA9S 230V VERDE | 60.5743
| XACB4913 | BOTON PEND 4B | 247.9313
| K2A001ACH | INTER UNIP 20A | 25.4616
| ZBY02303 | LEG 8x27 START | 1.1639
| DL1CD0064 | LAMP BA 9s LED VERM 12V | 24.7551
| K1D012UCH | COMUT INV 2P 2P 12A | 41.5914
| ZBVB33 | BL LUM LED VERD FAST 24VCA-CC | 11.3423
| ZB6YD20 | PORTA-ETIQ D16 T1-8x21 | 2.0806
| K10B001UCH | COMUT INV 2P+Z 1P 10A | 28.5413
| KBG3H | MAN 35MM COMUT MET C- ETIQ VIRG | 10.506
| KAC1H | CAB COMUT | 11.0313
| ZB5AD2 | CAB BOT ROT 2 POS FIX | 11.4546
| XKDZ921 | FOLE P-COMBINADOR | 26.169
| ZB4BW0G31 | BL LUM LED VERD NA 48-120V | 22.1759
| ZB5AV18B5 | BL SIN LED INT AMARELO 24 V | 28.152
| K1B001ULH | INV 1P 12A | 26.8418
| XEND2631 | ELEMENTO CONTACTO | 89.848
| ZB6DW4 | CAB BOT LUM FACE VERM RECT | 8.7365
| 9001K3L35LYAH13 | BOT LUM LED 24V AM NA-NF | 105.3834
| ZBVJ4 | LED 12V VERM | 10.0837
| ZB4BV18G1 | CORP COMPL SIN INTERM LED BR 120VCA | 36.6062
| XALD01 | BOTON VAZIA P- 1B | 13.2664
| XB4BW34B5 | BOT LUM VERM NA+NF LED 24V | 32.7849
| ZB4BG214 | CAB BOT CHAV N 520E 2 POS FIX | 73.2351
| ZB5AA334 | CAB BOT FACE SETA | 7.14
| ZBVBG5 | LED 24-120V AMARELO | 21.2201
| ZBA7134 | CAPS BR SETA PRET P/ CAB BOT DUPL/TRIP | 2.7604
| XD2GA8431 | MANIP 4D-2POS-2NA-DIR | 221.837
| ZB4BK1243 | CAB BOT ROT LUM 2P VERM | 23.1997
| ZB5AS52 | CAB COG PR 40MM | 24.4521
| ZB6DV5 | CAB SIN AMAR RECT | 5.555
| ZB6Y004 | LIG FASTON | 0.8282
| XAPM1201 | CX MET 1 FUR | 41.9107
| XB4BVB5 | SIN LED AMAR 24V | 17.2937
| XACA215 | BOTON PENDENTE | 80.6284
| XB5AVM6 | SIN LED AZ 230-240V | 26.7954
| XD2GA84217 | MANIP 4D-1POS-1NA-DIR | 143.781
| ZB6YB028 | LAMP INC 24V | 1.8685
| XPER511 | PEDAL LAR 2NA-NF | 215.6892
| ZB2BY2101 | ETIQUETA VIRGEM | 1.5965
| ZB4BA56 | CAB BOT ENCASTR AMARELO | 18.8799
| ZB4BD7 | CABEZA CONMUT. 3 POS. MANETA CORTA | 14.2511
| ZB4BG414 | CAB BOT CHAV N 520E 2 POS FIX | 73.2351
| ZB4BH6 | CAB BOT ENCR SAL AZUL | 16.9744
| ZB4BK1453 | CAB BOT ROT LUM 2P AMARELO | 24.6541
| XVBC4B5 | ELEM LUM INT LAR 24VCA-24-48VCC | 111.3121
| ZB4BG210 | CAB BOT CHAV N 458 2 POS FIX | 73.2351
| ZB6CA3 | CAB BOT FACE VERD QUAD | 8.4234
| ZB4BL5 | CAB BOT SAL AMARELO | 8.5902
| ZB4BW0G51 | BL LUM LED AMAR NA 48-120V | 22.1759
| ZB4BW15 | CAB BOT SAL LUM AMARELO | 11.2476
| ZB5AG4D | BOT CHAV 2POS FIX | 40.9858
| ZB5AZ905 | CHAVE APERTO ZB5 | 18.3113
| ZB6AW5 | CAB BOT LUM FACE AMAR RED | 8.7365
| ZB6CA4 | CAB BOT FACE VERM QUAD | 9.174
| ZB6CGB | CAB BOT ROT CH 2 POS FIX QUAD | 33.6027
| ZB6DD22 | CAB BOT ROT 2 POS FIX PR RECT | 12.3826
| ZB6DW6 | CAB BOT LUM FACE AZUL RECT | 8.7365
| ZB6YK5 | MAN BOT LUM ROT | 2.3937
| ZBVG4 | LED 48-120V VERM | 15.1719
| ZBY2113 | PORT ETIQ C- LEG OUVERTURE | 1.8025
| ZBY2146 | PORT ETIQ C- LEG C- LEG O | 1.8025
| ZBY2367 | PORT ETIQ C- LEG. OFF-ON | 1.8025
| ZBY5101 | ETIQ 18X27 | 1.1639
| XVBC35 | EL LUM LAR | 41.5914
| ZB4BV043 | CAB SIN LED VERM | 5.4075
| ZB5AP5 | CAB BOT AMAR PROT SILIC | 9.9858
| ZBZVG | LIMIT ENERG 120V | 6.6847
| ZBE1025 | CONT 1 NF TERM MOL | 5.4075
| ZB4BA68 | CAB BOT FACE TRANSP AZUL | 9.7644
| ZB4BW933 | CAB BOT AN LUM VERDE | 10.8253
| ZB6Y005 | OBTURADOR | 2.0806
| XD2GA8221 | MANIP 2D-1POS-1NA-DIR | 110.132
| XALD132 | BOTON 1 NA ARRET-MARCHE | 30.7661
| XAPE902 | PROTECCAO TRAS P/ XAPE302 | 8.4872
| XALK188F | BOTON PAR EMERG 2NF | 57.3916
| ZB4BW353 | CAB BOT FAC LUM AMARELO | 10.8253
| ZB5AC44 | CAB COG VERM 30MM | 16.7458
| ZB6CW5 | CAB BOT LUM FACE AMAR QUAD | 8.7365
| XVMB2RA5GSSB | COL 3 EL+B 24V LED SB VERM LAR-INT VERD | 173.316
| XVMG2RAGSB | C3 EL 120VCA LED R/O/G TUBAL | 147.2075
| DL2EDB6SB | LAMP LED PERMANENTE 24V AZUL | 19.6647
| ZB4BC280 | CAB BOT FACE PRET 37mm AMB SEV IP69K | 21.4343
| ZB4BA71115 | CAB BOT TRIP BRAN-PRET-STOP | 24.4521
| ZB4BL7341 | CAB BOT DUPL FACE I-SAL O | 16.7458
| ZBA7331 | CAPS VERD MARC I BR P- BOT DUPL-TRIP | 2.7604
| K50H004PP | CONMUTADOR DE 50 A | 150.8641
| K50H001YP | COMUT AR EST TR 2P+Z 3P 50A | 150.9671
| K30H004PP | COMUT ARRANC 2 VEL 2P+Z 3POL 32A | 91.3404
| K150F003UP | COMUT INT 2P+Z 3POL 150A | 391.4721
| XVMC33 | ELEM LUM VERD | 12.6957
| ZB5AT8643M | CAB COG 40MM VERM LUM | 26.9468
| K50K006YP | COMUT INV EST TR 4P+Z 3POL 50A | 177.7059
| ZB5AVJ6 | BL SIN LED AZ 12V | 12.393
| 9001KP38LRR31 | SIN LED BA9S 120VCA-CC VERM | 80.1031
| XD2GA82517 | MAN 2D-2POS-2NA-DIR | 157.828
| XB4BG41EX | BOT EX ROT C- CHAVE 2POS FIX NA | 110.2718
| XALE3255 | BOTON 2 BOT IMP+ BOT SAL 3NA-NF | 30.03
| XB6EAV6BP | SINAL LED 24VCC AZUL | 11.5443
| K1D009B | BL COMUT 12A BCD 9P+Z | 31.827
| K50E003WP | COMUT INV 2P+Z 3P 50A | 114.7935
| ZB5AW763 | CAB BOT LUM C- RET COG 40MM AZ LED INT | 34.8551
| ZBVB55 | LED 24V CA-CC AMAR TERM MOL | 9.4348
| ZB5AW743 | CAB BOT CAB COG LUM VERM | 34.8551
| XPEM5110D | INTERRUPTOR PE | 413.4162
| KAXZ1S161 | MAN COMUT CHAV | 19.6318
| ZBA7335 | CAPS VERD SETA BR P/CAB BOT DUPL/TRIP | 2.948
| 9001KR1RH13 | BOT IMP FAC VERM NA-NF | 35.574
| XPEB711 | PEDAL PLAST 2 POS AZUL 2NF+NA | 87.01
| 9001KR9R94H13 | BOT CDG 41MM RET NA-NF | 65.852
| XAWG198EX | BOT ATEX PAR EMERG | 228.0378
| 9001KR11UH1H1 | BOTS C- ENCRAV MEC | 84.5774
| 9001K2L38RH13 | BOT LUM VERM 120V NA-NF | 85.2036
| XVMB1RAGS | COL 3 ELEM+B 24V | 113.1806
| ZB5AA46 | BOT ENCASTR VERM | 16.9116
| XKBZ942 | CONJ ENCRAVAMENTO | 8.954
| XALD222E | BOTON 2 NA + 2 NF 2 SENT | 48.2761
| ZB4BW0M53 | BL LUM LED AMAR 2NA 230-240V | 33.2072
| ZBA333 | CAPS START | 1.3802
| XACB081 | CX VAZIA P- 8 BOT | 94.1008
| ZB4BK1463 | CAB BOT ROT LUM 2P AZUL | 24.6541
| ZBY2H101 | ETIQ VE-PR VIRG | 1.4832
| XB4BW36M5 | BOT LUM AZUL NA+NF LED 230-240V | 44.1355
| XB4BVB3EX | SIN LUM EX VERD 24VCA-CC | 45.771
| XB5AVG1 | SIN LED BR 120V | 20.7978
| XVBC2G5 | ELEM LUM LED LAR 120VCA | 74.9016
| XACB219 | BOTON PEND 2 BOT | 161.4731
| XVLA235 | SINALISADOR LED LARANJA | 9.7768
| ZB5CW313 | CAB BOT FAC LED Q BRANCO | 13.255
| ZBVJ1 | LED 12V BR | 10.0837
| ZB5AC54 | CAB COG AMAR 30MM | 16.7458
| XVBC081 | TAMPA XVB | 6.4684
| XACB030 | CAIXA VAZIA P-3 | 70.1224
| XACA12 | BOTON VAZIA P- 12 BOT | 93.3592
| XVBL34 | BAL LUM VERM | 71.0803
| ZB4BZ101 | BL CONT 1 NA | 8.3842
| K50F013UP | COMUT INV 2P TRIP 50A | 122.3228
| ZBY2326 | PORT ETIQ C- LEG. POWER ON | 1.8025
| XB5AW35B5 | BOT LUM AMAR NA+NF LED 24V | 30.6816
| XVBC14 | ADAP LAT C- BUCIM | 5.3045
| XB7EV03MP | SIN LED VERD 230V | 13.5239
| XALD224 | BOTON NA+NF MARCHE-ARRET | 38.5117
| ZB4BW035 | BL LUM NA+NF TRANSF 110-120V | 49.543
| ZB5AV5D4 | BL SIN TRANSF 400V VERM | 54.315
| ZB6DW8 | BOT LUM FACE LA R | 8.7365
| XALK178E | BOTON PAR EMERG NA+NF | 41.9107
| XVDLS6B5 | **BAL LUM LARANJA MIN FLASH 24VCC | 146.4702
| ZB5AA131 | CAB BOT FACE I | 7.14
| ZB5AW0M31 | BL LUM LED VERD NA 230-240V | 27.1014
| ZBG455 | 2 CHAVES 455 | 16.5438
| XPEY311 | INT PED PLAST 1 POS 2x NA+NF AM | 64.4028
| XVBC4B6 | ELEM LUM INT AZUL 24VCA-24-48VCC | 111.3121
| ZB4BVJ6 | BL SIN LED AZUL 12V | 13.4724
| ZB5AW0B51 | BL LUM LED AMAR NA 24V | 16.1772
| XAWG100EX | BOTON PLAST ATEX 1 BOT VERD NA START | 216.634
| XALD1644 | BOTON CAB COG 40MM ETIQ PARADA | 31.6107
| ZBG520E | 2 CHAVES 520E | 19.1395
| ZBY2312 | PORT ETIQ C- LEG OFF | 1.8025
| ZB6CD25 | CAB BOT ROT 3 POS RET PR QUAD | 13.486
| XD2EL1111 | MANIP 8D-1OU 2 NA-NF-DIR | 160.545
| XVBL37 | BAL LUM INCOL | 71.0803
| XB5AW31G5 | BOT LUM BR NA+NF LED 48-120V | 35.5062
| XB5AW34G5 | BOT LUM VERM NA+NF LED 48-120V | 35.5062
| ZB5AA16 | CAB BOT ENCASTR BR | 16.9116
| ZB5AH02 | CAB BOT ENCR FACE PRETA | 12.914
| ZB5AW0B63 | BL LUM LED AZUL 2NA 24VCA-CC | 21.012
| ZB6DA1 | CAB BOT FACE BRANC RECT | 9.174
| ZB6YD001 | GUARDA PROT UNID RECT | 6.3428
| XPER711 | PEDAL LAR 2NA-NF | 230.2956
| ZB6AW6 | CAB BOT LUM FACE AZUL RED | 8.7365
| XB4BA921 | BOT REARME PRET | 24.9363
| ZB5AV03S | CAB SIN VERD ESTR | 5.5692
| 9001K71 | CAB MANIP 3 POS 2 DIR | 107.363
| 9001K3L7RH13 | BOT LUM BA9S TRANSF 230V VERM NF-NA | 105.3834
| XACD24P3111 | BOITE PENDANTE 2 BOUTONS | 257.9017
| XB6EAA22P | PULSADOR REDONDO NEGRO 2NANC | 14.0592
| 9001K1L35LGGH13 | BOUTON POUSSOIR LUMINEUX 30MM 24V ACDC | 138.673
| XVC1B3HK | COLONNES LUMINEUSES 100 MM | 566.5494
| XVUC46 | Elemento luminoso int. LED XVU Azul | 93.3798
| 9001KS25B | 30MM SELECTOR SWITCH 2 POSITION | 44.0057
| ZB4BG714 | CABEZA SEL. 3POS. C.LLAVE 520 | 80.2041
| ZBSP2 | Rigid transparent protection cover IP65/ | 17.1907
| XVC4B4 | COLONNES LUMINEUSES 40 MM | 163.4281
| XAPG24 | BOITIER METALLIQUE GRIS | 69.387
| XB5KS2M4 | BESOURO LUM VERM CONT OU INTERM 230/240 | 106.6358
| ZB4BG04 | PUSHBUTTON | 95.4955
| ZBVB8 | YELLOW LED BLOCK SCREW 24V | 9.0228
| ZB2BY2305 | ETIQUETA 30X40 "FORWARD" | 2.1218
| ZB2BY2306 | ETIQUETA 30X40 "REVERSE" | 2.1218
| ZBA71 | CAPSULA BLANCA SIN MARCAR | 2.2032
| XB5EVB8 | SINAL LED MONOLITICO AMAR 24V ACDC | 13.7598
| XVUZ03 | SUPORTE MONTAGEM 2 PINOS PRETO | 37.2345
| K2C003ALH | INTER TRIP 20A | 30.3438
| ZB5FD2 | CAB SEL FLUSH PRETA 2 POS FIX | 14.6147
| XB5EVB1 | SINAL LED MONOLITICO BRANCO 24V ACDC | 13.5558
| ZB5FD704 | BOT ROT 3 POS. | 15.861
| XB5AS8442 | BOT COG VERM 40MM | 35.6833
| XB4BD912R100K | HEAD AND POTENTIOMETER R100K | 83.7081
| XB7NS8444 | SETA EMER. 40 GIR.2NA MONOBLOCK | 21.3312
| XACA6913 | CAJA COLG. 6BT 2VELO+PE | 275.1954
| XB4BVBG1EX | PILOTO LED BLANCO 24 120VAC | 51.7019
| XB4BVBG4EX | PILOTO LED ROJO 24 120VAC | 51.7019
| XVMB2RSWSB | BALIZA LUZ 24 VAC | 97.7882
| XB5DTGM2 | PANEL MOUNTED TIMER MONOFUNCTION 0,5S TO | 83.325
| XB5DTGM3 | PANEL MOUNTED TIMER MONOFUNCTION 3S TO 6 | 83.325
| XB5DTGM4 | PANEL MOUNTED TIMER MONOFUNCTION 0,5 MIN | 83.325
| XB5DTGM5 | PANEL MOUNTED TIMER MONOFUNCTION 3 MIN T | 83.325
| XB5DTB23 | PANEL MOUNTED TIMER MONOFUNCTION 3S TO 6 | 69.488
| XB4BD25 | BOTON GIRATORIO | 26.1085
| XVUZ04 | Base de montaje directo 4 tala., Negro | 36.7092
| XVMM2RSWSB | Baliza luminosa /led/rojo a 230vac | 126.0884
| ZB4BWCUST01 | white projecting illuminated pushbutton | 16.2996
| ZB4BWCUST02 | white projecting illuminated pushbutton | 17.34
| ZB4BWCUST04 | white flush illuminated pushbutton head | 17.9112
| ZB4BWCUST05 | white flush illuminated pushbutton head | 19.0026
| ZB4BWCUST07 | white flush illuminated pushbutton head | 21.5832
| ZB4BWCUST08 | green flush illuminated pushbutton head | 22.95
| ZB4FACUST01 | FLUSH MOUNTED WHITE FLUSH CAPS PUSHBUTTO | 10.1694
| ZB4FACUST02 | FLUSH MOUNTED GREEN FLUSH CAPS PUSHBUTTO | 13.0662
| ZB4FDCUST01 | FLUSH MOUNTED BLACK SELECTOR SWITCH HEAD | 18.2478
| ZB4FHCUST01 | FLUSH MOUNTED WHITE FLUSH CAPS ILLUM PUS | 41.7078
| ZB4FHCUST02 | FLUSH MOUNTED WHITE PROJECTING PUSHBUTTO | 38.1684
| ZB4FHCUST03 | FLUSH MOUNTED WHITE PROJECTING ILLUM PUS | 42.8706
| ZB4FKCUST01 | FLUSH MOUNTED WHITE ILLUM SELECTOR SWITC | 64.5048
| ZB4FLCUST01 | FLUSH MOUNTED WHITE PROJECTING PUSHBUTTO | 14.0046
| ZB4FLCUST02 | FLUSH MOUNTED BLACK PROJECTING PUSHBUTTO | 16.0752
| ZB4FVCUST01 | FLUSH MOUNTED WHITE PILOT LIGHT HEAD FOR | 9.792
| ZB4FWCUST01 | FLUSH MOUNTED WHITE PROJECTING ILLUM PUS | 18.3396
| ZB4FWCUST02 | FLUSH MOUNTED WHITE FLUSH CAPS ILLUM PUS | 20.0532
| ZB5AACUST01 | white flush pushbutton head Ø22 spring r | 8.925
| ZB5AACUST03 | white recessed pushbutton head Ø22 sprin | 27.1524
| ZB5AHCUST01 | white flush pushbutton head Ø22 push-pus | 30.4062
| ZB5AHCUST02 | white flush illuminated pushbutton head | 37.5054
| ZB5AHCUST04 | white flush illuminated pushbutton head | 32.7522
| ZB5AHCUST07 | white projecting pushbutton head Ø22 pus | 33.0684
| ZB5AHCUST08 | white projecting illuminated pushbutton | 40.137
| ZB5ALCUST01 | white projecting pushbutton head Ø22 spr | 11.8728
| ZB5APCUST01 | white projecting pushbutton head Ø22 spr | 18.6558
| ZB5AVCUST01 | white pilot light head Ø22 plain lens fo | 8.5272
| ZB5AWCUST01 | white projecting illuminated pushbutton | 21.5628
| ZB5AWCUST03 | green projecting illuminated pushbutton | 24.2658
| ZB5AWCUST05 | white flush illuminated pushbutton head | 17.3298
| ZB5AWCUST07 | white flush illuminated pushbutton head | 20.3898
| K1D002ULH | CONMUTADOR COMPLETO MULTIFIJACION | 41.5914
| ZB4BJ291 | BOUTON TOURN.CADENASSABLE | 55.1359
| XVUC45 | Elemento luminoso int. LED XVU Naranja | 56.3307
| XVMB2RAGWSB | BALIZA 45MM | 129.9365
| XB4BACUST02 | non-illuminated black flush momentary pu | 28.5192
| XB4BVCUST01 | white complete pilot light Ø22 plain len | 98.5116
| XB4BVCUST02 | white complete pilot light Ø22 plain len | 19.278
| XB4BVCUST03 | white complete pilot light Ø22 plain len | 24.5922
| XB4BVCUST04 | white complete pilot light Ø22 plain len | 38.0154
| XB4BWCUST03 | white flush complete illum pushbutton Ø2 | 48.4296
| XB4BWCUST04 | white flush complete illum pushbutton Ø2 | 50.1636
| XB4BWCUST05 | white flush complete illum pushbutton Ø2 | 58.6398
| XB4FACUST01 | FLUSH MOUNTED P B,WHITE,1N O,SPRING RETU | 24.6534
| XB4FDCUST01 | FLUSH MOUNTED SELECTOR SWITCH 2 POS STAY | 32.3646
| XB4FKCUST01 | FLUSH MOUNTED GREEN ILLUM SELECTOR SW. 2 | 98.9298
| XB4FKCUST02 | FLUSH MOUNTED GREEN ILLUM SELECTOR SWITC | 114.801
| XB4FLCUST01 | FLUSH MOUNTED RED PROJECTING PUSHBUTTON | 28.305
| XB4FVCUST01 | FLUSH MOUNTED WHITE PILOT LIGHT WITH INT | 27.5502
| XB4FVCUST02 | FLUSH MOUNTED WHITE PILOT LIGHT WITH INT | 42.5748
| XB4FWCUST01 | FLUSH MOUNTED WHITE FLUSH CAPS ILLUM PUS | 65.6676
| XB4FWCUST02 | FLUSH MOUNTED WHITE FLUSH CAPS ILLUM PUS | 54.6516
| XB4FWCUST03 | FLUSH MOUNTED WHITE FLUSH CAPS ILLUM PUS | 56.1816
| XB5AACUST01 | white projecting complete push-button Di | 21.0834
| XB5AACUST03 | red projecting complete push-button Diam | 20.3082
| XB5AACUST04 | white flush complete pushbutton Ø22 spri | 24.7044
| ZB5FACUST01 | flush mounted white flush caps pushbutto | 9.4554
| ZB5FACUST05 | flush mounted white flush caps pushbutto | 17.5032
| ZB5FACUST07 | flush mounted black pushbutton head rece | 28.662
| ZB5FDCUST01 | flush mounted black selector switch head | 17.2278
| ZB5FDCUST02 | flush mounted white selector switch head | 17.391
| ZB5FHCUST01 | FLUSH MOUNTED WHITE FLUSH CAPS ILLUM PUS | 39.7494
| ZB5FHCUST04 | FLUSH MOUNTED GREEN FLUSH CAPS PUSHBUTTO | 32.2218
| ZB5FJCUST01 | flush mounted black selector switch head | 18.9618
| ZB5FKCUST01 | flush mounted white illuminated selector | 60.0066
| ZB5FLCUST01 | flush mounted white projecting pushbutto | 12.5868
| ZB5FVCUST01 | flush mounted white pilot light head for | 9.0474
| ZB5FWCUST01 | FLUSH MOUNTED WHITE PROJECTING ILLUM PUS | 22.8582
| ZB5FWCUST03 | flush mounted white flush caps illuminat | 18.3702
| ZB5FA2 | CABEZA PULS.FLUSH NEGRO | 8.109
| XB5ALCUST01 | red projecting complete pushbutton Ø22 s | 24.3474
| XB5APCUST01 | black projecting complete pushbutton Ø22 | 27.7236
| XB5AVCUST01 | white complete pilot light Ø22 plain len | 64.7496
| XB5AVCUST02 | white complete pilot light Ø22 plain len | 19.0332
| XB5AVCUST03 | white complete pilot light Ø22 plain len | 24.3474
| XB5AVCUST04 | white complete pilot light Ø22 plain len | 25.8264
| XB5AVCUST05 | white complete pilot light Ø22 plain len | 37.383
| ZBY21CUST02 | legend holder 30 x 40 mm with legend 8 x | 3.4272
| ZBY61CUST01 | legend holder 30 x 50 mm with legend 18 | 4.6308
| ZBYF2CUST01 | legend holder 30 x 40 mm for flush mount | 3.4374
| ZBYFPCUST01 | LEGEND PLATE 30 x 40 1 ROW WITH BLANK LA | 4.5594
| ZBYLECUST01 | LEGEND PANEL 100 x 100 empty | 34.8432
| ZBYLECUST02 | LEGEND PANEL 200 x 100 empty | 55.743
| ZBYLECUST03 | LEGEND PANEL 300 x 100 empty | 83.6094
| ZBYLECUST04 | LEGEND PANEL 300 x 200 empty | 162.5778
| ZBYLECUST05 | LEGEND PANEL 300 x 300 empty | 243.8718
| ZBYLECUST06 | LEGEND PANEL 300 x 400 empty | 325.1556
| ZBYLECUST07 | LEGEND PANEL 400 x 100 empty | 110.3232
| ZBYLECUST08 | LEGEND PANEL 400 x 200 empty | 220.6464
| ZBYLECUST09 | LEGEND PANEL 500 x 100 empty | 139.3524
| ZBYLECUST10 | LEGEND PANEL 500 x 200 empty | 274.0638
| ZBYLECUST11 | LEGEND PANEL 500 x 300 empty | 406.4496
| ZBYLECUST12 | LEGEND PANEL 500 x 400 empty | 485.4078
| ZBYM2CUST01 | LEGEND PLATE 30 x 40 1 ROW WITH BLANK LA | 4.5594
| ZBYP2CUST01 | LEGEND PLATE 30 x 40 1 ROW WITH BLANK LA | 4.5594
| ZB4BACUST01 | white flush pushbutton head Ø22 spring r | 9.078
| ZB4BACUST02 | white recessed pushbutton head Ø22 sprin | 27.6216
| ZB4BHCUST01 | white flush pushbutton head Ø22 push-pus | 31.0896
| ZB4BHCUST02 | white flush illuminated pushbutton head | 37.23
| ZB4BHCUST03 | white projecting pushbutton head Ø22 pus | 34.0782
| ZB4BHCUST04 | white projecting illuminated pushbutton | 38.2806
| ZB4BLCUST01 | white projecting pushbutton head Ø22 spr | 12.5052
| ZB4BPCUST01 | white projecting pushbutton head Ø22 spr | 20.0532
| ZB4BVCUST01 | white pilot light head Ø22 plain lens fo | 8.7414
| XVBC5M7 | ELE.LUM.INT.PRO.LED 230V INCOL | 152.0959
| XB5KS2G4 | ZUMBADOR LUM.ROJO CONT. ó INT.110/120V A | 117.3418
| ZB5RTA331 | cabeza-emisor ZB5R, tapa verde marcada I | 89.5668
| ZBRM21A0 | Botonera portátil con 1 emisor ZBRT1 | 168.0135
| ZB4SZ37 | TAPON OBTURADOR D22 METAL NEGRO | 5.459
| ZB5AW383 | ZB5 YELLOW ILLUM. LED PUSH BUT. FLUSH | 9.8736
| XB5EVM1 | MONOLITHIC LED PILOT LIGHT, WHITE, 230V | 20.2776
| ZB5FA1 | CABEZA PULS.FLUSH BLANCO | 8.109
| XB4BACUST01 | BOUTON POUSSOIR BLANC AFFLEURANT 1NO VI | 21.063
| ZB4BW383 | CABEZA PULS.LUM.AMARILLO LED | 10.8253
| ZB4BT844 | TETE ARRET D URGENCE TRIGGER ROUGE POUSS | 33.0775
| ZBZ110 | PLACA P.TIERRA CON TORNILLO TIERRA | 6.901
| ZB5AA7213 | PLASTIC DOUBLE HEADED PUSHBUTTONS | 13.4229
| ZB5FA4 | CABEZA PULS. FLUSH ROJO | 8.109
| XVMB2RGHSB | 2 NIVEL SIN/ZUMBADOR LAMP.LED 24V R-V | 81.6686
| ZB4BG4F015 | TETE BOUTON TOURNANT A CL | 40.5717
| XB6AW3B1B | PULS.LUM.RAS."NA" VERDE | 36.8246
| XB6AW4B2B | PULS.LUM.RAS."NC" ROJO | 36.8246
| ZB5FL5 | CABEZA PULS.FLUSH SALIENTE AMARILLO | 10.7712
| ZB4RTA2 | cabeza-emisor ZB4R, tapa negra sin marca | 98.23
| ZB4RTA6 | cabeza-emisor ZB4R, tapa azul sin marcad | 90.193
| ZB5RTA432 | cabeza-emisor ZB5R, tapa roja marcada O | 97.548
| XB5AS86449B4 | RED ILLUMINATED EMERGENCY STOP TTR 40MM | 94.3542
| XVMB2RAGBSHSB | 4 NIVEL CON/ZUMBADOR LAMP.LED 24V R-N-V- | 198.1822
| XVMB2RSHSB | 1 NIVEL CON/ZUMBADOR LAMP.LED 24V-R- | 93.2129
| XB6CF1B5B | PULS.LUM.RAS."NA+NC" BLANCO | 38.178
| XY2SB75 | MANDO BIMANUAL SIN BORNERO | 456.1746
| XALK178GTH26 | EMERGENCY STOP CONT. BOX | 47.2152
| XB5EV57L4 | 3 PHASES VOLTAGE INDICATOR PILOT LIGHT W | 157.0853
| XB5KS2B8 | ZUMBADOR LUM.AMAR.CONT. ó INT.24V AC/DC | 99.2426
| XB5KS2G8 | ZUMBADOR LUM.AMAR.CONT. ó INT.110/120V A | 117.3418
| XB5KS2M8 | ZUMBADOR LUM.AMAR.CONT. ó INT.230/240V A | 106.6358
| XBH1AA0G4 | DIGITAL PANEL METER GREEN LED DISPLAY | 135.96
| XBH1AA0R4 | DISPLAY DIGITAL LED ROJO | 124.836
| ZB4FA1 | CABEZA PULS.FLUSH BLANCO | 9.1258
| ZB4FA2 | CABEZA PULS.FLUSH NEGRO | 9.1258
| ZB4FA3 | CABEZA PULS.FLUSH VERDE | 9.1258
| ZB4FA4 | CABEZA PULS. FLUSH ROJO | 9.1258
| ZB4FA5 | CABEZA PULS. FLUSH AMARILLO | 9.1258
| ZB4FA6 | CABEZA PULS.FLUSH AZUL | 9.1258
| ZB4FD2 | CABEZA SEL.FLUSH NEGRA 2 POS.FIJAS | 16.3667
| ZB4FD3 | CABEZA SEL.FLUSH NEGRA 3 POS.FIJAS | 16.8096
| ZB4FD4 | CABEZA SEL.FLUSH NEGRA 2 POS.RETORN.IZQ. | 23.6385
| ZB4FD5 | CABEZA SEL.FLUSH NEGRA 3 POS.RETORN.CEN. | 23.6385
| ZB4FV013 | CABEZA PIL.FLUSH LUM.BLANCO LED | 8.7859
| ZB4FV033 | CABEZA PIL.FLUSH LUM.VERDE LED | 8.7859
| ZB4FV043 | CABEZA PIL.FLUSH LUM.ROJO LED | 8.7859
| ZB4FV053 | CABEZA PIL.FLUSH LUM.NARANJA LED | 8.7859
| ZB4FV063 | CABEZA PIL.FLUSH LUM.AZUL LED | 8.7859
| ZB4FV083 | CABEZA PIL.FLUSH LUM.AMARILLO LED | 8.7859
| ZB4FW313 | CABEZA PULS.FLUSH LUM.BLANCO LED | 17.9941
| ZB4FW333 | CABEZA PULS.FLUSH LUM.VERDE LED | 17.9941
| ZB4FW343 | CABEZA PULS.FLUSH LUM.ROJO LED | 17.9941
| ZB4FW353 | CABEZA PULS.FLUSH LUM.NARANJA LED | 17.9941
| ZB4FW363 | CABEZA PULS.FLUSH LUM.AZUL LED | 17.9941
| ZB4FW383 | CABEZA PULS.FLUSH LUM.AMARILLO LED | 17.9941
| ZB5AS84W2B | ILLUMINATED EMERGENCY STOP TTR HEAD | 56.459
| ZB5AS84W2G | ILLUMINATED EMERGENCY STOP TTR HEAD | 57.9336
| ZB5AS84W2M | ILLUMINATED EMERGENCY STOP TTR HEAD | 68.5588
| ZB5AS84W3B | ILLUMINATED EMERGENCY STOP TTR HEAD | 65.0541
| ZB5FA3 | CABEZA PULS.FLUSH VERDE | 8.109
| ZB5FA5 | CABEZA PULS. FLUSH AMARILLO | 8.109
| ZB5FA6 | CABEZA PULS.FLUSH AZUL | 8.109
| ZB5FD3 | CABEZA SEL.FLUSH NEGRA 3 POS.FIJAS | 14.6147
| ZB5FD4 | CABEZA SEL.FLUSH NEGRA 2 POS.RETORN.IZQ. | 20.8794
| ZB5FD5 | CABEZA SEL.FLUSH NEGRA 3 POS.RETORN.CEN. | 20.8794
| ZB5FV013 | CABEZA PIL.FLUSH LUM.BLANCO LED | 7.8846
| ZB5FV053 | CABEZA PIL.FLUSH LUM.NARANJA LED | 7.8846
| ZB5FV063 | CABEZA PIL.FLUSH LUM.AZUL LED | 7.8846
| ZB5FW313 | CABEZA PULS.FLUSH LUM.BLANCO LED | 15.7692
| ZB5FW333 | CABEZA PULS.FLUSH LUM.VERDE LED | 15.7692
| ZB5FW343 | CABEZA PULS.FLUSH LUM.ROJO LED | 15.7692
| ZB5FW353 | CABEZA PULS.FLUSH LUM.NARANJA LED | 15.7692
| ZB5FW363 | CABEZA PULS.FLUSH LUM.AZUL LED | 15.7692
| ZB5FW383 | CABEZA PULS.FLUSH LUM.AMARILLO LED | 15.7692
| ZBSP3 | METAL PROTECTION COVER IP65/IP67/IP69K | 79.6314
| ZBY9W2B330 | ILL. RING MARKED 24V 1 COLOR | 30.2614
| ZBY9W2G330 | ILL. RING MARKED 120V 1 COLOR | 31.7652
| ZBY9W2M330 | ILL. RING MARKED 230V 1 COLOR | 42.5905
| ZBY9W3B330 | ILL. RING MARKED 24V 2 COLORS | 39.0164
| 9001SKR16H13 | 30MM PUSHBUTTON | 59.1961
| XB4BV5B3 | GREEN PILOT LIGHT WITH INTEGRAL LED 400V | 89.3319
| XB4BV5B4 | RED PILOT LIGHT WITH INTEGRAL LED 400V A | 89.3319
| XB4BV5B5 | ORANGE PILOT LIGHT INTEGRAL LED 400V AC | 83.1725
| ZB5FK1533 | CABEZA SEL.FLUSH LUM.VERDE 3 POS.RETORN. | 69.387
| ZB4BJ27 | selector operating head | 19.6318
| XVMB2RAGSHSB | 3 NIVEL CON/ZUMBADOR LAMP.LED 24V R-N-V | 167.0742
| K1D004A | CONMUT. INTERR. 45u 4P 12A | 28.5413
| XALEK1 | CAJA VACIA XALE 1 TALADRO AMARILLA | 7.8073
| XB4BV5B1 | VOYANT BLANC A DEL INTEGREE 400V AC VIS | 89.3319
| KBE1H | CABEZA CONMU. FIJACION D22 | 10.8253
| XB5DTB24 | PANEL MOUNTED TIMER MONOFUNCTION 0,5 MIN | 69.488
| ZB4BV083 | XB4 YELLOW PILOT LIGHT PLAIN LENS | 5.4075
| ZB5FV033 | CABEZA PIL.FLUSH LUM.VERDE LED | 7.8846
| ZB5FV043 | CABEZA PIL.FLUSH LUM.ROJO LED | 7.8846
| ZB5FV083 | CABEZA PIL.FLUSH LUM.AMARILLO LED | 7.8846
| ZBY9PL30 | ETIQUETA "STOP AWARYJNY" 60MM. | 3.399
| ZB5AA56 | CABEZA PULS.REBAJ. AMARILLO | 16.9116
| ZBY9430M | ETIQUETA CIRCULAR 60MM 'PARADA DE EMERGE | 8.2194
| ZB4FH033 | CABEZA PULS.FLUSH LUM.VERDE LED PULSACIÓ | 37.3993
| ZB4FH063 | CABEZA PULS.FLUSH LUM.AZUL LED PULSACIÓN | 37.3993
| K1E005QLH | CONMUTADOR COMPLETO MULTIFIJACION | 36.7092
| XVUC9V | Elemento sonoro XVU (4 canales), Negro | 207.6459
| ZB2BY2004 | ETIQUETA S/TEXTO GRABAR TEXTO | 6.489
| ZB4BV4D1 | CORPS VOY.TRANSFO 230V | 60.5743
| XVBL6B5 | BAL LUM FLASH LAR 24V | 200.7779
| XALD115 | BOTON 1 NF O | 26.6255
| ZB4BZ141 | BL CONT NA+2NF | 18.1383
| ZB5CV003 | CAB SIN LED Q 5 COR | 10.2918
| XB4BP31EX | BOT EX VERD PROT TR NA | 45.9853
| XAPS11331N | BOT INVIOL 3 POS | 71.9928
| ZB4BV003 | CAB SIN LED 5 COR | 9.0228
| ZB5AG210 | BOT CHAV 2 POS FIX | 69.387
| ZB5AH04 | CAB BOT ENCR FACE VERM | 12.914
| ZB4BV18M5 | BL SIN LED INT AMARELO 230VCA | 37.1315
| ZB5AH013 | CAB BOT LUM ENCR FACE BRANCO | 18.1764
| ZB5CV013 | CAB SIN LED Q BRANCO | 7.48
| DL1BDB5 | LAMP BA15D LED LAR 24V | 57.783
| ZB4BR516 | CAB COG AMAR 60MM HEMISF. | 29.2294
| 9001K51 | OBTURADOR | 5.9287
| K2D002UCH | INV BIP 20A | 45.7217
| ZB2BE201 | CONT NA DECAL | 14.9556
| 9001KM1 | BL LUM TRANSF 120V BA9S | 78.8507
| K1E005NCH | COM UNIP 5P 12A | 31.3017
| XVBC2B6 | ELEM LUM LED AZUL 24V | 98.4144
| XALD324E | CAJA 3 PULS.BLANCO-ROJO-NEGRO | 67.5783
| XVBL1M5 | BAL LUM INT LAR LED 230V | 177.4772
| ZB4BS94412 | CAB COG CH VERM 40 | 56.4893
| ZB5AG612 | BOT CHAV 2 POS RET | 73.7603
| KDD1H | MAN COMUT | 10.712
| XACA2073 | BOTON PENDENTE | 77.662
| ZB6YD100 | CAPS.BR 0 | 1.4544
| XALD102E | BOTON NA+NF I | 29.0666
| ZB4BS72 | CAB COG CH PRETA 30MM | 50.0354
| DL1CD0065 | LAMP BA 9s LED AMAR 12V | 24.7551
| XB5AVG3 | SIN LED VERD 48-120V | 20.7978
| XVBL4B6 | BAL LUM INT AZUL 24VCA-24-48VCC | 119.3214
| K1K015NZ4 | COMUT CHAV 4P+Z 2P 12A | 201.5051
| ZB5AW0M43 | BL LUM LED VERM 2NA 230-240V | 32.0484
| XACA2814 | BOT PEND C- 2 BOT ENCR NA+NF PAR EMERG | 88.0547
| XVBC5B3 | ELEM LUM INT LED VERD 24V | 109.7567
| XACB9113 | CABECA BOT PRO | 3.9243
| XVMC29M | BAS+TAMP C- BUZ 230VCA | 66.4782
| ZB6AGL | CAB BOT ROT CH 2 POS RET RED | 33.6027
| K1D004N | BL COMUTADOR 4P 12A | 22.0626
| ZB6Y7330 | ZB6Y7330 ETIQ.-EMERGENCY STOP | 3.434
| XVBL4M8 | BAL LUM INT AMAR 48-230VCA | 120.5738
| ZB4BP4S | CAB BOT PROT SILIC COLOR VERM | 12.9471
| ZB5AVBG5 | BL SIN LED AMARELO 24-120V | 22.593
| XVBC8M5 | ELEM LUM FLASH LAR 230V | 191.7283
| ZB4BVBG6 | BL SIN LED AZUL 24-120V | 23.6591
| K1E005N | **BLOCO CONT. | 24.0814
| ZB4BG02K | CAB BOT ROT CHAV 2 POS FIX | 87.3852
| XALEK1702 | BOTON CORT EMERG NA+NF | 21.076
| XALE1 | **BOTON VAZIA P- 1UNID | 7.8073
| XPER529 | INT PED ANAL 2NA+2NF LAR | 447.304
| XALFP6003E | BOTON CAB PAR EMERG+4xIMP+ROT+TOM | 157.0132
| ZB4BZ65 | TAMP PROT BOT AMAR | 22.8866
| ZB5AS62 | CAB BOT COG ROD DES PR 60MM | 35.0571
| ZB5AW553 | CAB BOT FAC PROT SIL LUM AMARELO | 11.1384
| 9001KR3RH13 | BOT IMP SAL VERM NA/NF | 33.7037
| K1B1002HLH | COM INTER 1POS+Z 2P 12A FIX FRONT | 23.5561
| XACA68131 | BOTON PEND 6BOT+PAR EMERG | 273.2899
| ZB6EG5B | LED AMARELO 48/120V | 13.6249
| K1B006TCH | INV UNIP 12A | 26.8418
| XB4BA821 | BOT REARME PRET | 22.5982
| XACB2201 | BOTON PEND 2 BOT TRIP 3KW CDG | 238.4862
| 9001KP32G9 | SIN BA9S VERD 12VCA-CC | 60.8626
| K63E003WP | COMUT INV 2P+Z TRIP 63A | 123.2807
| K2B001UCH | INV UNIP 20A | 31.827
| ZB4BW453 | CAB BOT CAB COG LUM AMARELO | 29.5425
| ZBY2135 | SUP C- ETIQ DEFAUT 8X27MM | 1.8025
| ZB4BZ1045 | CORP BL CONT 2 NF TERM MOL | 13.5754
| XVBC2G6 | ELEM LUM LED AZUL 120V | 101.4343
| ZB5AK1433 | CAB BOT ROT LUM 2P VERDE | 22.6745
| XD2CC3330 | MANIPULADOR | 147.4
| ZB4BW7A1721 | CAB BOT DUPL FAC VERD I/VERM O+VIS SIN | 20.3919
| K1C003Q | BL COMUT 3P UNIP 12A FIX FRONT 22MM | 20.2601
| ZB4BV03 | CAB SIN VERDE | 5.3045
| ZB6AA4 | CAB BOT FACE VERM RED | 8.4234
| ZBY2313 | PORT ETIQ C- LEG.OPEN | 1.8025
| ZB5AW163 | CAB BOT LUM SAL AZ | 11.8728
| XACA6813 | BOTON PENDENTE | 217.7008
| KAA1SR | CABEZA CIRC.D29 MM. C-LLAVE | 39.3563
| XALK03 | BOTON VAZIA P- 3B | 23.3398
| 9001KR24RH13 | BOT CDG 35MM IMP NA-NF | 51.6009
| XB2SL32009 | CX POSTO CDO C | 255.0383
| KZ31 | SUP PERF DIN | 3.399
| ZB5AK1733 | CAB BOT ROT LUM 3P VERDE | 23.0987
| XPEB111 | PEDAL PLAST 1 POS AZUL 2NF+NA | 71.148
| 9001KR1R | CAB BOT IMP VERM | 16.7458
| K10C003QCH | COMUT 3P+Z 1P 10A | 33.4235
| XVBC5G5 | ELEM LAR LED 120V | 111.6252
| ZB2BY2308 | ETIQ GRAV DOWN | 2.1218
| K2B002ACH | COMUT INT 2P 1POS+Z 20A | 28.119
| ZB5AK1453 | CAB BOT ROT LUM 2P FIX AMAR | 22.6745
| XVBC6M6 | ELEM LUM FLASH AZUL 230V | 155.7319
| XVBC2M7 | ELEM LUM LED INCOL 230V | 101.4343
| XACD22P2111 | BOTON PENDENTE | 240.9273
| ZB4BA131 | CAB BOT FACE I | 7.9619
| K1B011UCH | COMUT INV 2POS 1P 12A | 29.1799
| XACA6714 | BOTON C-6 BOT + 1 PAR EM | 176.954
| ZB6AD26 | CAB BOT ROT 3 POS RET PR RED | 12.3826
| ZB6ZH05B | BL LUM NA+NF 3-24V | 16.1297
| ZB5AT84 | CAB COG VERM 40MM | 23.8259
| XVBC8B8 | ELEM LUM FLASH AMAR 24V | 231.5728
| ZB4BC64 | CAB COG AZUL 30MM | 18.5133
| ZB6EG3B | LED VERDE 48-120V | 13.938
| XALFK4001 | BOTON CAB PAR EMERG+2xIMP+ROT | 139.5135
| ZD4PA103 | BL CONT MAN 2D | 11.1446
| XACB3201 | BOTON PEND 2 BOT+PAR EMERG | 234.2426
| ZD4PA24 | CAB MANIP 4 DIR | 71.3996
| ZB5AW0M61 | BL LUM LED AZUL NA 230-240V | 27.1014
| ZB5AP1S | CAB BOT PROT SILIC COLOR BRANCA | 11.7708
| ZB6CE3 | CAB BOT LUM SAL VERD QUAD | 9.0496
| ZB5AH063 | CAB BOT LUM ENCR FACE AZUL | 18.1764
| ZB5AK1563 | CAB BOT ROT LUM 3P AZUL | 23.0987
| XACF0051 | BOT PEND S/ FUR C/ PROT | 1008.2773
| K50C003HP | COMUT INT 2P 3POL 50A | 90.1765
| 9001K3L38LRRH13 | BOT LUM LED 120V VERM NA-NF | 105.3834
| ZB5AW0B52 | BL LUM LED AMAR NF 24VCA-CC | 16.1772
| 9001K2L35RH13 | BOT LUM VERM 24VCA-CC NA-NF | 85.2036
| ZB5AZ1015 | CORP BL CONT 1 NA TERM MOL | 7.4562
| ZBG455P | 2 CHAV 455 C- PROT BORR | 19.6647
| XALE1011 | BOTON 1 BOT IMP VERD 1NA | 11.8574
| DL1CE130NSP | LAMP INC BA9S 130V | 2.7068
| XAWF310EX | BOTON MET EX 3BOT IMP NA+NF+NA | 458.1461
| ZB6CGT | CAB BOT ROT CH 3 POS RET QUAD | 33.6027
| 9001KS11BH2 | BOT ROT MAN CURT 2 POS FIX 2NA-NF | 80.0021
| KAXZ1S141 | MAN COMUT CHAV | 19.6318
| XPEY110 | PEDAL PLASTICO 1 POS AMAR 1NF+NA | 49.9086
| XVBL1G4 | BAL LUM INT VERM LED 120V | 175.0835
| KDC1S | CAB CMD 45x45mm C/CHAV S/ETIQ | 41.6944
| XAPM54 | CX METALICA S-FUR | 139.7195
| XVBC6M4 | ELEM LUM FLASH VERM 230V | 154.4896
| ZB4BS42 | CAB COG PR 30MM | 31.8352
| ZB5AP4 | CAB BOT VERM PROT SILIC | 9.9858
| XVLA334 | SINAL LED | 13.837
| XAPE301 | ESP 72x72MM | 14.214
| ZB2SZ2 | TAMPAO OBTURADOR | 7.6426
| ZB4BC34 | CAB COG VERDE 30MM | 18.5133
| ZB4BVG6 | BL SIN LED AZUL 48-120V | 17.1907
| ZB4BW0B33 | BL LUM LED VERD 2NA 24V | 22.1759
| ZB6AA5 | CAB BOT FACE AMAR RED | 8.4234
| ZB6Z2B | BL CONT NF | 6.116
| ZB6ZB42B | BL LUM NF LED VERM 12-24V | 16.0186
| XAPM44 | CX METALICA S-FUR | 93.4622
| XAPM4508 | CX MET 8 FUR | 94.4201
| ZBE1016P | CONT 1 NA DOUR PROT | 23.6591
| XVBC4M5 | ELEM LUM INT LAR 48-230VCA | 112.8776
| XVBL4M5 | BAL LUM INT LAR 48-230VCA | 120.5738
| ZA2VA04 | CABECA AFIX NU | 44.5578
| ZA2VA05 | CABECA AFIX NUMER | 47.4212
| ZB5AW14 | CAB BOT SAL LUM VERM | 10.506
| ZB6DA4 | CAB BOT FACE VERM RECT | 8.4234
| ZB2BY2954 | ETIQUETA C/FIGURA | 1.3802
| K1B002QCH | COM UNIP 2P+ 12A | 24.823
| ZB4BA334 | CAB BOT FACE SETA | 7.9619
| ZB6DV4 | CAB SIN VERM RECT | 5.555
| DL1CF220 | LAMP NEON BA9S 230V | 10.1909
| K1C003QX | BL COMUT 3P 12A | 21.5373
| XALG02 | BOTON P-2 UNIDS | 33.3102
| XAPM2602 | CX METALICA C-FUR | 58.8851
| XD2GA84417 | MANIP 4D-2POS-2NA-DIR | 236.566
| XVBL1M8 | BAL LUM INT AMAR LED 230V | 177.4772
| ZB4BA58 | CAB BOT FACE TRANSP AMARELO | 9.7644
| ZB6AS934 | CAB BOT CAB COG CHAV | 39.8445
| ZBY8630 | ETIQ ARRESTO EMERG. | 3.605
| ZB2BY2916 | ETIQUETA C/FIGURA | 1.3802
| ZB4SZ3 | OBT MET 22M | 5.7268
| ZB4BA38 | CAB BOT FACE TRANSP VERDE | 9.7644
| ZB6AD23 | CAB BOT ROT 3 POS FIX PR RED | 12.3826
| ZBZ32 | SUP ETIQ S- LEG | 0.7416
| DL1BA260 | LAMP INC BA15D 220-260V | 12.4115
| ZB4BH4 | CAB BOT ENCR SAL VERM | 16.9744
| ZB5AZ105 | BL CONT NA+NF | 12.189
| XB5AW73731B5 | BOT LUM DUPL NA+NF LED 24VCA/CC | 36.4105
| ZB4BL1 | CAB BOT SAL BRANCO | 8.5902
| ZB5AH33 | CAB BOT LUM ENCR SAL VERD | 25.3164
| ZB6ZB45B | BL LUM NA+NF LED VERM 12-24V | 20.1798
| DL1CF110 | LAMP NEON BA9S 110V | 10.1909
| XACB982 | GUARDA PROTECCAO | 11.6699
| ZB4BK1513 | CAB BOT ROT LUM 3P BRANCO | 25.0682
| ZB5AW061 | BL LUM NA AL DIR | 12.7092
| ZBA9 | CAPS 6 CORES | 4.2436
| K1F006Q | BLOCO CONT | 25.8839
| ZB5AW0M53 | BL LUM LED AMAR 2NA 230-240V | 32.0484
| DL2EDM1SB | LAMP LED SB BR 230VCA | 23.6138
| XVMM2RGSB | C2 EL 230VCA LED R/G TUBAL | 119.4224
| XVMB2RAGBSSB | C4 EL+B 24V LED R/O/G/B TUBAL | 202.2323
| XVMM2RAGSSB | C3 EL+B 230VCA LED R/O/G TUBAL | 196.9298
| ZBRA1 | ANTENA CA/CC C/ CAB 5m | 90.6678
| ZB5AW7A9 | CAB BOT DUPL FACE+VIS SIN S-CAPS | 14.0491
| 9001K3L7AH13 | BOT LUM BA9S TRANSF 230V AMB NF-NA | 105.3834
| XB7ES545P | BOT CAB COG 1NA + 1NF | 29.0274
| XVLA214 | PILOTO LED 8mm 5V ROJO | 9.7768
| K10C003ACH | COMUT INT 1POS+Z 3P 10A | 34.1651
| XB4BW73731G5 | BOT LUM DUPL NA+NF LED 120VCA | 44.6319
| ZB4BA245 | BOT FACE PR | 7.9619
| XVBL6B8 | BAL AMAR FLASH 24V | 200.7779
| ZB5CH06 | CAB BOT Q FAC AZ C- RET | 14.3922
| ZB5AS964 | CAB COG CH VERM 60 | 51.3888
| XB6EAG221P | BOT ROT 2 POS FIX C- CHAV NF-NA | 22.9876
| XB7EV08BP | SIN LED LAR 24VCA-CC | 7.8073
| K30H004UP | INV TETR 32A 2P+Z | 91.979
| XALK05 | BOTON VAZIA P- 5B | 40.5305
| ZB5AW0G11 | BL LUM LED NA 110V | 21.012
| ZBZ1602 | GUARDA P- BCG 40MM | 42.9654
| ZB5AH03 | CAB BOT ENCR FACE VERDE | 12.914
| XVBC5G8 | ELEM LUM INT LED AMAR 120V | 111.6252
| XVBC6G5 | EL LUM FLASH LAR 5J 120VCA | 180.184
| XVMC213T | BAS+TAMP+SUP S- BUZ | 39.5314
| 9001KP1A9 | SIN BA9S TR 120V AMB | 81.3555
| ZBA2934 | CAPS + | 1.3802
| ZBVB15 | LED 24V CA-CC BR TERM MOL | 9.4348
| 9001KP38LRR9 | SIN LED 120V VERM | 87.1731
| ZB4BZ107 | CORP BL CONT NA AV+NA | 17.1907
| ZB4BW0M63 | BL LUM LED AZUL 2NA 230-240V | 33.2072
| ZB5AK1843 | CAB BOT ROT LUM 3P RET VERM | 23.0987
| XVBC5M6 | ELEM LUM INT LED AZUL 230V | 152.0959
| ZB4BZ1015 | CORP BL CONT 1 NA TERM MO | 8.4872
| 9001KR25RH13 | BOT CAB COG IMP VERM 57MM NA-NF | 52.9543
| ZB5AX2 | CAB COG PR 60MM CARR PUX | 33.8148
| ZB6AF6 | CAB BOT LUM FACE RET AZUL RED | 9.1506
| 9001KR9R21H6 | BOT CDG 57MM VERM RET 1NF | 57.4286
| XPER311 | INT PED 2x NA+NF LAR | 204.3468
| XB7EV07BP | SIN LED INCOL 24VCA/CC | 7.8073
| 9001K2L35WH13 | BOT LUM BR 24VCA-CC NA-NF | 85.2036
| KBC1H | CAB CMD 45x45mm MAN PR C/ETIQ VIRG | 11.6699
| ZBY61101 | ETIQ 30X50 AMAR VIRG MARC PR | 2.2927
| ZB6CGH | CAB BOT ROT CH 3 POS FIX QUAD | 33.6027
| ZB5AV033E | CAB SIN LED VERDE | 5.5692
| XAPM2502 | CX MET 2 FUR | 57.9272
| XVBC6B5 | EL LUM FLASH LAR 24V | 180.184
| ZB2BY2002 | ETIQUETA VIRGEM | 7.5293
| ZB4BP5 | CAB BOT AMAR PROT SILIC | 11.1446
| ZB5AL5 | CAB BOT SAL AMARELO | 7.6704
| XACA9411 | BOTAO BRANCO | 4.7792
| XACB220 | BOTON PEND 2 BOT | 185.3382
| ZA2BG2 | CABECA B-ROT+CHAVE | 47.4212
| ZB4BG3 | CAB BOT CHAV 3 POS FIX | 39.7435
| ZB4BZ103 | BL CONT 2 NA | 13.3694
| ZBV0113 | VISOR BR SIN LED | 1.5965
| XD2GA8451 | MANIP 4D-2POS-2NA-DIR | 235.213
| XACB922 | CAPSULA P- BOT PROT | 2.2248
| ZB4BS834 | CAB COG VERM 30MM | 31.4211
| ZB5CW333 | CAB BOT FAC LED Q VERDE | 12.291
| ZBVB1 | LED 24V BRANCO | 9.0228
| XAPJ1501 | CX MET 1 FUR | 50.9232
| ZB2BY2912 | ETIQUETA C/FIGURA | 1.3802
| ZB4BW143 | CAB BOT SAL LUM VERM | 12.8338
| ZB4BZ64 | TRANC CONSIGN CAD VERM | 24.926
| ZB5AW313S | BOT FAC LED BR ESTR | 10.7202
| 9001KY1 | CX ALUM 1 FUR 30MM | 79.5675
| ZBVM55 | LED 230V CA AMAR TERM MOL | 21.7536
| 9001KN300 | ETIQ VIRG PR | 1.8685
| XD2GA84517 | MANIP 4D-2POS-2NA-DIR | 236.566
| 9001KR1UH5 | PULSADOR 30MM | 31.383
| XALE2221 | BOTON 2 BOT IMP BR-PR 2NA | 17.6851
| XB6EAA31P | BOT IMP FAC VERD 1 NF-NA | 9.3627
| XB6EAV4BP | SINAL LED 24VCC VERM | 11.5443
| XB5AV5B1 | SIN LED BRANC TRANSF 400VCA | 40.4707
| XB4BC21EX | BOT EX CAB COG PR 40MM NA C- RET | 53.7825
| XVBC2G8 | ELEM LUM SIN PERM AMAR LED 120VCA | 74.9016
| 9001K2L38LGGH13 | BOT LUM VERD 120V NA-NF | 98.9295
| 9001K2L38LRRH13 | BOT LUM VERM 120V NA-NF | 98.9295
| 9001KYSS3 | CX 30MM INOX | 222.892
| XB4BA942 | BOT REARME VERM | 34.4844
| XB4BW36G5 | BOT LUM AZUL NA+NF LED 48-120V | 37.7701
| XPEB110 | PEDAL PLAST 1 POS AZUL 1NF+NA | 57.2628
| XPEB611 | PEDAL PLASTICO AZUL 1 POS NF+NA | 84.293
| ZB4BW413 | CAB BOT CAB COG LUM BRANCO | 29.5425
| XACA2714 | BOTON PEND | 79.9898
| XPEG510 | PEDAL PLAST 1 POS CINZ 1NF+NA | 76.021
| XPEG110 | PEDAL PLAST 1 POS CINZ 1NF+NA | 61.974
| 9001K1L35LRRH13 | BOT LUM VERM 24V NF-NA | 120.7758
| 9001KP35LGG9 | SIN LED 24V VERDE | 87.1731
| 9001KN205 | ETIQ EMERG STOP | 1.8685
| 9001K3L35LGGH13 | BOT LUM LED 24V AM NA-NF | 105.3834
| 9001KS11FBH13 | BOT ROT 2 POS FIX NA-NF | 56.1762
| 9001KR9RH13 | BOT CDG 41MM VERM RET NA-NF | 59.9233
| ZB6DGC | BOT ROT CH 2 POS FIX | 33.6027
| XACD22P3231 | BOTON PEND BASC + PAR EM 2,2KW-400V | 324.5324
| ZB5AW113 | BOT SAL LED BR | 11.8728
| ZB4BV18G5 | BL SIN LED INT AM 120V | 36.6062
| XACA923 | CAB BOT PROT MARC | 14.9556
| XVBZ03A | BAS+TUB FIX 380MM ALUM | 35.4042
| K63H014UP | COMUT INV 2POS 4P 63A | 158.2904
| K1D011B | BL COMUT 9 CONT | 35.6483
| 9001KP7LGG31 | SIN BA9S 230V VERD | 78.8507
| 9001KP35LRR9 | SIN LED 24V VERM | 87.1731
| ZB4BW633 | CAB BOT CAB COG LUM VERDE | 41.2989
| ZBE1023 | BL CONT 1 NF FAST | 7.9619
| XB4BD53EX | BOT EX PRET ROT MAN CURT 3RET NF+NA | 64.7107
| XVMM1RGS | COL PCABL 2 ELEM RV + BUZZ 230V | 119.3214
| K10B002ACH | COMUT INT 1POS+Z 2P 10A | 29.0666
| K10D002UCH | COMUT INV 2P+Z 2P 10A | 39.8919
| ZB5AW7L3741 | CAB BOT DUPL FACE I/SAL O+VIS SIN | 19.0385
| XACB9212 | CABECA BOT PROTEG | 3.9243
| XVBL0B4 | BAL LUM VERM LED 24V | 108.4033
| ZB5AD204 | CAB BOT ROT VERM 2 POS FIX | 15.0246
| DL1BDB4 | LAMP BA15D LED VERM-24V | 57.2165
| XALD339 | BOTON 2NA+NF =I-O-II= | 56.444
| ZB4BA0 | CAB BOT FACE S- MARC | 6.2624
| ZB5AD203 | CAB BOT ROT VERD 2 POS FIX | 15.0246
| XACA03 | BOTON VAZIA P- 3 BOT | 53.3643
| XACB04 | CX VAZIA P- 4 BOT | 71.9249
| XACB08 | CX VAZIA P- 8 BOT | 89.2186
| XACS105 | CORPO CONTACTO | 24.0814
| XALD214 | BOTON NA+NF I-O | 40.2112
| XAPM4604 | CX METALICA C-FUR | 97.0775
| XB4BVB1 | SIN LED BRAN 24V | 17.2937
| XB4BW35M5 | BOT LUM AMAR NA+NF LED 230-240V | 44.1355
| XENC1121 | ELEMENTO DE CONTACTO | 11.8862
| XVLA135 | SINAL LED 8MM | 9.7768
| ZB2SZ3 | TAMPAO OBTURADOR | 2.0188
| ZB4BA36 | CAB BOT ENCASTR VERDE | 18.8799
| ZB4BG9 | CAB BOT CHAV 3 POS FIX | 39.7435
| ZB4BH013 | CAB BOT LUM ENCR FACE BRANCO | 20.2601
| ZB4BH063 | CAB BOT LUM ENCR FACE AZUL | 20.2601
| ZB4BV01 | CAB SIN BRANCO | 5.3045
| ZB4BVB1 | BL SIN LED BRAN 24V | 12.2055
| ZB4BVM5 | BL SIN LED AMARELO 230-240V | 23.3398
| ZB4BW0B11 | BL LUM LED BR NA 24V | 17.1907
| ZB4BW34 | CAB BOT FAC LUM VERM | 9.7644
| ZB5AC2 | CAB COG PR 40MM | 12.7967
| ZB5AD201 | CAB BOT ROT BR 2 POS FIX | 15.0246
| ZB5AS944 | CAB COG CH VERM 40MM | 37.4508
| ZB6DF4 | CAB BOT LUM FACE RET VERM RECT | 9.1506
| ZB6EB3B | LED VERD 12-24V | 10.7161
| ZBV011 | VIS SIN BRANC | 1.5965
| ZBY1101 | FOL LEG CIRC | 2.6574
| ZBY4H101 | ETIQ BR-AM VIRG | 1.4832
| XAPM3603 | CX METALICA C-FUR | 78.6096
| XD2HL1111 | MANIPULADOR 30mm | 412.863
| XENT2991 | ELEMENTO CONTACTO | 54.1059
| XPEM711 | INTERRUPTOR PEDAL | 221.4624
| ZB2BY4903 | ETIQUETA C/FIGURA | 1.3802
| ZB4BG0 | CAB BOT CHAV 3 POS FIX | 41.2989
| ZB4BJ4 | CAB BOT ROT 2 POS RET | 15.3924
| ZB4BJ7 | CAB BOT ROT 3 POS RET | 15.3924
| ZB5AA34 | CAB BOT FACE VERDE | 13.7598
| ZB5AA6 | CAB BOT FACE AZUL | 6.0894
| ZB5AD205 | CAB BOT ROT AMAR 2 POS FIX | 15.0246
| ZB6AE4 | CAB BOT LUM SAL VERM RED | 9.515
| ZB6AGC | CAB BOT ROT CH 2 POS FIX RED | 34.744
| ZBY2115 | PORT ETIQ C- LEG C- LEG AUTO | 1.8025
| XACA2074 | BOTON PENDENTE | 86.5715
| XACA960 | MANGA PROTECTORA | 22.0626
| XAPM1502 | CX MET 2 FUR | 44.0325
| XAPM1601 | CX METALICA C-FUR | 45.2994
| XB5AVB1 | SIN LED BRAN 24V | 15.9732
| XD4PA14 | MAN 4 DIR FIX | 90.5988
| XENC1141 | BL CONTACTOS | 18.4576
| XESD1191 | CONTAC POT 1 VEL | 125.1862
| XVBC37 | EL LUM INCOL | 41.5914
| XVBL35 | BAL LUM LARANJA | 71.0803
| XVLA233 | SINALIZADOR VERDE | 9.7768
| ZB2BY2931 | ETIQUETA C-FIGURA | 1.3802
| ZB2BY4913 | ETIQUETA C/FIGURA | 1.3802
| ZB4BK1353 | CAB BOT ROT LUM 3P AMARELO | 23.1997
| ZB4BP58 | CAB BOT PROT TR AMARELO | 14.9556
| ZB4BW031 | BL LUM NA TRANSF 110-120V | 44.6608
| ZB4BW0B13 | BL LUM LED BR 2NA 24V | 22.1759
| ZB4BW0G12 | BL LUM LED BR NF 48-120V | 22.1759
| ZB4BW17 | CAB BOT SAL LUM INCOLOR | 11.2476
| ZB5AD5 | CAB BOT ROT 3 POS RET | 13.0088
| ZB5AL3 | CAB BOT SAL VERDE | 7.6704
| ZB5AP2 | CAB BOT PRETO PROT SILIC | 9.9858
| ZB5AV07 | CAB SIN TRANSP | 5.0388
| ZBP0 | PROT CAB BOTAO | 1.6995
| ZBV013 | VIS SIN VERD | 1.5965
| ZBY2323 | PORT ETIQ C- LEG. RESET | 1.8025
| ZBZ35 | SUP ETIQ S- LEG | 1.1639
| ZC1BD137 | ELEMENTO CONTACTO | 142.527
| XAPA1101 | CX ISOLANTE C-FUR | 49.8623
| ZB4BG020 | CAB BOT ROT CHAV 3131A 3 POS FIX | 77.7094
| ZALVM6 | BL LED AZUL 230V | 19.6647
| ZB5AK1713 | CAB BOT ROT LUM 3P BRANCO | 23.0987
| ZBVG1 | LED 48-120V BR | 15.1719
| DL1CE024 | LAMP INC BA9S 24V | 4.4743
| XAPA1100 | CX ISOL S-FUR | 48.1628
| XAPA3116 | CX ISOL 16 FUR | 83.4918
| XAPE903 | PROT TRAS XAPE303 | 11.5669
| XAPM4506 | CX MET 6 FUR | 94.4201
| XB4BVM3 | SIN LED VERD 230-240V | 28.428
| XB4BW33M5 | BOT LUM VERD NA+NF LED 230-240V | 44.1355
| XB5DSB | CONT HOR 12-24V | 162.5999
| XALK01 | BOTON VAZIA P- 1B | 13.2664
| XVBC8M6 | ELEM LUM FLASH AZUL 230V | 194.324
| ZB5AD912 | CAB P-POT 6MM | 60.6505
| XB7EV65P | SIN AM | 8.8476
| ZB5AS42 | CAB COG PR 30MM | 28.8153
| XB7EV63P | SIN VERDE | 8.8476
| ZB4BH02 | CAB BOT ENCR FACE PRETO | 13.2664
| ZB5AH01 | CAB BOT ENCR FACE BRANCO | 11.9748
| ZBY02185 | LEG 8x27 AUTO-O-MAN | 1.1639
| ZD2GY2005 | ETIQ. GRAV | 25.608
| XVBC36 | EL LUM AZUL | 41.5914
| XVBC6B8 | ELEM LUM FLASH AMAR 24V | 184.1331
| XVBC8M4 | ELEM LUM FLASH VERM 230V | 191.7283
| XVBL1B4 | BAL LUM INT VERM LED 24V | 172.3767
| ZB4BA66 | CAB BOT ENCASTR AZUL | 18.8799
| ZB5AA3 | CAB BOT FACE VERDE | 6.0894
| ZB6YAA1 | CAPS S-MARC.BR | 1.3534
| ZB4BG612 | BOT CHAV 2 POS RET | 81.4565
| ZB6DW1 | CAB BOT LUM FACE BRANC RECT | 8.7365
| ZB5AV5D3 | BL SIN TRANSF 120V LED BA9S VERD | 54.315
| XACA2154 | BOTON PENDENTE | 92.2983
| XVMB1R6AG | COL SIN 2 ELEM+F OVFR 24VCA-CC | 142.309
| XVBL4B8 | BAL LUM INT AMAR 24VCA-24-48VCC | 119.3214
| ZB4BW0G45 | BL LUM LED VERM NA+NF 48-120V | 27.1611
| ZB5AG220 | BOT CHAV 2 POS FIX | 69.387
| ZB5AJ5 | CAB BOT ROT 3 POS RET | 14.2902
| ZB5AZ141 | BL CONT NA+2NF | 16.8096
| XACA291 | BOTON PENDENTE | 133.0348
| ZB4BS964 | CAB COG CH VERM 60MM | 56.7014
| ZB4BVBG4 | BL SIN LED VERM 24-120V | 23.6591
| ZB5AK1263 | CAB BOT ROT LUM 2P AZUL | 20.907
| 9001SKR1UH5 | BOT IMP FAC MULTICOL NA | 24.24
| XVBL36 | BAL LUM AZUL | 71.0803
| ZBZ1604 | GUARDA P- BCG 40MM | 42.9654
| K1S4 | BL CONT K1 | 17.5841
| ZB5AVM6 | BL SIN LED AZUL 230-240V | 22.2768
| ZB5AW0B11 | BL LUM LED BR NA 24V | 16.1772
| ZB6AF3 | CAB BOT LUM FACE RET VERD RED | 9.1506
| XVLA123 | SINAL LED 8MM 12V VERD | 9.7768
| XY2AU1 | PUNHO VALID 3POS+1 NA | 379.4808
| XVLA125 | SINAL LED 8MM 12V AMAR | 9.7768
| K1F027MCH | COM VOLT 6PM+ 12A | 40.8498
| ZB5AA333 | CAB BOT FACE START | 7.14
| XACA29131 | BOTON PENDENTE | 149.1646
| 9001KR3BH13 | BOT IMP SAL PRET NA/NF | 32.6634
| K1D032B | BL COMUT BCD 12DEC MONT FRONT 22MM | 39.037
| XVMM2RSB | COL 1 ELEM 230VCA LED SB VERM TUB AL | 81.0424
| XVC6B35S | COL 60MM 3 ELEM 24V LED FIX/INT ROG +B | 238.4408
| XVC4B5K | COL 40MM 5 ELEM 24V LED SB FIX ROGBC | 164.7815
| ZBVM65 | LED 230V CA AZUL TERM MOL | 21.3312
| ZB4BC380 | CAB BOT FACE VERD 37mm AIP69K | 19.4155
| XVC4B45S | COL 40MM 4 ELEM 24V LED SB ROGB FIX/INT | 232.401
| ZBA76 | CAPS AZ SEM MARC | 2.2032
| ZB4BC580 | CABECA B/COGUM | 21.4343
| 9001KP35R9 | SIN BA9S 24V VERM | 61.4787
| K1D034MCH | COM VOLT 3POS 3F 12A | 34.3299
| XACA9413 | BOTAO VERDE | 4.7792
| XB4BVG5 | SIN LED AMAR 48-120V | 23.5561
| XD2CC1111 | MANIP 4D-1NA-NF-DIR | 156.464
| XESD1281 | CONTAC AUX 2 VEL | 92.6176
| XKBZ914 | PUNHO P-XKB | 68.882
| XVBC11 | BASE FIX HORIZ | 20.2601
| XVBC4B4 | ELEM LUM INT VERM 24VCA-24-48VCC | 111.3121
| XVBL0M3 | BAL LUM VERD LED 230V | 111.6252
| ZB5AK1513 | CAB BOT ROT LUM 3P BRANCO | 23.0987
| ZBE101 | CONT ADIC 1 NA | 5.0882
| XB4BVM3EX | SIN LUM EX LED VERD 240VCA | 71.0535
| XVR12B04 | FAR ROT 120MM LED VERM 24VCA/CC | 198.1452
| XVS72BMBN | ALARM PAIN PR DIN72 90DB 16T 4 CAN NPN | 167.5893
| K1F003U | BL COMUT 2P+Z 3P 12A FIX FRONT | 49.543
| XACF0010 | BOT PEND N/FUR | 587.5223
| ZB4BC6 | CAB COG AZUL 40MM | 14.1501
| ZB4BW0G65 | BL LUM LED AZUL NA+NF 48-120V | 27.1611
| ZB5AT24 | CAB COG PR 30MM | 26.9468
| ZB6YA001 | GUARDA PROT | 6.4539
| XAPS11221N | BOTONEIRA INVIOLAVEL | 66.8367
| XD5PA22 | MAN 2 DIR RET | 69.972
| ZB4BV18B4 | BL SIN LED INT VERM 24 V | 31.6107
| ZB4BVJ3 | BL SIN LED VERDE 12V | 13.4724
| ZB5AVG3 | BL SIN LED VERDE 48-120V | 16.1772
| ZBY8430 | ETIQ PARADA DE EMERGENCIA 90MM | 3.399
| ZBZ28 | BORR EST PRET SILIC IP69K | 6.7877
| ZB6DF5 | CAB BOT LUM FACE RET AMAR RECT | 9.1506
| XVBC8M7 | ELEM LUM FLASH LAR 230V | 194.324
| XALD01H7 | BOTON VAZIA P- 1B | 16.5521
| XALD04H7 | CAJA VACIA 5 TALADROS | 31.4047
| 9001K35 | Manipulador 5 POS sin contactos | 124.735
| XVBL6M6 | BAL LUM FLASH AZUL 230V | 171.1344
| ZB5AW153 | CAB BOT SAL LUM AMARELO | 11.8728
| ZB5AVG4 | BL SIN LED VERM 48-120V | 16.1772
| ZB5AG9 | CAB BOT CHAV 3 POS FIX | 37.0367
| K150H004UP | COMUT INV 2P+Z 4POL 150A | 487.7977
| ZB5CV063 | CAB SIN LED Q AZUL | 7.48
| ZB5AW0B13 | BL LUM LED BR 2NA 24V | 21.012
| XB4BV8B3 | SIN LED VERD TRANSF 440-460VCA | 41.7974
| ZB5AG420 | BOT CHAV 2 POS FIX | 69.387
| XVBC2B8 | ELEM LUM LED AMAR 24V | 73.0331
| ZB5AH043 | CAB BOT LUM ENCR FACE VERM | 18.1764
| XVBL6G5 | BAL LUM FLASH LARANJA 120V | 200.7779
| XB5AW31B5 | BOT LUM BR NA+NF LED 24V | 30.6816
| XVBC2B5 | ELEM LUM LED LAR 24V | 73.0331
| ZB4BK1843 | CAB BOT ROT LUM 3P VERM | 25.0682
| ZB5AR3 | CAB COG 60MM VERDE | 24.0279
| XD2CD3030 | MANIP 2DIR S- RET NA-NF | 164.736
| 9001KP6R9 | SIN BA9S TR 600V VERM | 81.3555
| XALE1W1B | BOTON MUR 1 BOT LUM VERD NA 24 V | 16.9579
| 9001KP36LRR9 | SIN LED 48VCA/CC VERM | 87.1731
| ZB5AP38 | CAB BOT PROT TR VERDE | 13.4436
| ZBA2935 | CAPS - | 1.3802
| ZB4BG7TEC10 | CAB BOT ROT CHAV 3 POS RET | 134.9259
| XB7EV64P | SIN VERM | 8.8476
| ZB2BY4953 | ETIQ SUBIR PV-GV | 1.3802
| ZD4PA12 | CAB MANIP 2 DIR | 60.255
| ZB5AW0B65 | BL LUM LED AZUL NA+NF 24V | 21.012
| 9001KR25G | BOT CAB COG IMP VERM 57MM NA-NF | 32.9765
| XACB912 | CABECA BOTAO | 2.2248
| 9001KP32R9 | SIN BA9S VERM 12VCA-CC | 60.8626
| XVMZ04 | BAS PLAST C- TUB AL 400MM P- XVM | 28.6443
| ZB5AW0B32 | BL LUM LED VERD NF 24VCA-CC | 16.1772
| K1D004ACH | INTER TETR 12A | 29.8082
| ZB4BW433 | CAB BOT CAB COG LUM VERDE | 29.5425
| ZB4BV013S | CAB SIN LED BRANCO | 6.1491
| XACD24A0105 | BOTON PEND 2 BOT | 180.353
| ZB5AW0G45 | BL LUM LED VERM NA+NF 48-120VCA | 26.0508
| 9001KR9BH13 | BOT CDG 41MM PR 2 POS 1NF-NA | 59.9233
| 9001K2L35LYAH13 | BOT LUM AMAR 24VCA-CC LED NA-NF | 98.9295
| ZBA709 | PROT SILIC P/ BOT TRIPLOS | 6.2016
| ZB4BG314 | BOT CHAV 3 POS FIX | 77.6084
| K1F003UCH | INV TRIP 12A | 53.7866
| ZBG458A | 2 CHAVES 458A | 19.1395
| ZBE1026P | CONT 1 NF DOUR PROT | 23.6591
| XAPA2100 | CX ISOL S-FUR | 58.1332
| XESD1181 | CONTAC AUX 1 VEL | 92.6176
| ZB4BK1553 | CAB BOT ROT LUM 3P AMARELO | 25.0682
| XB5AW73731M5 | BOT LUM DUPL NA+NF LED 230VCA | 46.9145
| ZB5AW0M41 | BL LUM LED VERM NA 230-240V | 27.1014
| XD2CD3333 | MANIP 4D-1NA-NF-DIR | 204.05
| ZBW913 | VIS BOT FACE LUM VERD | 2.3381
| XVBC6B3 | ELEM LUM FLASH VERD 24V | 184.1331
| XVBC6B4 | ELEM LUM FLASH VERM 24V | 180.184
| K1F006NX | BL COMUT 6P 12A | 27.9027
| ZB4BR316 | CAB COG VERD 60MM HEMISF. | 29.2294
| ZB5AV5D5 | BL SIN LED BA9S AMAR 400V | 54.315
| ZB5AD922 | CAB P- POT 6,35MM | 60.6505
| ZB4BW0B52 | BL LUM LED AMAR NF 24V | 17.1907
| ZB4BW0G42 | BL LUM LED VERM NF 48-120V | 22.1759
| XACB9221 | CABECA BOT PRO | 9.1258
| XB4BP383BG5EX | BOT LUM EX AZ PROT TR 24-120VCA/CC NA | 104.7572
| XB4BK124G5 | BOT ROT LUM 2P VERM NA+NF 48-120V | 49.5203
| XB7ES542P | BOT CAB COG 1NF | 29.0274
| K1D024MCH | COM VOLT 3PM+ 12A | 35.0097
| XB7EV06BP | SIN LED AZUL 24VCA-CC | 7.8073
| ZB5AP2S | CAB BOT PROT SILIC COLOR PRETA | 11.7708
| K50H014UP | COMUT INV 2P+Z 4POL 50A | 145.8789
| XVBC2M4 | ELEM LUM LED VERM 230V | 75.4268
| XD5PA24 | MAN 4 DIR RET | 90.1374
| ZB6EM6B | LED AZUL 230-240V | 23.5128
| ZB6EM1B | LED BR 230-240V | 22.9876
| XVLA224 | SINAL LED 8MM 12VCC VERM | 9.7768
| K1G007NX | BL COMUT 7P 12A | 27.2641
| K10D004NCH | COMUT UNIP 4P 10A | 39.8919
| XVBL6B7 | BAL LUM INC FLASH 24V-CA-CC | 200.7779
| 9001KU1 | PROT BOT PRET | 11.8574
| 9001KP35LRR31 | SIN LED BA9S 24VCA-CC VERM | 80.1031
| ZB5AR316 | CAB COG 60MM HEMIS VERDE | 26.6337
| XB4BA961 | BOT REARME AZUL | 24.9363
| XB5AW33M5 | BOT LUM VERD NA+NF LED 230-240V | 41.5038
| XPER810 | PEDAL LAR 2NA-NF | 133.5282
| ZB4BG410 | CAB BOT CHAV N 458 2 POS FIX | 73.2351
| ZB4BV5D3 | BL SIN LED BA9S 400V VERDE | 60.5743
| K2F013UCH | INV TRIP 20A | 61.4292
| ZB4BVM1 | BL SIN LED BRANCO 230-240V | 23.3398
| XALD324 | BOTON 2 NA+NF =2 SENT+0= | 53.6836
| XENB1191 | BLOCO CONTACTOS | 38.5117
| XENC1111 | ELEMENTO CONTACTO | 12.5145
| XEND2641 | ELEMENTO CONTA | 89.848
| XVBC8B3 | EL LUM FLASH 10J VERD 24VCA-CC | 231.5728
| ZB6CW9 | BOT LUM 5 CAP Q | 11.9685
| XENG3791 | BLOCO CONTACTOS | 38.4087
| XVBL6M4 | BAL LUM FLASH VERM 230V | 171.1344
| ZBVB3 | LED 24V VERDE | 9.0228
| K1D012QCH | COM BIP 2P+ 12A | 37.0285
| XAPM3503 | CX MET 3 FUR | 77.2294
| XAPM5512 | CX MET 12 FUR | 145.8789
| XB4BW31B5 | BOT LUM BR NA+NF LED 24V | 32.7849
| XPEM111 | INTERRUPTOR PEDAL | 126.174
| ZB4BA434 | CAB BOT FACE STOP | 7.9619
| ZB5AH3 | CAB BOT ENCR SAL VERD | 15.4428
| ZB5AW0M35 | BL LUM LED VERD NA+NF 230-240V | 32.0484
| XKMA9501 | FOLE P-XKM | 64.24
| XACA681 | BOTON PENDENTE | 145.4463
| XB4BW36B5 | BOT LUM AZUL NA+NF LED 24V | 32.7849
| XD2GA8231 | MANIP 2D-2POS-2NA-DIR | 147.631
| ZALVM1 | BL LED BR 230V | 19.6647
| ZB4BC54 | CAB COG AMAR 30MM | 18.5133
| ZB5AZ101 | BL CONT 1 NA | 7.2522
| XAPM34 | CX METALICA S-FUR | 75.5402
| ZB5AW0M11 | BL LUM LED BR NA 230-240V | 27.1014
| ZB4BW0B65 | BL LUM LED AZUL NA+NF 24V | 22.1759
| ZB5CW113 | CAB BOT SAL LED Q BRANCO | 13.255
| ZBV0143 | VISOR VERM SIN LED | 1.5965
| XALD144E | BOTON NA+NF O-I | 46.1543
| ZB5AV06 | CAB SIN LED AZUL | 5.0388
| ZBY2103 | PORT ETIQ C- LEG MARCHE | 1.8025
| ZB2BY2304 | ETIQUETA GRAVADA STOP | 2.1218
| ZB4BV8 | BL SIN TRANSF 440-480V | 46.041
| ZB6DA3 | CAB BOT FACE VERD RECT | 8.4234
| DL1BDG8 | LAMP BA15D LED AM 120V | 57.2165
| XACA211 | BOTON PENDENTE | 66.4144
| ZB4BP4 | CAB BOT VERM PROT SILIC | 11.1446
| ZB5AV043 | CAB SIN LED VERM | 4.9368
| XAPM2202 | CX MET 2 FUR | 54.4252
| XVBC4M8 | ELEM LUM INT AMAR 48-230VCA | 111.2111
| ZB5CA2912 | CAB BOT FACE Q SETA | 10.0878
| XALD326 | BOTON 2 NA+NF 2 SENT+STOP | 58.1332
| XB4BVM5 | SIN LED AM 230-240V | 28.428
| XY2SB90 | PEDESTAL MET P- POSTO CMD BI-MAN | 401.192
| ZA2BG4 | CAB BOT ROT CHAV 2 POS FIX | 44.7741
| ZB4BW33 | CAB BOT FAC LUM VERDE | 9.7644
| ZB2BY4919 | ETIQUETA C/FIGURA | 1.3802
| ZB2BY4921 | ETIQUETA C/FIGURA | 1.3802
| ZB4BL434 | CAB BOT SAL STOP | 9.7644
| ZB4BW14 | CAB BOT SAL LUM VERM | 11.2476
| ZB5AS934 | CAB COG CH VERM 30MM | 45.3591
| ZB5AW35 | CAB BOT FAC LUM AMAR | 9.1392
| ZB5CA2 | CAB BOT FACE Q PRETO | 8.619
| ZBV6 | BL LUM BA9S AL DIR | 6.0461
| ZBY4101 | ETIQ. BR-AM VIRG. | 1.3802
| ZBY5100 | FOL ETIQ 18x27 | 3.0797
| ZB5AV4D4 | BL SIN LED BA9S VERM 230V | 54.315
| XAWF198EX | BOTON MET EX BOT PAR EMERG NF+NF | 285.5674
| XB5RFA02 | CONJ XB5R EMISS 22mm+REC CONF CA/CC | 227.1995
| KBC1Z | MANIP COMUT K | 41.5914
| XPER229 | INT PED ANALOG 2 x NA+NF LAR | 307.494
| XVMB2RSB | COL 1 ELEM 24V LED SB VERM TUB AL | 41.36
| XVMM2RSSB | COL 1 ELEM+B 230VCA LED SB VERM TUB AL | 125.7753
| XVCZ01 | Base de fixacao | 18.238
| ZBE501 | Bloco contacto NA alta intensidade | 8.0093
| XEND2611 | ELEMENTO CONTA | 72.6768
| ZB5AG010 | BOT CHAV 3 POS FIX | 67.9326
| ZBRM01 | INV PORT P/ EMISS ZB5R - 1 FURO | 46.6446
| 9001KN260 | ETIQ HAND-OFF-AUTO | 1.8685
| ZB4BJ397 | BOT ROT 3 POS FIX | 55.7024
| K10D004QCH | COM UNIP 4P+ 10A | 39.8919
| K1D004NLH | COM UNIP 4P 12A | 30.3438
| DL1BKG4 | LED INTERM VERM 120V | 91.5464
| ZBDD2 | BORR PROT ZB4BD/ZB5AD | 7.6426
| KAA1H | CAB COMUT | 9.2288
| XB5RMB03 | CONJ XB5R EMISS PORT + REC N/ CONFIG 24 | 185.3855
| XD2AL222 | MANIP 2 DIR C/RET 2NA/NF HASTE 118mm | 203.489
| HMIZRA1 | REGUA TECLAS FUNCAO HMI USB | 212.773
| XVC6B35SK | COL 60MM 3 ELEM 24V LED FIX/INT ROG +B | 209.5144
| XACB3291 | BOTON 3 BOT 2 VELOC | 218.5454
| XVC6B3 | COL 60MM 3 ELEM 24V LED SB FIX ROG | 180.147
| XACA27131 | CAJA COLGANTE 3 PULSADORES | 113.094
| XVS96BMBN | ALARM PAIN PR DIN96 96DB 16T 4CAN NPN | 209.5144
| ZB5AW7A1724 | CAB BOT DUPL FAC BRAN/PRET+VIS SIN | 19.0385
| ZB5AW7A1720 | CAB BOT DUPL FAC BRAN/PRET+VIS SIN | 15.9176
| ZB5AG6D | BOT CHAV 2 POS RET | 40.8848
| XB5AD21 | BOT ROT 2 POS FIX | 18.0744
| XAPM1202H29 | BOT ROT 2 POS FIX | 44.7741
| ZBE504 | BL CONT NA ALTA DENSIDADE | 14.6652
| XVMB2RA5GSB | COL 3 ELEM 24V LED SB VERM LAR-INT VERD | 135.239
| XVS96BMBP | ALARM PAIN PR DIN96 96DB 16T 4CAN PNP | 211.393
| KBD1H | CABECA P COMUTADOR CAME | 12.0922
| 9001KN300R | ETIQ VIRG VERM | 1.9796
| XB6EDF4B2P | BOT LUM RECT VERM LED 24VCC 2NA/NF | 24.7551
| ZBRRA | REC CONFIG CA/CC - 2 REL NA/NF | 160.2062
| 9001K3L38CH13 | BOT LUM BA9S 120VCA/CC INCOL NA/NF | 91.1323
| XVBL1M6 | BAL AZUL LED 230V | 219.2912
| ZB5AC280 | CAB BOT IMPULS VERD AMB SEV 37MM | 18.8088
| ZB5AC580 | CAB BOT IMPULS AMAR AMB SEV 37MM | 18.8088
| XB4BPS11EX | BOT EX C/ PROT SILIC BR NA | 55.0349
| XVC6B55SK | INDIC.BANKS60MMLEDBASEMOUNT24V | 290.95
| XB4BA51 | BOT REARME AMAREL | 14.7496
| ZBRN2 | ACCESS POINT WIRELESS CONF MODBUS | 327.5935
| K1B002ALH | BL CONT 2P 12A 0/1 | 23.3398
| ZB2BY2367 | ETIQ OFF-ON | 2.1218
| ZBA72 | CAPS PRET SEM MARC | 2.1816
| ZB5AS864 | CAB COG VERM 60MM | 29.7546
| XVMB2RAGSWSB | COL 3 ELEM+B 24V LED SB VERM LAR VERD BA | 168.5286
| XVC6B4 | COL 60MM 4 ELEM 24V LED SB FIX ROG | 195.1623
| ZB4BC58009 | CAB BOT FACE AMAR 37mm IP69K MARC(H009) | 28.428
| XVMB2R5GSB | COL 2 ELEM 24V LED SB VERM-INT VERD TUB | 85.8298
| XVUC23 | ELEM VERD LED 24VDC | 49.2237
| ZB4RZA0 | BOT IMP C/ RET ZB4 S/ CAPS P/ XB4R | 11.4546
| XVC6B15SK | COL 60MM 1 ELEM 24V LED BUZ VERME FIX/IN | 157.2974
| XB4BT845 | BOT PAR EMERG 40MM VERM NF | 99.9698
| XB6AV4BB | SINAL LED 24V VERM | 16.1297
| ZB4BS15 | CAB COG CH 455ª AMAR 40 | 47.2276
| XVC4B15S | COL 40MM 1 ELEM 24V LED SB ROGB FIX/INT | 163.2261
| XACS399 | ELEMENTO DE CONTACTO | 65.1372
| ZBRM21 | CAIXA AMOVIVEL COM 1 BOTAO | 50.0354
| ZBRN1 | ACCESS POINT WIRELESS CONF C/ SLOT | 225.8461
| XVBC8M8 | EL LUM FLASH AMAR 10J 230VCA | 194.324
| ZB5AW0B62 | BL LUM LED NC 24V AZUL | 16.1772
| ZB5RZA0 | BOT IMP C/ RET ZB5 S/ CÁPS P/ XB5R | 11.5566
| K115C003AP | COMUT INT 1P+Z 3POL 115A | 146.8265
| ZB5AZ1035 | CORP BL CONT 2 NA TERM MOL | 12.291
| XVC1B3SK | COL 100MM 3 ELEM 24VDC LED VER LAR ENC | 449.1975
| XALK1781 | BOTON PAR EMERG ENCR BR NF=ARRET URG= | 38.3901
| XVMZ06 | BASE PLASTICA | 20.053
| XB4BA42 | BOT REARME VERME | 14.7496
| ZB4BG614 | BOT CHAV 2 POS RET | 83.7492
| ZB5AW0B12 | BL LUM LED BR NF 24V | 16.1772
| XACA47141 | BOT PEND 4BOT ENCR NA PAR EMERG | 180.25
| XB4BS8445 | BOT PAR EMERG 40MM VERM NF | 37.1377
| XVUC21B | ELEMENTO BASE 24VDC PRETO | 41.1588
| DL1BKB1 | LED INTERM BR 24V | 110.5849
| ZB4BC28001 | CAB BOT FACE PRET 37mm IP69K MARC (SINO) | 28.428
| ZB4BC98005 | CAB BOT FACE AZUL 37mm IP69K MARC (H005) | 28.428
| XB4BS8442 | BOT PAR EMERG 22MM VERM NF | 33.2896
| XVC6B25SK | COL 60MM 2 ELEM 24V LED BUZ V L FIX/IN | 184.9613
| XVUC29 | ELEM MULTIC LED 24VDC | 109.2315
| XVUC9S | ELEM SONORO PRETO 24VDC | 80.6283
| XVUZ01 | SUPORTE MONTAGEM DIRECTA PRETO | 24.0814
| XB6AV3BB | SINAL LED 24V VERD | 16.1297
| ZB4BG010 | BOT CHAV 3 POS FIX | 77.7094
| ZB5AC480 | CAB BOT FACE VERM 37mm AIP69K | 18.5946
| XB6AD225B | SELECTOR 2POS.NA+NC MAN.CURTA | 23.3007
| ZB4BC68006 | CAB BOT FACE AZUL 37mm IP69K MARC(H006) | 28.428
| XVBL1G5 | BAL LAR LED 120V | 175.0835
| ZBRT2 | EMISS WIRELESS S/ BAT (S/ CAB) UP/DOWN | 77.9215
| ZB4RTA3 | EMISS ZB4R C/ CAPS VERD S/ MARC | 90.193
| ZB4BV5D6 | BL SIN LED BA9S AZUL 400V | 60.5743
| XB5AA31 | BOT IMP VERD | 12.9234
| XB7EV73P | SIN C/ LAMP BA9S VERD 230VCA T-PARAF | 15.6045
| ZA2BB2 | CABECA B/COGUM | 77.0234
| XB5AA61 | BOT IMP AZUL | 12.9234
| K1F003MLH | COM AMP 3P 3PM 12A | 44.9801
| XB4BA31 | BOT REARME VERDE | 14.7496
| 9001KP38LGG9 | SIN LED 120V VERD | 87.1731
| XB7EV75P | SIN C/ LAMP BA9S AMAR 230VCA T-PARAF | 15.6045
| ZBV5B | TRAN 400V AC PARA LEDS 24V | 34.4309
| ZBRCETH | MODULO MODBUS TCP PARA ZBRN1 | 101.7373
| XVC4B1K | COL 40MM 1 ELEM 24V LED SB VERM | 79.79
| 9001KP38LLL9 | SIN LED 120V AZ | 87.1731
| ZBP014 | PROT CAB BOTAO | 2.3381
| XVBC5G3 | ELEM LUM INT LED VERDE 120V | 111.6252
| ZB4BV156 | BL SIN AL DIR TEST | 19.1992
| XVBC2B4 | ELEM LUM LED VERM 24V | 73.0331
| ZB4BL232 | CAB BOT SAL O | 9.7644
| ZB4BK1853 | CAB BOT ROT LUM 3P AMARELO | 25.0682
| ZD4PA22 | CAB MANIP 2 DIR | 58.6688
| ZB2BY2956 | ETIQ DESCER PV-GV | 1.3802
| 9001KP35LYA9 | SIN LED 24VCA/CC AMB | 87.1731
| ZB6EG4B | LED VERM 48-120V | 13.6249
| XALK01H7 | BOTON VAZIA P- 1B | 17.1907
| XALE3 | BOTON VAZIA P- 3UNIDS | 10.8171
| XB7EV05MP | SIN LED AMAR 230VCA | 13.5239
| XB4BVB5EX | SIN LUM EX LED AM 24VCA-CC | 45.771
| 9001KP38A9 | SIN BA9S 120V AMB | 61.4787
| ZBVB45 | LED 24V CA-CC VERM TERM MOL | 9.4348
| ZBVB35 | LED 24V CA-CC VERD TERM MOL | 9.4348
| ZB4BW0M13 | BL LUM LED BR 2NA 230-240V | 33.2072
| XB7EV05BP | SIN LED AM 24V | 7.8073
| XB4BP482EX | BOT EX VERM P- LEG PROT TR NF | 67.5185
| XACD21P3231 | BOTON PENDENTE | 228.7321
| XACA2054 | BOTON C/2 BOT + EMS 30MM 1 VEL | 82.8532
| XB7EV06MP | SIN LED AZUL 230VCA | 13.5239
| ZB4BV043E | CAB SIN LED VERM | 6.1491
| ZB5AR416 | CAB COG 60MM HEMIS VERM | 26.6337
| 9001KP32L9 | SIN BA9S AZUL 12VCA-CC | 60.8626
| 9001KP36LGG9 | SIN LED 48VCA/CC VERD | 87.1731
| XD4PA227 | MAN 2 DIR RET C/ ARO PR | 71.6797
| K1B001U | BL COMUT INV 2P+Z UNIP 12A FIX FRONT 22M | 21.115
| XACA4814 | BOT PEND C-4+1BOT | 160.8345
| K1B002NCH | COM UNIP 2P 12A | 24.823
| K2C003HCH | INTER TRIP 20A | 30.3438
| 9001KM5 | BL LUM TRANSF 380-480V BA9S | 78.8507
| K1F027MLH | COMUT VOLT 6P+Z 6PM 12A | 37.5538
| DL1BA024 | LAMP INC BA15D 24V | 5.9431
| ZBV18M4 | LED INT 230V VERM | 32.1483
| XACA9414 | BOTAO VERMELHO | 4.7792
| XESD2201 | ELEMENTO CONTACTO | 137.4947
| ZB2BY2905 | ETIQUETA C/FIGURA | 1.3802
| ZB2BY2911 | ETIQUETA C/FIGURA | 1.3802
| DL1CJ0485 | LAMP BA 9s LED AMAR 48V | 24.7551
| ZB4BW613 | CAB BOT CAB COG LUM BR | 41.2989
| ZB4BC4 | CAB COG VERM 40MM | 14.1501
| ZB6DGL | CAB BOT ROT CH 2 POS RET RECT | 33.6027
| ZBY9101 | ETIQ 60MM AMAR | 2.7604
| ZB5AV5D1 | BL SIN TRANSF 400V BRANCO | 54.315
| ZB2BY4930 | ETIQUETA C/FIGURA | 1.3802
| ZB4BV033 | CAB SIN LED VERDE | 5.4075
| ZALVB3 | BL LED VERD 24V | 9.746
| ZB4BW0M51 | BL LUM LED AMAR NA 230-240V | 28.222
| ZB6Z5B | BL CONT NA+NF | 9.8879
| XENB1181 | ELEMENTO DE CONTACTO | 32.4656
| ZB4BW0B43 | BL LUM LED VERM 2NA 24V | 22.1759
| ZBA331 | CAPS I | 1.3802
| XKDZ1500 | POTENC ESPEC | 417.285
| XAPA3100 | CX ISOL S-FUR | 75.5402
| ZB4BV05 | CAB SIN AMARELO | 5.3045
| DL1BKB4 | LAMP INT BA15D LED VERM 24V | 91.5464
| ZB4BW0M32 | BL LUM LED VERD NF 230-240V | 28.222
| ZB6DW3 | CAB BOT LUM FACE VERD RECT | 8.7365
| XACB12 | CX VAZIA P-12 BOT | 105.987
| XACD21A0101 | BOTON PENDENTE | 72.0382
| XAPA1102 | CX ISOLANTE C-FUR | 49.8623
| XAPM11 | CX MET S-FUR | 40.2112
| XAPM14 | CX METALICA S-FUR | 43.2806
| ZB5CW143 | CAB BOT SAL LED Q VERM | 12.291
| ZBV015 | VIS SIN AMAR | 1.5965
| ZBY001 | FOL LEG VIRG | 2.7604
| ZBY0102 | LEG 8X27 | 0.8446
| ZBY6101 | ETIQ VE-PR VIRG. | 2.0188
| ZBZ34 | SUP ETIQ S- LEG | 0.7416
| ZB4BW7A3741 | CAB BOT DUPL FAC VERD I-VERM O+VIS SIN | 20.3919
| ZB5AA79 | CAB BOT DUPL FACE S-CAPS | 12.0695
| DL1BKM5 | LAMP INT BA15D LED LAR 230V | 91.5464
| ZBZ3605 | KIT ENCRAV SEG PAR EMERG | 54.4087
| ZB4BZ1025 | CORP BL CONT 1 NF TERM MOL | 8.4872
| ZBVB37 | BL LUM LED VERD CI 24VCA-CC | 19.7348
| ZB5AVJ1 | BL SIN LED BRAN 12V | 12.393
| XB4BP383B5EX | BOT LUM EX VERD PROT 24VCA-CC NA | 93.627
| XVMZ02 | SUP AL 100MM | 12.914
| K10D004ACH | COMUT INT 1POS+Z 4P 10A | 38.934
| K63F013UP | INV 3P 63A | 138.8749
| XB6EAD221P | BOT ROT 2 POS FIX NF-NA | 13.837
| XB6EAW3B1P | BOT LUM FAC IMP VERD LED 24VCC NF-NA | 16.885
| K50H004UP | INV TETRAP 50A 2P+Z | 151.8117
| XB7EV04GP | SIN LED VERM 120VCA | 8.8476
| XALD112E | BOTON =O= NA+NF | 29.0666
| ZB4BW7L3740 | CAB BOT DUPL FACE/SAL+VIS SIN | 20.0788
| 9001KS11K3H13R | BOT ROT CHAV 455 2 POS FIX NA/NF | 97.4751
| XVLA243 | SINALIZADOR VERDE | 9.7768
| K50F003UP | COMUT INV 2P+Z TRIP 50A | 118.7178
| XPEB211 | PEDAL PLAST 2 POS AZUL 2NF+NA | 76.934
| XPEG310 | PEDAL PLAST 1 POS CINZ 1NF+NA | 68.772
| XAWF130EX | BOTON MET ATEX 1 BOT ROT NA 2 POS FIX | 265.3775
| ZB5AK1363 | CAB BOT ROT LUM 3P AZUL | 21.1191
| XVBZ02A | BAS+TUB FIX 80MM ALUM | 32.6716
| XVBZ03 | BAS+TUB FIX 380MM AL PR | 37.5538
| ZB2BY2310 | ETIQ GRAV LEFT | 2.1218
| XVBZ04 | BAS+TUB FIX 780MM AL PR | 41.9107
| ZB4BA27 | BOT FACE PR | 8.2709
| ZBE202 | CONT 1 NF RET | 9.1258
| DL1CD0061 | LAMP BA 9s LED BR 12V | 24.7551
| XAPM5508 | CX MET 8 FUR | 145.8789
| XB4BP21EX | BOT EX PRET PR TR NA | 46.8959
| XAPS14111N | BOT INVIOL 2POS | 77.2294
| K10A001ACH | COMUT INT 1POS+Z 1P 10A | 23.6591
| K1H014QCH | COM BIP 4P+ 12A | 41.5914
| ZBY2485 | PORT ETIQ C- LEG AUTO-O- MAN | 1.8025
| DL1BKB8 | LAMP INT BA15D LED LAR 24V | 91.5464
| K115H004UP | COMUT INV 2P+Z 4P 115A | 285.4851
| K63C003HP | COMUT INT 2P 3POL 63A | 99.4053
| XB5AA861 | BOT REARME AZUL | 10.403
| ZB2BY2918 | ETIQUETA C/FIGURA | 1.3802
| XACS4111 | ELEMENTO CONTACTO 1NA | 37.6156
| XVBL6M5 | BAL LUM FLASH LARANJA 230V | 171.1344
| ZB4BV5D4 | BL SIN LED BA9S 400V VERM | 60.5743
| ZB6AGD | CAB BOT ROT CH 3 POS FIX RED | 33.6027
| XB5AVG6 | SIN LED AZ 120V | 20.7978
| XACS415 | **ELEM CONTACTO | 45.2994
| XD2PA24 | MANIPULADOR 4 DIR | 129.3268
| ZB4BK1863 | CAB BOT ROT LUM 3P AZUL | 25.0682
| ZB6DV3 | CAB SIN VERD RECT | 5.3025
| ZB5AV18B4 | BL SIN LED INT VERM 24 V | 28.152
| DL1BKB3 | LAMP INT BA15D LED VERD 24V | 91.5464
| XVBC8G4 | EL LUM FLASH 10J VERM 120VCA | 227.8257
| ZBVJ3 | LED 12V VERDE | 10.0837
| XB4BK125G5 | BOT ROT LUM 2P AMAR NA+NF 48-120V | 49.5203
| ZB2SZ4 | TAMPAO OBTURADOR | 2.9664
| ZB5AA24 | CAB BOT FACE PRETO | 13.7598
| ZB6YDE3 | CAPS S-MARC V | 1.3534
| ZBY2385 | PORT ETIQ C- LEG. AUTO-O-HAND | 1.8025
| XB5AK124B5 | BOT ROT LUM 2P VERM NA+NF 24V | 41.511
| XVBL4B3 | BAL LUM INT VERD 24VCA-24-48VCC | 119.3214
| ZB5AA234 | BOT FACE PR STOP | 7.14
| XB5AVG4 | SIN LED VERM 48-120V | 20.7978
| ZB4BW0G11 | BL LUM LED BR NA 48-120V | 22.1759
| ZB5AW543 | CAB BOT FAC PROT SIL LUM VERM | 11.1384
| ZB5AW943 | CAB BOT AN LUM VERM | 10.648
| XVBL8B6 | BAL LUM FLASH AZUL 24V | 240.6224
| ZB4BV18M4 | BL SIN LED INT VERM 230VCA | 37.1315
| ZB5AW36 | CAB BOT FAC LUM AZUL | 9.1392
| ZBG421E | 2 CHAVES 421E | 19.1395
| 9001K3L38RH13 | BOT LUM BA9S 120V VERM NA-NF | 91.1323
| XVBL6B4 | BAL LUM FLASH VERM 24V | 200.7779
| ZB6DD28 | CAB BOT ROT 2 POS FIX PR RECT | 12.3826
| ZB4BV043S | CAB SIN LED VERM | 6.1491
| ZB5AW933 | CAB BOT AN LUM VERDE | 10.648
| ZBY2311 | PORT ETIQ C- LEG ON | 1.8025
| ZB5AS55 | CAB COG AMARELO 40MM | 24.4521
| XVBC6B7 | ELEM LUM FLASH LAR 24V | 184.1331
| XVBC4B7 | ELEM LUM INT INCOL 24VCA-24-48VCC | 111.3121
| XALD2114 | BOTON MAR+ARRET | 40.2112
| XB5AA841 | BOT REARME VERM | 10.403
| XKDZ901 | ACESS COMB | 16.9744
| ZB4BR5 | CAB COG AM 60MM | 26.5327
| XVBC5B5 | ELEM LUM INT LED LAR 24V | 109.7567
| 9001KR9P7RH25 | BOT LUM CAB COGUM | 93.627
| ZB5AR2 | CAB COG 60MM PRETA | 24.0279
| XB5AW34M5 | BOT LUM VERM NA+NF LED 230-240V | 41.5038
| XACA27141 | BOT PEND 2BOT ENCR NA PAR EMERG | 110.3336
| 9001KR2UH13 | BOT IMP ENC MULTICOL NA-NF | 35.3702
| 9001KY3 | CX ALUM 3 FUR 30MM | 103.4429
| XY2AZ1 | SUPORTE P/PUNHO VALID | 38.412
| 9001KR16H13 | BOT CDG PAR EMERG VERM ROD DES 41MM NA | 64.4986
| ZBE1024 | BL CONT 1 NF LIG | 6.5817
| XB4BP183B5EX | BOT LUM EX BR PROT 24VCA-CC NA | 93.627
| ZB4BW04D15 | BL LUM LED BA9S BR NA+NF 230V | 71.0803
| XB4BW35G5 | BOT LUM AMAR NA+NF LED 48-120V | 37.7701
| XKZA15100 | POTEN P-COMBIN | 307.558
| K1D004NCH | COM UNIP 4P 12A | 29.8082
| XPER911 | PEDAL LAR NA-NF | 172.106
| XPEZ913 | PUNHO P-CAPOT PEDAL | 35.464
| XALD02H7 | BOTON VAZIA P- 2B | 19.8378
| ZB5AS72 | CAB COG PRETO 30MM | 45.6722
| KAXZ1C12 | MAN COMUT K | 9.9704
| ZB5AP6S | CAB BOT PROT SILIC COLOR AZUL | 11.7708
| ZB4BG4TEC10 | BOT CHAV 2 POS FIX | 134.9259
| XVBC5M4 | ELEM LUM INT LED VERM 230V | 112.8776
| 9001KP1R9 | SIN BA9S VERM TRANSF 110/120VCA | 81.3555
| XB4BW73731B5 | BOT LUM DUPL NA+NF LED 24VCA-CC | 40.2586
| ZB4BA791 | CAB BOT TRIP S- CAPS | 20.3919
| K30B001UP | COMUT INV 2P+Z 1POL 32A | 46.9989
| ZBV18B1 | LED INTERM 24VCA-CC BR | 27.3609
| ZB5AK1353 | CAB BOT ROT LUM 3P AMARELO | 21.1191
| ZB6CF1 | CAB BOT LUM FACE RET BRANC QUAD | 9.1506
| ZB4BZ009 | ARO FIX MET | 3.605
| ZBVG6 | LED 48-120V AZUL | 15.1719
| XACS413 | **BL CONT NA+NA | 45.2994
| ZB4BG310 | BOT CHAV 3 POS FIX | 77.6084
| ZB6EB8B | LED LARANJA 12-24V | 11.3423
| ZB4BD2 | CAB BOT ROT 2 POS FIX | 12.5145
| ZB5AV05 | CAB SIN AMARELO | 5.0388
| ZBY2186 | PORT ETIQ C- LEG C- LEG I-O-II | 1.8025
| XACA4713 | BOTON PENDENTE | 144.7047
| XACB281 | BOTON PEND 2 BOT | 99.086
| DL1CJ0484 | LAMP BA 9s LED VERM 48V | 24.7551
| ZB4BW0B61 | BL LUM LED AZUL NA 24V | 17.1907
| 9001K52 | ACESS BOT SDQ 30MM | 6.457
| XACB9111 | CABECA BOT PROTEG | 3.9243
| XD2AC222 | MANIPULADOR 2 DIR | 185.02
| XALD211 | BOTON NA+NF MARCHE-ARRET | 38.4087
| ZB4BW0G61 | BL LUM LED AZUL NA 48-120V | 22.1759
| ZB6CV3 | CAB SIN VERD QUAD | 5.1005
| XACA271 | BOTON PENDENTE | 78.8259
| XALD328 | BOTONEIRA 3 BOT | 77.765
| XALD334 | BOTON 2 NA+NF =2 SENT+0= | 53.6836
| XALD363B | BOTON NA+NF =I-O= +SIN 24V | 58.7718
| XALK188G | BOTON PAR EMERG NA+2NF | 62.2738
| XAPA1120 | CX ISOL 2 FUR | 48.5851
| XB2SL64007 | CX ALUM 24 FUR | 272.126
| XD2GA8251 | MANIP 2D-2POS-2NA-DIR | 156.464
| ZB2BV007 | ELEM LUM 230V | 20.8987
| ZB4BH043 | CAB BOT LUM ENCR FACE VERM | 20.2601
| ZB4BK1543 | CAB BOT ROT LUM 3P VERM | 25.0682
| ZB4BP38 | CAB BOT PROT TR VERDE | 14.9556
| ZB4BV07 | CAB SIN TRANSP | 5.3045
| ZB4BW065 | BL LUM NA-NF AL DIR | 18.7769
| ZB4BW0B32 | BL LUM LED VERD NF 24V | 17.1907
| ZB4BW313 | CAB BOT FAC LUM BRANCO | 10.8253
| ZB5AA342 | CAB BOT FACE MARCHE | 7.14
| ZB5AA58 | CAB BOT FACE TRANSP AMAR | 9.1392
| ZB5AJ2 | CAB BOT ROT 2 POS FIX | 12.6072
| ZB5AL4 | CAB BOT SAL VERM | 7.6704
| ZB5AP3 | CAB BOT VERDE PROT SILIC | 9.9858
| ZB5AT2 | CAB COG PR 40MM | 25.0682
| ZB5AW31 | CAB BOT FAC LUM BR | 9.1392
| ZB5AW313 | CAB BOT FAC LUM BRANCO | 9.8736
| ZB6AD24 | CAB BOT ROT 2 POS RET PR RED | 12.3826
| ZB6DF1 | CAB BOT LUM FACE RET BRANC RECT | 9.1506
| ZBVG5 | LED 48-120V AMARELO | 15.1719
| ZBVM5 | LED 230V AMARELO | 19.9778
| ZBY02178 | LEG 8x27 O-I | 1.1639
| ZBY2104 | PORT ETIQ C- LEG ARRET | 1.8025
| ZBY2178 | PORT ETIQ C- LEG C- LEG O-I | 1.8025
| ZBY2304 | PORT ETIQ C- LEG STOP | 1.8025
| K1D004NX | BL COMUT 4P 12A | 23.8754
| ZB4BJ8 | CAB BOT ROT 3 POS RET | 15.6972
| XVMB2R5A5GSB | C3 EL 24V LED R-INT/O-INT/G TUBAL | 142.4201
| XVMB2RGSSB | C2 EL+B 24V LED R/G TUBAL | 133.6836
| ZB5RTA5 | EMISS ZB5R C/CAPS AMAR S/ MARC | 89.5668
| ZBE505 | CONT 1 NA+NF CORR ELEV | 14.6652
| XB5RMA04 | CONJ XB5R EMISS PORT + REC CONF CA/CC | 265.3775
| ZB4BA79 | CAB BOT DUPL FACE S- CAPS | 12.2715
| 9001KA1 | BL CONT NF-NA | 15.7055
| DL1CE012 | LAMPADA BA9S | 4.5753
| ZB6AD22 | CAB BOT ROT 2 POS FIX PR RED | 12.3826
| ZBY6102 | ETIQ BR-AM VIRG | 2.0188
| XAPM3506 | CX MET 6 FUR | 77.2294
| ZA2VA12 | CABECA AFIX NUMER | 166.5613
| ZB4BV053 | CAB SIN LED AMARELO | 5.4075
| ZA2BV07 | CAB SIN INCOL | 6.4684
| ZB4BP68 | CAB BOT PROT TR AZUL | 14.9556
| ZB6DV1 | CAB SIN BRANC RECT | 5.555
| XACB9114 | CABECA BOT PROTEG | 3.9243
| XACB983 | GUARDA PROTECCAO | 26.1002
| XD2PA227 | MANIPULADOR 2 DIR | 109.34
| XD4PA24 | MAN 4 DIR RET | 90.5988
| ZB4BS55 | CAB COG AM 40MM | 26.9468
| ZB4BV013 | CAB SIN LED BRANCO | 5.4075
| ZB6ZB51B | BL LUM NA LED AMAR 12-24V | 16.0186
| DL1BLB | LAMP BA15D 10W-24V | 4.301
| XAPA1104 | CX ISOL 4 FUR | 48.5851
| ZB4BJ5 | CAB BOT ROT 3 POS RET | 15.6972
| ZB6EB6B | LED AZUL 12-24V | 11.3423
| ZB4BK1253 | CAB BOT ROT LUM 2P AMARELO | 23.1997
| ZB5AW333 | CAB BOT FAC LUM VERD | 9.8736
| 9001KR2GH5 | BOT IMP ENC VERD NA | 26.2196
| ZB4BW0B51 | BL LUM LED AMAR NA 24V | 17.1907
| ZB6DV6 | CAB SIN AZUL RECT | 5.555
| ZB6AW1 | CAB BOT LUM FACE BRANC RED | 8.7365
| ZBE204 | CONT ADIC 2 NF | 10.2897
| XACD21A1231 | BOTON PENDENTE | 155.2107
| XD2CC3333 | MANIP 4D-1NA-NF-DIR | 156.464
| XD2CL1010 | MANIP 2D-1NA-NF-DIR | 119.757
| XPEM310 | INTERRUPTOR PEDAL | 183.0186
| ZB4BA9 | CAB BOT FACE 6 CAPS | 10.3927
| ZB4BK1413 | CAB BOT ROT LUM 2P BRANCO | 24.6541
| 9001KR9P38RH25 | BOT LUM CDG BA9S 120VCA-CC NF+NF | 93.627
| XACB061 | CX VAZIA P- 6 BOT | 86.6745
| XB5AVM1 | SIN LED BR 230-240V | 26.7954
| XKBY1 | ETIQUETA VIRGEM | 10.197
| ZB4BP2 | CAB BOT PRETO PROT SILIC | 11.1446
| XVLA143 | SINAL LED 8mm 48V | 9.7768
| ZB4BW063 | BL LUM 2NA AL DIR | 18.7769
| ZBY2179 | PORT ETIQ C- LEG C- LEG I-II | 1.8025
| XB4BK124B5 | BOT ROT LUM 2P VERM NA+NF 24V | 44.7329
| XVBC8B4 | ELEM LUM FLASH VERM 24V | 227.8257
| ZALVM4 | BL LED VERM 230V | 19.6647
| ZB2BY2910 | ETIQUETA C/FIGURA | 1.3802
| ZB4BVM4 | BL SIN LED VERM 230-240V | 23.3398
| ZB4BW0M61 | BL LUM LED AZUL NA 230-240V | 28.222
| ZB4BW13 | CAB BOT SAL LUM VERDE | 11.2476
| ZB4BW153 | CAB BOT SAL LUM AMARELO | 12.8338
| ZB6CV5 | CAB SIN AMAR QUAD | 5.1005
| XPER110 | INT PED NA+NF LARANJ | 115.3518
| ZB4BW0B15 | BL LUM LED BR NA+NF 24V | 22.1759
| ZBY2931 | PORT ETIQ C- LEG O | 1.8025
| XACA2013 | BOTON PENDENTE | 70.761
| XB5AVM5 | SIN LED AM 230-240V | 26.7954
| XVMZ03 | SUP AL 250MM + BAS PLAST | 18.8264
| ZB4BG1 | CAB BOT CHAV 3 POS RET | 41.2989
| ZBY8130 | ETIQ ARRET D'URGENCE 90MM | 3.502
| DL2EDM4SB | LAMP LED SB VERM 230VCA | 21.2201
| DL2EDB4SB | LAMP LED SB VERM 24VCC/CA | 17.8972
| XVMB2RAGSSB | C3 EL+B 24V LED R/O/G TUBAL | 164.1553
| ZBRRC | REC CONFIG CC - 4 PNP | 158.6508
| ZBA74 | CAPS VERM SEM MARC | 2.3154
| ZBZ1902 | GUARDA PLAST P/BOT IMP AMB SEV | 5.9431
| ZB4BA7341 | CABEZA DE PULSADOR DOBLE ø22 | 16.2307
| ZB5AA72124 | CAB BOT TRIP PRET-PRET-STOP | 22.4725
| ZB4BA71124 | CAB BOT TRIP BRAN-PRET-STOP | 24.4521
| 9001KP40G9 | SIN BA9S VERD S- LAMP | 18.3113
| 9001KP35LWW9 | SIN LED 24VCA/CC BR | 87.1731
| ZB5AD39 | CAB BOT ROT MOLET PR 3 POS FIX | 13.6249
| XACB3191 | BOTON PEND 3 BOT 1 VELOC | 212.3963
| ZBV18B6 | LED 24V AZUL | 27.3609
| K10F013UCH | COMUT INV 3POS 3P 10A | 50.2846
| K63C003AP | COMUT INT 1P+Z 3POL 63A | 88.1577
| K1F037MCH | COMUT VOLT 6P 6PM 12A | 40.0566
| XALEK1701 | BOTON CORT EMERG NF | 17.6851
| XB6EAV1BP | SINAL LED 24VCC BRANC | 11.5443
| XB7EV08MP | SIN LED LAR 230VCA | 13.5239
| K1H004UCH | INV TETR 12A | 64.1896
| ZB5AA7341 | CAB BOT DUPL FACE VERD I-VERM O | 14.2511
| XVMM1RAGS | COL PCABL 3 ELEM ROV+BUZ LAMP 230VCA | 133.5725
| ZB4BZ1014 | BL CONT 1 NA LIG | 9.6511
| 9001K3L35RH13 | BOT LUM BA9S 24VCA/CC VERM NA/NF | 91.1323
| XVR13M05L | FAROL ROT 130MM IP66 C/ LED LAR 230VCA | 236.0688
| ZB5AC6 | CAB COG AZUL 40MM | 12.7967
| K30A001AP | COMUT INT 1P+Z 1P 32A | 37.7701
| ZB5AP18 | CAB BOT PROT TR BRANCO | 13.4436
| ZBA7432 | CAPS VERM MARC O BR P/ BOT DUPL/TRIP | 2.7604
| 9001K95 | DISP APERT | 23.4118
| ZBV18M5 | LED 230V AMAR | 32.1483
| 9001KR1BH5 | BOT IMP FAC PR NA | 28.556
| ZB5AV013E | CAB SIN LED BRANCO | 5.5692
| XPEM5100D | INT PED DUPL MET | 414.987
| ZB5AW045 | BL LUM NA+NF 230V | 47.8074
| 9001KP7L9 | SIN BA9S 230V AZUL | 81.3555
| 9001KR1G | CAB BOT IMP VERD | 16.7458
| ZB6YD21 | PORT ETIQ 8X21MM | 2.4947
| ZB4BS8447 | CAB COG VERM 40MM | 32.2493
| 9001KN204 | ETIQUETTE OFF | 1.8685
| 9001KS53FBH2 | BOT ROT MAN LONGA 3 POS RET 2NA-NF | 92.8998
| K1B1002HCH | INTER BIP 12A | 25.0393
| ZB4BV04S | CAB SIN VERM ESTR | 6.1491
| XKBZ921 | FOLE ESTANQUE | 21.6403
| ZB2BV006 | ELEM LUM 400V | 7.21
| ZB4BG08 | CAB BOT CHAV 3 POS RET | 41.2989
| ZB6AV5 | CAB SIN AMAR RED | 5.1005
| DL1CF380 | LAMP NEON BA9S 380V | 12.2715
| XACA481 | BOTON PENDENTE | 113.9386
| XB4BK123M5 | BOT ROT LUM 2P VERD NA+NF 230-240V | 55.348
| ZALVG1 | BL LED BR 48-120V | 12.7967
| XVMC29B | BAS+TAMP C- BUZ 24V | 55.449
| ZBY2464 | PORT ETIQ C- LEG AUTO- MAN | 1.8025
| XAPE302 | ESP 72x105MM | 22.7012
| K1C003QLH | COM 3P+0 12A | 25.2453
| XVBL8M6 | BAL LUM FLASH AZUL 230V | 204.626
| ZB2BY4965 | ETIQUETA C/FIGURA | 1.3802
| DL1BDM4 | LAMP BA15D LED VERM 230V | 57.2165
| XAPM31 | CX METALICA S-FUR | 71.6159
| XKDZ914 | PUNHO C-ENCRAVAM | 28.897
| ZB4BVB6 | BL SIN LED AZUL 24V | 12.2055
| ZB5SZ3 | OBT PLAST 22MM | 2.1012
| ZBZ33 | SUP ETIQ S- LEG | 1.0609
| K1M016N | BLOC COMUT 2P 6P 12A | 38.1924
| K1I023NLH | COMUT 3POS 3P 12A | 55.8054
| XVDLS35 | **BAL LUM LAR MIN | 44.5434
| ZB4BD8 | CAB BOT ROT 3 POS RET | 14.2511
| ZB5AG5 | CAB BOT CHAV 3 POS FIX | 37.0367
| ZB4BH2 | CAB BOT ENCR SAL PRETO | 16.9744
| ZB5AG03D | BOT ROT | 40.8848
| XACA28131 | BOTON PENDENTE | 122.5391
| XB5AW36B5 | BOT LUM AZUL NA+NF LED 24V | 30.6816
| XVBL8M8 | BAL LUM FLASH AMAR 230V | 204.626
| ZB4BW0G63 | BL LUM LED AZUL 2NA 48-120V | 27.1611
| ZB5AK1553 | CAB BOT ROT LUM 3P AMARELO | 23.0987
| ZB6DA6 | CAB BOT FACE AZUL RECT | 9.174
| XD2EC3333 | MANIP 8D-1OU 2 NA-NF-DIR | 159.192
| ZB4BD39 | CAB BOT MOL 3 POS FIX | 14.7763
| ZB4BV18B3 | BL SIN LED INT VERDE 24 V | 31.6107
| ZB4BVJ1 | BL SIN LED BRANCO 12V | 13.4724
| ZB5AVG1 | BL SIN LED BRANCO 48-120V | 16.1772
| XB2SL42007 | CX ALUM 8 FUR | 234.3559
| XVBC2M6 | ELEM LUM LED AZUL 230V | 101.4343
| XB5AW33B5 | BOT LUM VERD NA+NF LED 24V | 30.6816
| XAPM5606 | CX METALICA C-FUR | 145.5596
| ZB4BD5 | CAB BOT ROT 3 POS RET | 14.2511
| ZB5AZ102 | BL CONT 1 NF | 7.2522
| XB4BPS42EX | BOT EX C- PROT SILIC VERM NF | 55.0349
| XAPJ1201 | CX MET 1 FUR | 48.4821
| ZB4BK1833 | CAB BOT ROT LUM 3P VERDE | 25.0682
| ZB5AH033 | CAB BOT LUM ENCR FACE VERD | 18.1764
| ZB6YDA5 | CAPS S-MARC A | 1.3534
| XD2GA8441 | MANIP 4D-2POS-2NA-DIR | 235.213
| ZB5AV03 | CAB SIN VERDE | 5.0388
| ZB5AW0B45 | BL LUM LED VERM NA+NF 24V | 21.012
| ZBVM4 | LED 230V VERM | 19.9778
| XVCZ13 | SUP FIX P/ FAROIS ROT 0106/120MM | 129.3268
| XVCZ23 | SUP FIX P/ FAROIS ROT 084/106/120MM | 15.4912
| XVR10B04 | FAR ROT 106MM LED VERM 24VCA/CC | 201.0828
| XVR12B04S | FAR ROT 120MM LED VERM 24VCA/CC C/ BUZZ | 240.1692
| XVR12B05 | FAR ROT 120MM LED LAR 24VCA/CC | 198.1452
| XVS72BMBP | ALARM PAIN PR DIN72 90DB 16T 4 CAN PNP | 169.1548
| XVS72BMWN | ALARM PAIN BR DIN72 90DB 16T 4 CAN NPN | 167.5893
| XVMB2RAGBSB | C4 EL 24V LED R/O/G/B TUBAL | 156.9843
| XVMM2RAGSB | C3 EL 230VCA LED R/O/G TUBAL | 151.7828
| ZB5RTA1 | EMISS ZB5R C/ CAPS BRANCA S/ MARC | 90.4536
| ZBVG15 | LED 120V CA BR TERM MOL | 16.5521
| ZB4BA73134 | CAB BOT TRIP VERD-VERD-STOP | 24.4521
| ZB4BW7L3741 | CAB BOT DUPL FACE I-SAL O+VIS SIN | 21.0181
| ZB5AL7341 | CAB BOT DUPL FACE I-SAL O | 15.0894
| 9001KR1U | CAB BOT IMP MULTIC | 18.238
| XVMM1RG | COL 2 EL LAMP INC 5W 230VCA VERM+VERD | 75.1137
| K1F013MCH | CONMUT. AMPERIMETRO COMP. S/POS. 0 12A | 46.7826
| XVMC34 | ELEM LUM VERM | 12.6957
| ZB5AW343S | BOT FAC LED VERM ESTR | 10.7202
| 9001KY2 | CX ALUM 2 FUR 30MM | 88.477
| ZBVM35 | LED 230V CA VERD TERM MOL | 21.7536
| 9001KS43B | CAB BOT ROT 3 POS FIX MAN PR CURTA | 32.9765
| XB7EV67P | SIN INC P- LAMP BA9S | 8.8476
| 9001KS11BH13 | BOT ROT 2 POS FIX | 59.085
| XALE33V1M | BOTON 2 BOT NA+NF + SIN LED VERD 230V | 26.3206
| XB6EAD232P | BOT ROT 3 POS FIX 2NF-NA | 16.4327
| 9001KP7G9 | SIN BA9S VERD TRANSF 220-240VCA | 81.3555
| ZB5AW0G31 | BL LUM LED NA 110V | 21.012
| XB7EV06GP | SIN LED AZUL 120VCA | 8.8476
| K1A001ACH | INTER UNIP 12A | 20.1571
| XALS2003H | BOTON MUR ASI 2 BOT IMP VERD/VERM | 292.4891
| 9001KP38A31 | SIN BA9S 120V AMB | 62.317
| XAWG210EX | BOTON PLAST ATEX 2 BOT VERD-VERM NA+NF | 265.2765
| ZBY2322 | ETIQ RESET | 1.8025
| XB5AK123G5 | BOT ROT LUM 2P VERD NA+NF 48-120V | 46.3994
| XPEG611 | PEDAL PLAST 2 POS CINZ 2NF+NA | 84.293
| 9001K31 | MANIPULADOR 3 POS | 114.0189
| DL1BKM4 | LAMP INT BA15D LED VERM 230V | 91.5464
| 9001KT35LGG31 | BOT LUM LED 24V VERDE NA DEC | 104.7572
| 9001KR1GH13 | BOT IMP FAC VERD NA-NF | 35.574
| ZBY2387 | ETIQ HAND-OFF-AUTO | 1.8025
| ZB2BY2309 | ETIQ GRAV RIGHT | 2.1218
| XVMC35 | ELEM LUM LAR | 12.6957
| XVBC6B6 | EL LUM FLASH AZ 24V | 184.1331
| XVBZ02 | BAS+TUB FIX 80MM AL PR | 34.1651
| ZB4BW313S | CAB BOT FAC LUM BR ESTR | 11.7729
| ZB4BW333S | CAB BOT FAC LUM VERD ESTR | 11.7729
| ZBVB43 | BL LUM LED VERM FAST 24VCA-CC | 11.3423
| XVBL8G5 | BAL LUM FLASH LARANJA 120V | 240.6224
| K30C003HP | COMUT INT 2P 3P0L 32A | 63.4377
| XPEM110EX | INT PED MET ATEX 1 POS NA+NF AZ | 222.6252
| 9001K56YM | PROT AM CDG 41MM | 28.4012
| XPER5100D | INT PED DUPL 2 x NA+NF LAR | 481.415
| XB5AW31M5 | BOT LUM NA+NF 230V | 41.5038
| XPER929 | INT PED ANAL 2 x NA+NF LAR | 351.23
| XACA2174 | BOTON PENDENTE | 94.5231
| XENC1151 | BL CONTACTOS | 18.4576
| XPEM311 | INTERRUPTOR PEDAL | 208.923
| ZB2BY4901 | ETIQUETA C/FIGURA | 1.3802
| KZ127 | ADAPTADOR | 6.5817
| ZB4BW31 | CAB BOT FAC LUM BRANCO | 9.7644
| DL1EDBS | LAMP 5W 24V | 3.0199
| 9001KS34FBH13 | BOT ROT 2 POS RET NA-NF | 70.3263
| XVBL6B6 | BAL LUM FLASH AZUL 24V | 200.7779
| K1B006TLH | INV UNIP 12A | 24.4007
| ZBVJ5 | LED 12V AMARELO | 10.609
| XALD134 | BOTON 1 NA O-I | 31.1884
| ZB4BP6 | CAB BOT AZUL PROT SILIC | 11.1446
| ZB6EG0B | BL SIN 120V | 7.5952
| K30F013UP | COMUT INV 2P 3P 32A | 78.6096
| ZB5AC34 | CAB COG VERD 30MM | 16.7458
| XALD222 | BOTON 2 NA 2 SENT | 38.4087
| ZB4BG420 | CAB BOT CHAV N 3131A 2 POS FIX | 73.2351
| ZB5AG412 | BOT CHAVE 2 POS FIX | 69.387
| ZBVM3 | LED 230V VERDE | 19.9778
| XENG1491 | BLOCO CONTACTOS | 25.7809
| XESD1291 | CONTAC POT 2 VEL | 168.0445
| 9001KS63FB | CAB BOT ROT 3 POS RET ESQ-CENTR | 51.0757
| ZB2BY4935 | ETIQUETA C/FIGURA | 1.3802
| ZB4BA1 | CAB BOT FACE BR | 6.6847
| ZB4BL6 | CAB BOT SAL AZUL | 8.5902
| ZB4BW0G13 | BL LUM LED BR 2NA 48-120V | 27.1611
| ZB4BW0M43 | BL LUM LED VERM 2NA 230-240V | 33.2072
| ZB4BW36 | CAB BOT FAC LUM AZUL | 9.7644
| ZB4BW953 | CAB BOT AN LUM AMARELO | 10.8253
| ZB5AA0 | CAB BOT FACE S- MARC | 5.7834
| ZB5AL432 | CAB BOT SAL O | 9.0372
| ZB5AVM4 | BL SIN LED VERM 230-240V | 22.2768
| ZB6Y009 | BASE FIX CONT | 1.4544
| ZB6Y905 | MONT - EXTR LAMP | 2.1816
| ZB6ZB31B | BL LUM NA LED VERD 12-24V | 16.0186
| ZBE203 | CONT ADIC 2 NA | 10.2897
| ZBVM6 | LED 230V AZUL | 19.9778
| ZBY8101 | ETIQ 90MM AMAR | 2.7604
| ZB5AD7 | CAB BOT ROT 3 POS RET | 13.0088
| XAPS14431N | BOT INVIOL ENCASTR 3 POS C- RET | 82.2249
| XVBL8B8 | BAL LUM FLASH AMAR 24V | 240.6224
| ZB4BG610 | BOT CHAV 2 POS RET | 81.4565
| ZB5AA232 | CAB BOT FACE PR O | 7.14
| ZB6CW1 | CAB BOT LUM FACE BRANC QUAD | 8.7365
| XB5AW34B5 | BOT LUM VERM NA+NF LED 24V | 30.6816
| ZB5AR4 | CAB COG 60MM VERM | 24.0279
| XVBC4M6 | ELEM LUM INT AZUL 48-230VCA | 112.8776
| ZB5AG212 | BOT CHAV 2 POS FIX | 69.387
| ZB5AH05 | CAB BOT ENCR FACE AMARELO | 12.914
| ZB5AW963 | CAB BOT AN LUM AZUL | 10.648
| ZB5AH06 | BOT ENCR FACE AZ | 12.914
| ZB5AG2K | BOT CHAV ESP 2 POS FIX | 80.5172
| ZB5AV033S | CAB SIN VERD LED | 5.4672
| K2K015NCH | COM BIP 5P+ 20A | 46.3603
| K1F006N | BLOCO CONTACTO K1 | 25.8839
| ZB4BVBG3 | BL SIN LED VERDE 24-120V | 23.6591
| ZB5AH053 | CAB BOT LUM ENCR FACE AMAR | 18.1764
| ZB5CW363 | CAB BOT FAC LED Q AZUL | 12.291
| ZB6AC2 | CAB BOT CAB COG PRETO | 10.6151
| ZB4BV18G4 | BL SIN LED INT VERM 120VCA | 36.6062
| XB4BP42EX | BOT EX VERM PROT TR NF | 45.9853
| DL1BDB8 | LAMP BA15D LED LAR-24V | 57.2165
| XACA4914 | BOT PEND C-4+1BOT | 189.0565
| XDAL11131 | MANIPULADOR ANALOGICO | 310.101
| XPER211 | PEDAL LAR 2POS NA+NF | 143.44
| XD2GA82217 | MANIP 2D-1POS-1NA-DIR | 111.375
| K2F003UCH | COMUT INV 2POS+Z 3P 20A | 60.5743
| ZB4BVB3156 | BL SIN TEST LED VERDE 24V | 23.7621
| XACS104 | CORPO CONTACTO | 24.0814
| XVMC37 | ELEM LUM INCOL P- LAMP BA15D | 12.6957
| XB7EV04MP | SIN LED VERM 230VCA | 13.5239
| ZB6EB3A | LED 12-24V CA-CC BR P- CI | 11.3423
| ZB4BW0G43 | BL LUM LED VERM 2NA 48-120V | 27.1611
| ZD4PA203 | BL CONT MAN 4D | 22.4952
| 9001KP38G9 | SIN BA9S 120V VERD | 61.4787
| XVMZ04T | SUP AL 400MM | 31.108
| XVCZ11 | SUP FIX P/ COL LUM 90MM | 31.834
| XVGU3SWV | COLUNA LUMINOSA USB LED MULTI COM BASE | 244.8846
| XVGU3SHAV | COLUNA LUMINOSA USB LED MULTI COM PEDEST | 253.005
| XVC1M3K | COL 100MM 3 ELEM 230V LED VER LAR ENC | 325.826
| ZBRP1 | BOTAO POR COMANDO CORDA WIRELESS | 102.8887
| ZB5AC64 | CAB BOT COG IMPULS AZUL 30MM | 16.7458
| ZBD8D1 | 2 CHAVES 8D1 | 16.8714
| XVMM2R5GSSB | COL 2 ELEM+B 230VCA LED SB VERM-INT VERD | 169.781
| ZB4RTA5 | EMISS ZB4R C/CAPS AMAR S/MARC | 90.193
| ZBE502 | Bloco contacto NF alta intensidade | 8.0093
| ZB5RTA2 | EMISS ZB5R C/ CAPS PRETA S/ MARC | 90.4536
| XB4BS8445EX | BOT EX PAR EMERG 40MM VERM NF | 94.49
| ZBRT1 | EMISS WIRELESS S/ BAT (S/ CAB) | 67.8708
| ZB4BZ1055 | CORP BL CONT NA+NF TERM MOL | 13.5754
| XVMB2RSSB | COL 1 ELEM+B 24V LED SB VERM TUB AL | 90.9202
| K115F013UP | COMUT INV 2P TRIP 115A | 224.3855
| ZB5AC380 | CAB BOT IMPULS VERD AMB SEV 37MM | 18.8088
| XVUZ12 | ZOCALO PARA USO EN SOPORTE VERTICAL | 28.6443
| XVUZ100T | Base com tubo de 100mm e fixação com ab | 50.0786
| XB4BD912R10K | HEAD AND POTENTIOMETER R10K | 83.7081
| ZB4BD203 | BOT ROT 2 POS VERD | 16.9744
| XB5AS8444 | BOT COG VERM 40MM 2NC | 43.2785
| XB4BP181EX | PULS. CAPUCHÓN NEGRO | 67.5185
| ZB4BG712 | BOT CHAV 3 POS RET | 81.4565
| XB5AD912R10K | POTENCIÓMETRO XB5 R10K | 78.7229
| XVC6B5K | INDIC.BANKS60MMLEDBASEMOUNT24VSTEADYLIGH | 220.143
| ZBSP1 | BLACK PROTECTION COVER IP65/IP67 | 6.567
| XB5DTB22 | Panel mounted timer monofunction 0,5s to | 69.488
| K1A001ALH | COMUTADOR 12A | 31.6107
| ZBRRD | REC CONFIG CA/CC - 2 REL NA/NF | 163.2261
| XB5PUSB3 | USB 3.0 INTERFACE A-A CONNECTION TYPE | 34.0518
| XB5PRJ45 | RJ45 INTERFACE, ETHERNET CONNECTION TYPE | 34.0518
| XB5EVB4 | VOYANT DEL MONOLITHIQUE, ROUGE, 24V | 13.5558
| XVC6B15S | Tower Light 60mm, 24V AC/DC, Flash, Buzz | 187.0419
| XVUC020 | EXTENSAO PARA BASE PRETO | 35.2002
| XB7NS8445 | BOT PAR EMERG 40MM 1NA+1NF | 27.2599
| ZB5RTC2 | EMISS WIRELESS S/ BAT (S/ CAB) CAB COG | 97.0734
| XB4BD912R470K | HEAD AND POTENTIOMETER R470K | 83.7081
| XVUC44 | ELEM LUM INT AMARELO LED | 56.3307
| XB5AD912R100K | POTENCIÓMETRO XB5 R100K | 78.7229
| XB5AD912R1K | POTENCIÓMETRO XB5 R1K | 78.7229
| XB5AD912R470K | POTENCIÓMETRO XB5 R470K | 78.7229
| XB5AD912R47K | POTENCIÓMETRO XB5 R47K | 78.7229
| XB5AD912R4K7 | POTENCIÓMETRO XB5 R4K7 | 78.7229
| XB4BG61 | SELECTOR 2POS."NA" C.LLAVE | 48.5851
| XB5EV57K4 | 3 PHASES VOLTAGE INDICATOR PILOT LIGHT W | 155.903
| XVLA324 | SINALIZADOR LED 12MM 12VCC VERMELHO | 13.736
| ZB5AD2801 | BOT BASC 2 POS FIX | 18.5133
| 9001SKS11B | BOUTON TOURNANT LUMINEUX | 45.8742
| XB4BD912R4K7 | POTENCIÓMETRO XB4 R4K7 | 83.7081
| XVC6M15S | TOWER LIGHTS 60 MM, 100-240 V, BUZZER, B | 364.8322
| XVUC43 | ELEM LUM INT VERDE AMARELO LED | 56.3307
| XVUC48 | ELEM LUM INT VERM LED | 60.4713
| XB5KS2B4 | ZUMBADOR LUM.ROJO CONT. ó INT.24V AC/DC | 99.2426
| XB5AG41 | SELECTOR 2POS."NA" C.LLAVE | 38.3901
| XB5DTB25 | Panel mounted timer monofunction 3 min t | 69.488
| K10F003MCH | COM VOLT 10A | 54.9505
| XVUZ02Q | SUPORTE MONTAGEM TUBO 100MM PRATA | 41.1588
| XVUC21BQ | ELEMENTO BASE 24VDC PRATA | 46.4406
| XVUC9SQ | ELEM SONORO PRATA 24VDC | 89.5668
| XVUC21M | ELEMENTO BASE NPN 100-240VAC PRETO | 81.2444
| XALK01H29 | BOT MUR VAZ TAMP AMAR C/ 1 FUR EM STOP | 16.0165
| XAWG188EX | BOTON PL EX BOT PAR EMERG NF+NF | 272.4576
| XB5EVM3 | VOYANT DEL MONOLITHIQUE, VERTE, 230V | 20.2776
| XB5EVM4 | VOYANT DEL MONOLITHIQUE, ROUGE, 230V | 20.2776
| XB5EVM5 | VOYANT DEL MONOLITHIQUE, ORANGE, 230V | 20.2776
| 9001SKP35LRR9 | VOYANT 24 V | 124.4017
| 9001KR24B | BOUTON POUSSOIR | 54.3077
| 9001KR24R | BOUTON POUSSOIR | 71.0535
| XACB4933 | BOTON PEND 4 BOT+PAR ENERG | 422.7738
| XB4BD912R47K | HEAD AND POTENTIOMETER R47K | 83.7081
| ZB4BG02 | BOT CHAV 2 POS | 49.3082
| 9001KN200 | ETIQUETA VIRGEN NEGRA | 1.8685
| XVR13B04L | FAROL ROT 130MM IP66 C/ LED VERM 24V | 206.652
| ZB2BY2906 | ETIQUETA C/FIGURA | 1.3802
| ZB4BW0B42 | BL LUM LED VERM NF 24V | 17.1907
| XACA2713 | BOTON PENDENTE | 78.6096
| XB4BVB4 | SIN LED VERM 24V | 17.2937
| XACB9214 | CABECA BOT PROTEG | 3.9243
| XACD22P3111 | BOTON PENDENTE | 260.9814
| XALD101H29 | BOTON 1 NA START | 24.5037
| XAPE303 | ESP 72x138MM | 24.1844
| XAPJ11 | CAIXA METALICA | 43.8162
| XB4BVG6 | SIN LED AZUL 48-120V | 23.5561
| XB4BVM4 | SIN LED VERM 230-240V | 28.428
| XVBL8G6 | BAL LUM FLASH AZUL 120V | 240.6224
| ZB4BW943 | CAB BOT AN LUM VERM | 10.8253
| ZENL1111 | BL CONT NA P- XAL | 4.9894
| XALD142 | BOTON 1 NA ARRET-MARCHE | 41.5914
| ZALVM5 | BL LED AMAR 230V | 19.6647
| ZB4BW0G41 | BL LUM LED VERM NA 48-120V | 22.1759
| ZBY4100 | FOL ETIQ 8x27 | 3.0797
| ZB4BH06 | CAB BOT ENCR FACE AZUL | 13.2664
| ZB6AA1 | CAB BOT FACE BRANC RED | 9.174
| ZBY8330 | ETIQ EMERGENCY STOP 90MM | 3.399
| XVR012L | SUP FIX P/ FAROIS ROT 0130MM | 26.5225
| XVR08B03 | FAR ROT 84MM LED VERD 24VCA/CC | 178.2858
| XVR08B04 | FAR ROT 84MM LED VERM 24VCA/CC | 178.2858
| XVR08B05 | FAR ROT 84MM LED LAR 24VCA/CC | 178.2858
| XVR10B05 | FAR ROT 106MM LED LAR 24VCA/CC | 201.0828
| XVR10B06 | FAR ROT 106MM LED AZ 24VCA/CC | 201.0828
| XVR12B05S | FAR ROT 120MM LED LAR 24VCA/CC C/ BUZZ | 259.006
| XVR12B06 | FAR ROT 120MM LED AZ 24VCA/CC | 213.686
| XVR12B06S | FAR ROT 120MM LED AZ 24VCA/CC C/ BUZZ | 240.1692
| XVR13G04L | FAR ROT 130MM IP66 C/ LED VERM 120VCA | 236.0688
| XVR13G05L | FAR ROT 130MM IP66 C/ LED LAR 120VCA | 236.0688
| XVRZ081 | BASE BORR P/ AUMENT IP FAR ROT 084MM | 50.1816
| XVRZ082 | BASE BORR P/ AUMENT IP FAR ROT 0106MM | 61.1099
| XVS72BMWP | ALARM PAIN BR DIN72 90DB 16T 4 CAN PNP | 169.1548
| XVS14MMW | SIR MULTI-S 105DB 43T BR 8 CAN 230VCA | 336.229
| ZB6DGH | CAB BOT ROT CH 3 POS FIX | 33.6027
| XVMC36 | ELEM LUM AZUL BA15D | 12.6957
| DL2EDB8SB | LAMP LED SB LAR 24VCC/CA | 17.8972
| XVMB2RGSB | C2 EL 24V LED R/G TUBAL | 80.2041
| XB4BW73731M5 | BOT LUM DUPL NA+NF LED 230VCA | 50.4596
| ZB4BL7340 | CAB BOT DUPL FACE VERD-SAL VERM | 15.8166
| ZB5AA73134 | CAB BOT TRIP VERD-VERD-STOP | 22.4725
| ZB5AA7120 | CAB BOT DUPL FACE BRAN/PRET | 13.4229
| ZB5AA71124 | CAB BOT TRIP BRAN-PRET-STOP | 22.4725
| XB7EV07MP | SIN LED INCOL 230VCA | 13.5239
| 9001KP38R9 | SIN VERM C- LAMP BA9S 120VCA-CC 30MM | 61.4787
| ZBA73 | CAPS VERD S- MARC P- CAB BOT DUPL-TRIP | 2.2032
| ZBA7235 | CAPS PR SETA BRAN P- CAB BOT DUPL-TRIP | 2.7604
| K30D004HP | COMUT INT 2P 4POL 32A | 71.3996
| ZB6CD08 | BOT ROT LUM 2 POS Q | 10.302
| ZBY9230T | ETIQ 60MM AMAR NOT-AUS P- ZBZ3605 | 3.8213
| K50C003AP | COMUT INT 1P+Z 3POL 50A | 72.9858
| XB4BP483B5EX | BOT LUM EX VERM PROT 24VCA-CC NF | 93.627
| ZB4BZ1035 | CORP BL CONT 2 NA TERM MOL | 13.5754
| ZBE1014 | BL CONT 1 NA LIG | 6.5817
| XVLA323 | SINAL LED 12MM 12VCC VERD | 13.837
| XVBL1M3 | BAL VERD LED 230V | 177.4772
| XB6EAA41P | BOT IMP FAC VERM 1 NF-NA | 9.3627
| XB6EAV5BP | SINAL LED 24VCC AMAR | 11.5443
| XB6EAW1B1P | BOT LUM FAC IMP BR LED 24VCC NF-NA | 15.5035
| XVBZ01 | BAS FIX PR | 14.4303
| ZB5AP5S | CAB BOT PROT SILIC COLOR AMAR | 11.7708
| ZB5AW0G15 | BL LUM LED BR NA+NF 48-120V | 26.0508
| K2D012UCH | INV BIP 20A | 44.8771
| ZB4BW7A1720 | CAB BOT DUPL FAC BRAN/PRET+VIS SIN | 17.6851
| K1C003ACH | COMUT INT 1P+Z 3P 12A | 27.4804
| 9001K34 | CAB MANIP 4DIR C- RET | 124.735
| XB6AS8349B | BOT CAB COG NA+2NF | 33.7037
| 9001KR1BH13 | BOT IMP FAC PR NA-NF | 35.574
| 9001KR1GH5 | BOT IMP FAC PR NA | 28.556
| XPEB311 | PEDAL PLAST 1 POS AZUL 2NF+NA | 85.085
| XPEG810 | PEDAL PLAST 1 POS CINZ 1NF+NA | 63.789
| 9001KA4 | BL CONT NF-NA RET | 15.0894
| ZB5CH313 | BOT FAC RET LED BR | 20.3796
| 9001KR3RH6 | BOT IMP SAL VERM NF | 26.2196
| 9001KN245 | ETIQ OFF-ON | 1.8685
| ZBY0104 | ETIQ ARRET | 1.8025
| K10H004UCH | COMUT INV 2P+Z 4P 10A | 60.5743
| K30B002AP | COMUT INT 1P+Z 2P 32A | 47.1019
| KBA1H | MANIP COMUT K | 8.9095
| XPEY511 | INT PED PLAST 1 POS 2x NA+NF AM | 63.8724
| ZD5PA14 | CAB MANIP 4 DIR | 69.5538
| ZB2BY2307 | ETIQ GRAV UP | 2.1218
| ZB4BA57 | BOT FACE AMAR | 8.2709
| ZB4BD27 | BOT ROT 2 POS FIX | 16.1298
| ZB6AD02 | BOT ROT LUM 2 POS C | 10.302
| 9001KS88FB | CABECA BOTAO ROTAT 4 POS FIX | 43.0664
| ZB5AVG6 | BL SIN LED AZUL 48-120V | 16.1772
| K50B002AP | COMUT INT 1P+Z 2POL 50A | 67.4753
| TCSEAAF1LFU00 | Modulo SFP fibra optica SX/LC | 191.76
| TSXCANCD300 | 3m Cabo CAN Open retarda a prop. chamas | 1653.2993
| BMXXTSHSC20 | LIGADORES P- MOD. CONTAGEM | 36.663
| TSXCANCD50 | 5m Cabo CAN Open retarda a prop. chamas | 331.7776
| BMXXBC015K | CABO EXTENSAO DE RACK, 1,5m | 75.276
| STBNIC2212 | MODULO NIM STANDARD ETHERNET/IP | 379.05
| BMEP584040 | CPU M580 nivel 40 - DIO e RIO | 8365.8564
| BMECRA31210 | Adaptador RIO para Ethernet | 1041.5221
| BMEXBP1200H | **M580 BACKPLANE 12 SLOT ETHERNET CC | 517.0152
| 490NTC00005 | CABO ETHERNET 5M | 40.4
| TSXCDP301 | CORDAO FIOS P.EQ. 3M 0 34MM2 | 52.4552
| 490NAA27106 | CABO MB+ (1520M) MODICON | 6842
| BMXDDI1603 | MOD. 16 ED, 48VCC, BORNES | 201.9798
| 490NOR00005 | Cabo Eth. MT-RJ 5m OPT | 148
| BMXFTA300 | CABO 28 SAIDAS SUBD25 M340 3m | 95.9904
| PMXNOW0300 | M340-WIFI | 875.5
| BMEP581020 | CPU M580 nivel 10 - DIO | 1866.9
| BMEP583020 | CPU M580 nível 30 - DIO | 4757.382
| BMEP582040H | **M580 CPU580-20 DIO + RIO CC | 4736.8596
| BMEXBP1200 | Rack Ethernet 12 slots | 345.072
| BMEXBP0800 | Rack Ethernet 8 slots | 246.582
| TSXCANCBDD3 | 3m Conj. cablagem CAN Open s- prop. cham | 66.092
| TSXCRJMD25 | CABO ENTRE CUSB485 e PLC,S | 70.397
| TCSCCN4F3M05T | CABO CANOPEN 0,5M SUBD9 FEMEA RJ45 | 29.315
| BMXAMM0600 | MOD. 4 EA- 2 SA MULTIGAMA | 458.9796
| TSXCAP030 | CABO AEY-TELEFAST 3M | 126.2197
| 490NTW00040 | CABO ETHERNET 40M | 116.15
| STBNIP2311 | ETHERNET MB TCP/IP NIM STANDARD DUAL POR | 471
| 490NAA27104 | CABO MB+(456M) MODICON | 1807.936
| 490NAA27102 | CABO MB+(152M) MODICON | 606.5592
| BMXFTA302 | CABO 20 SAIDAS SUBD25 M340 3m | 89.4456
| BMXAMI0800 | MOD. 8EA, TENSAO/CORRENTE, NAO ISOLADA | 606.186
| TCSECL1M3M25S2 | CABO ETHERNET M12-RJ45 25M CE LDuty | 179.52
| BMXXBC030K | CABO EXTENSAO DE RACK, 3m | 100.368
| STBXBA2200 | Base PDM 18,4MM | 27.27
| STBXMP7800 | KIT DE 96 CHAVES CODIFICADORAS NIM E PDM | 10.1
| STBXSP3010 | KIT DE BLINDAGEM EMC | 41.41
| STBXSP3020 | KIT DE BLINDAGEM EMC | 51.51
| BMXP342000 | M340-20 MODBUS | 710.94
| 490NAD91104 | LIGADOR PROFIBUS - INTERMEDIO | 52.2392
| TSXCDP103 | CABO LIG. CARTA E-S A TELEFAST2 | 49.8104
| BMXXBC050K | CABO EXTENSAO DE RACK, 5m | 172.686
| BMXPRA0100 | ADAPTADOR PERIFERICO E/S REMOTAS M340 | 678.72
| BMXCPS3540T | FONTE ALIMENTACAO, 125VCC, 36W | 543.9
| TCSECL1M3M10S2 | CABO ETHERNET- M12 - RJ45, 10M | 97.97
| TCSCCN2M2F5 | CABO CANOPEN CURVO, M12 B, MAC-FEM 5M | 68.88
| BMEP583040 | CPU M580 nivel 30 - DIO e RIO | 5776.4232
| BMEXBP0400 | Rack Ethernet 4 slots | 182.7735
| BMEP582020 | CPU M580 nivel 20 - DIO | 2968.35
| BMEP582040 | CPU M580 nivel 20 - DIO e RIO | 3648.4788
| BMEP584020 | CPU M580 nivel 40 - DIO | 7967.475
| BMXNOM0200H | MODULO SERIE RS232/ RS485, H | 779.4675
| BMXXBP0400H | CC Rack 4 posiciones | 134.62
| BMXXBP0800H | BASTIDOR 8 POSICOES, H | 238.9275
| TCSECL1M1M1S2 | Enet Cable M12-M12 1M 2x2x26 CE LDuty | 66.66
| BMXRMS004GPF | C Memoria opcional M580 4Gb | 546.6282
| BMXP3420302H | M340-20 ETHERNET + CANOPEN 2, H | 2089.6536
| BMXXBE1000H | MOD. EXTENSAO DE BASTIDOR, H | 396.2496
| TCSESM243F2CU0 | SWITCH 22 TX - 2 FX MULTI MODO | 2678.52
| 490NTW00005 | CABO ETHERNET 5M | 41.1676
| BMXXBE2005 | KIT PARA EXTENSAO DE BASTIDOR | 530.0736
| TCSESM083F2CS0 | SWITCH 6 x TX - 2 x FX MONO-MODO | 1712.96
| TCSEGPA23F14F | GATEWAY MDBTCP/PROFIBUS MESTRE | 1686.3
| BMXEIA0100 | MODULO MESTRE AS-i V3.0 | 533.6436
| TCSESM043F2CU0 | Switch 2 x TX - 2 x FX Multi-modo | 867.59
| BMXRWSB000M | MEMORIA SD P- NOE, CLASSE B RESERVA | 118.2996
| BMXCPS3500 | FONTE ALIMENTACAO, 240VCA, 36W | 495.8898
| BMXART0414 | MOD. 4EA, TEMP.-TC-RTD, 16 BITS | 512.295
| BMXFTW301 | CABO 3M- TERM. 20-VIAS, PONTAS SOLTAS | 40.8975
| BMXFTB2020 | TERMINAL 20-PONTOS, MOLA | 25.584
| BMXFCA152 | CABO 1,5M- LIG. 40-VIAS, SUB-D P- ABE7 | 61.828
| BMXFCW301S | CABO 3M- LIG. 40-VIAS, PONTAS, MALHA | 63.504
| BMXFTW301S | CABO 3M- TERM. 20-VIAS, PONTAS, MALHA | 64.206
| BMXXSP0600 | KIT BLINDAGEM - 6 POS. | 107.6304
| STBDDI3230K | KIT STB - 2 ED 24VDC | 57.68
| STBDDO3230K | KIT STB - 2 SD 2,0A 24VDC | 71.07
| TSXCANKCDF180T | Ligador CANopen SUB-D 9 | 60.475
| TSXCANCB50 | Cabo CAN Open 50m s- propagaCA o chamas | 134.8746
| TSXCANCD100 | 1m Cabo CAN Open retarda a prop. chamas | 632.533
| BMXFTW508S | CABO 5M TERM. 26-VIAS, PONTAS, MALHA | 110.823
| TCSESU033FN0 | SWITCH 3 10-100 TX, SEM GESTAO | 112.2918
| TSXCSA500 | CABO LIG UTELWAY | 1295.6
| 990NAD21110 | CABO MB+ 2,4 | 35.3625
| TCSEAAF1LFS00 | MODULO SFP FIBRA OPTICA LX/LC | 337.34
| 990XCP98000 | PILHA P/PROCESSADOR QUANTUM | 53.2168
| 490NOR00003 | Fiber Optic Cable 3m | 92.92
| BMXFTW1001 | CABO 10M- TERM. 20-VIAS, PONTAS SOLTAS | 108.9612
| BMXXBP0800 | BASTIDOR 8 POSICOES | 193.7786
| BMXDDI1602 | MOD. 16 ED, 24VCC, BORNES | 171.8515
| BMXFCC101 | CABO 1M- LIG. 40-VIAS, 1xHE10 P- ABE7 | 39.9984
| BMXFCC201 | CABO 2M- LIG. 40-VIAS, 1xHE10 P- ABE7 | 45.8432
| BMXXEM010 | TAMPAS PROTECTORAS 5 UNID. | 48.4194
| TCSESU083FN0 | SWITCH 8 10-100 TX SEM GESTAO | 219.3
| BMXRMS128MPF | MEMORIA SD 8MB + 128MB FICHEIROS | 424.014
| BMXP3420302 | M340-2030 USB Ethernet CANopen Web | 1515.465
| TCSMCN3M4F3C2 | CABO RJ45, DB9 FEMEA, RS232 CRUZ. | 75.75
| TCSMCN3M4M3S2 | CABO RJ45, DB9 MACHO, RS232 DIR. | 75.75
| STBDAI7220K | KIT STB - 2 ED 230VAC | 88.58
| TSXCANCB100 | 100m Cabo CAN Open retarda a prop.o cham | 256.1526
| TSXCANCBDD1 | 1m Conj.cablagem CAN Open s- prop.chamas | 61.295
| BMXFTW308S | CABO 3M TERM. 26-VIAS, PONTAS, MALHA | 85.0824
| 490NAA27103 | BOBINA CABO 300 MODBUST | 1201.3872
| BMXEAE0300 | Modulo para encoder SSI 3 canais | 689.4099
| 990NAD23020 | C derivacao Modbus Plus - Montagem calha | 237.4469
| TCSESU043F1N0 | Switch No Gest. 4 RJ45 + 1 MM | 235.9158
| BMXNOM0200 | MODULO SERIE RS232- RS485 | 722.2005
| STBDDO3410K | KIT STB - 4 SD 24VDC | 78.78
| BMXEHC0800 | MOD. CONTAGEM, 10kHz, 8 VIAS | 765.479
| BMXFCW501 | CABO 5M- LIG. 40-VIAS, PONTAS SOLTAS | 66.1024
| BMXXCAUSBH018 | CABO USB C- MALHA, 1,8M | 110.313
| BMXCPS2010 | FONTE ALIMENTACAO, 24VCC, 16,5W, ISOL. | 241.5156
| BMXAMO0210 | MOD. 2SA, TENSAO-CORRENTE, 16 BITS | 355.419
| BMXXSP1200 | KIT BLINDAGEM - 12 POS. | 118.314
| STBACI0320K | KIT STB - 4 EA, 4-20mA, 16 BITS | 386.83
| STBACI1225K | KIT STB - 2 EA BASICO 4-20mA, 10 BITS | 180.79
| STBACI1230K | KIT STB - 2 EA 0-20mA, 12 BITS | 233.31
| STBAVI0300K | KIT STB - 4 EA, MULTIGAMA, 16 BITS | 372.69
| STBAVI1255K | KIT STB - 2 EA, 0-10V, 10 BITS | 183.82
| STBAVI1400K | KIT STB - 8 EA, TENSAO, 16 BITS | 493.89
| STBDDI3420K | KIT STB - 4 ED, 24VCC | 70.04
| STBDDI3425K | KIT STB - 4 ED, 24VCC, BASICO | 52.53
| STBDDI3610K | KIT STB - 6 ED, 24VCC | 80.34
| STBDDI3615K | KIT STB - 6 ED BASICO | 61.8
| STBEHC3020KC | KIT STB - 1 CONTADOR, 40KHz | 211.09
| STBEPI2145K | KIT STB - TESYS U, 12 E-8 S | 162.61
| STBPDT2100K | KIT STB - ALIM, 115-230VCA | 87.87
| TCSESM083F23F0 | SWITCH 8 TX.COM GESTAO | 1114.03
| STBDDO3605K | KIT STB - 6 SD, 24VCC | 71.07
| TSXCANCADD03 | 0,3m Conj.CAN Open retarda a prop.chamas | 54.571
| TSXCANCADD3 | 3m Conj.CAN Open retarda a propagaCA o c | 65.7393
| TSXCANCB300 | 300m Cabo CAN Open retarda a prop. chama | 804.4815
| TCSEQM113M13M | CONNEXIUM TESYS PORT | 338.2288
| BMXFTB2820 | TERMINAL PARA MOD. PTO - MOLA | 32.8755
| BMXNRP0201 | MODULO CONVERSOR FO MONO-MODE | 695.2626
| STBAHI8321KC | MOD INTERFACE HART, 4 CANAIS | 493.9
| BMXDDO1612 | MOD. 16 SD 24VCC 0,5A NEGAT BORNES | 225.828
| TCSESM043F1CS0 | Switch 3 x TX / 1 x FX Mono-modo | 935.26
| BMXCRA31200 | ADAPTADOR M340 RIO Drop E/IP STD | 942
| BMXNRP0200 | MODULO CONVERSOR FO MULTI-MODE | 519.18
| PMESWT0100 | Módulo Pesagem SCAIMA | 1254.6
| BMECXM0100 | CANopen X80 Master | 993.0108
| TCSESU103F2CU0 | Switch - 8TX / 2FX - Multi Modo | 442.986
| BMXXBC120K | CABO EXTENSAO DE RACK, 12m | 261.375
| TCSESM083F23F1 | Switch Gest. Extendida 8 RJ45 | 1309.97
| ETB1EM16CP00 | MOD. 16ED/SD M12F CONFIGURAV. MDB/TCP | 635.0236
| TCSECL1M3M40S2 | Cabo Ethernet M12-RJ45 40M 2x2x26 CE LDu | 269.67
| BMEH582040 | M580,CPU,Eth,2048D,512A,HSBY | 4111.5585
| 490NAA27101 | CABO MB+ (30M) MODICON | 124.7272
| TSXCDP501 | CORDAO FIOS P.EQ. 5M 0 34MM2 | 81.3395
| BMXXBC008K | CABO EXTENSAO DE RACK, 0.8m | 52.275
| RPXKITCRP | KIT DE LIGACAO A TERRA CA | 149.963
| 490NTC00040 | Cabo ETHERNET SFTP 40M CRUZADO | 150
| BMXFCC303 | CABO 3M- LIG. 40-VIAS, 2xHE10 P- ABE7 | 73.185
| BMXNOE0100 | MOD. ETHERNET 10-100 RJ45 | 1101.828
| BMXP342020 | M340-20 MODBUS + ETHERNET | 1279.845
| BMXDRA1605 | MOD. 16 SD, RELES, 2A-VIA, BORNES | 266.6076
| BMXFCA150 | CABO 1,5M- TERM. 20-VIAS, SUB-D P- ABE7 | 65.0312
| BMXFCW301 | CABO 3M- LIG. 40-VIAS, PONTAS SOLTAS | 42.23
| STBACO1210K | KIT STB - 2 SA, 0-20mA, 12bits | 229.69
| STBACO1225K | KIT STB - 2 SA, 4-20mA, BASICO | 191.76
| STBCPS2111K | KIT STB - ALIM. AUXILIAR | 123.6
| STBDAI5260K | KIT STB - 2 ED, 115 VCA | 94.76
| STBDDO3705KS | KIT STB - 16 SD, 24VCC, 0,5A | 197.96
| STBDRA3290K | KIT STB - 2 S A RELE, 7A, 24V | 105.04
| TSXCANCADD1 | CABO CAN CAIXA F?MEA SUB-D 1M | 61.5
| TSXCANCA100 | CABLE CANOPEN 100M ESTA NDAR LSZH | 339.383
| 490NTW00002 | CABO ETHERNET 2M | 34.7743
| TCSECN300R2 | CABO ETHERNET STP, 2 PARES, 300m | 1037.27
| 490NTW00012 | CABO ETHERNET 12M | 50.5
| BMXFCC1003 | CABO 10M- LIG. 40-VIAS, 2xHE10 P- ABE7 | 176.072
| BMXFTW501 | CABO 5M- TERM. 20-VIAS, PONTAS SOLTAS | 68.7744
| BMXXBP1200 | BASTIDOR 12 POSICOES | 291.669
| BMXDAI1604 | MOD. 16 ED, 100-120VCA, BORNES | 217.974
| BMXFCC103 | CABO 1M- LIG. 40-VIAS, 2xHE10 P- ABE7 | 60.7672
| BMXFCC053 | CABO 0,5M- LIG. 40-VIAS, 2xHE10 P- ABE7 | 59.696
| BMXFCA300 | CABO 3M- TERM. 20-VIAS, SUB-D P- ABE7 | 77.8232
| STBNMP2212 | MODBUS PLUS NIN STANDARD | 406.08
| STBNIP2212 | ETHERNET MB TCP-IP NIM STANDARD | 325
| STBXCA1003 | CABO EXTENSAO DE BUS 4,5 M | 64.64
| STBXMP6700 | 25 FOLHAS DE 156 ETIQUETAS | 102.01
| TSXCDP1003 | CABLE 2 HE10 AWG22 10M | 132.0405
| BMXAMI0810 | MOD 8EA ISOLADA M340RTU | 705.7176
| TCSCCN4F3M1T | CABO CANOPEN 1M, SUBD9 FEMEA RJ45 | 41.723
| BMXDAO1605 | MOD. 16 SD, 230VAC, TRIAC | 396.3006
| BMXAMO0410 | MOD. 4SA TENSAO/CORRENTE 16 BITS | 628.422
| 990NAD21910 | CABO MODBUS PLUS 2,4M: LIG ? DIREITA | 68.6289
| TCSESM083F1CU0 | Switch 7XTX / 1XFX Multi - Modo | 1233.21
| 490NAD91105 | LIGADOR PROFIBUS - PORTA DE PROG | 84.2192
| STBXBA3000 | BASE E-S TAMANHO 3-27,8MM | 33.33
| BMXDAI1602 | MOD. 16 ED 24VAC- 24VDC NEGAT | 226.8786
| 490NAD91103 | LIGADOR PROFIBUS | 63.96
| TCSEAM0100 | ADAPTADOR PARA SALVAGUARDA DA MEMORIA | 204.02
| TCSESM103F2LG0 | SWITCH 8 x TX / 2 x SFP, SEM MODULO SFP | 1513.99
| TCSCCN4F3M3T | CABO CANOPEN 3M, SUBD9 FEMEA RJ45 | 47.355
| STBSPU1000 | Software ADVANTYS | 431.2
| BMXNOC0401 | MODULO ETHERNET M340 | 1307.6571
| TSXTLYEX | TERMINADORES DO BUS X | 82.6781
| TSXCDP303 | CABO TELEFAST 3M 0,34mm2 | 59.696
| BMXCPS3500H | FONTE ALIMENTACAO, 240VCA, 36W, H | 676.6899
| ETB1EM12E04SPP0 | MOD. 12ED/4SD M12F MDB/TCP | 698.6351
| TCSESB083F2CU0 | Switch Gest. Basic 6 RJ45 2 FO Multi | 804.97
| BMXCRA31210 | ADAPTADOR M340 RIO Drop E/IP Perf | 1305.93
| ETXPA5M3 | LIGADOR ALIMENTACAO MB/TCP 7/8 F | 60.27
| TCSESM083F1CS0 | Switch 7 x TX / 1 x FX Mono-modo | 1416
| ETXPA5M1 | LIGADOR ALIMENTACAO MB/TCP 7/8 M | 57.974
| BMXERT1604T | Modulo 32 ED 24/125Vcc TimeStamp | 639.8653
| TCSESU051F0 | Switch 5TX IP 67 | 363.6606
| BMXRWS128MWF | MEMORIA SD P/ NOR0200H WP, Datalog | 378.471
| STBXTS6510 | TERM. P/MODULO 16ED - TELEFAST 2 | 116.15
| BMXDDI1602H | MOD. 16 ED, 24VCC, BORNES, H | 232.5525
| BMXP342020H | M340-20 MODBUS + ETHERNET, H | 1452.276
| BMXDRA1605H | MOD. 16 SD, RELES, 2A-VIA, BORNES, H | 358.6005
| TCSECL1M1M10S2 | Cabo Ethernet M12-M12 10M 2x2x26 CE LDut | 124.95
| BMXXBP1200H | BASTIDOR 12 POSICOES, H | 371.072
| TLXCDSUOFS36 | SOFTWARE OFS, SMALL | 970.2394
| BMENOC0301 | Modulo EthernetIP e Modbus TCP | 1286.8208
| TCSECL1M3M3S2 | Cabo Ethernet M12-RJ45 3M 2x2x26 CE LDut | 98.4851
| STBXTS6610 | TERM. P/ MODULO 16SD - TELEFAST 2 | 116.15
| TLXCDLUOFS36 | SOFTWARE OFS, LARGE | 2089.3344
| BMENOC0311 | Modulo EthernetIP e Modbus TCP - FC | 1584.2153
| BMXFCC503 | CABO 5M- LIG. 40-VIAS, 2xHE10 P- ABE7 | 111.93
| BMXRMS008MPF | MEMORIA SD 8MB + 16MB FICHEIROS | 356.082
| BMXCPS2000 | FONTE ALIMENTACAO, 240VCA, 20W | 255.102
| BMXDDM16022 | MOD. MISTO- 8ED-8SD, 24VCC, BORNES | 231.0606
| BMXAMI0410 | MOD. 4EA, TENSAO-CORRENTE, 16 BITS | 400.7478
| BMXFTB2000 | TERMINAL 20-PONTOS, PARAF. FRONTAL | 26.568
| BMXFCA302 | CABO 3M- LIG. 40-VIAS, SUB-D P- ABE7, TP | 71.4272
| BMXXSP0400 | KIT BLINDAGEM - 4 POS. | 92.92
| STBXTS2180 | 18 PT I-O SPRING CONN KIT QTY 2 | 19.19
| BMXDAI1603 | MOD. 16 ED, 48VAC, BORNES | 233.1516
| TCSESM043F1CU0 | Switch 3xTX-1xFXMultimodo | 748.41
| TCSESM163F23F0 | SWITCH 16 x TX, COM GESTAO | 1877.59
| STBNDN2212 | DEVICENET NIM STANDARD | 389.55
| STBXCA1002 | CABO EXTENSAO DE BUS 1,0 M | 47.47
| STBXMP1100 | TERMINADOR SUPLENTE | 32.32
| STBXSP3000 | KIT DE BLINDAGEM EMC | 90.9
| STBXMP4440 | CARTA DE MEMORIA 32K REMOVIVEL | 72.45
| 990NAD23000 | DERIVACAO MB+ | 86.2914
| BMXFCA502 | CABO 5M- LIG. 40-VIAS, SUB-D P- ABE7, TP | 115.6896
| BMXFCW503 | CABO 5M- LIG. 40-VIAS, 2xPONTAS SOLTAS | 100.0965
| BMXXBP0600 | BASTIDOR 6 POSICOES | 147.7428
| BMXXTSCPS20 | LIGADORES P- FONTE, MOLA | 17
| 990NAA26320 | Cabo Programa?o 3,7M RS232 | 98.133
| STBACI1400K | KIT STB - 8 EA, 4-20mA, 16 BITS | 498.94
| STBACI8320K | KIT STB - 4 EA, Hart | 439.35
| STBAVO0200K | KIT STB - 2 SA, TENSAO, 16 BITS | 355.52
| STBAVO1250K | KIT STB - 2 SA, 11BITS+SINAL | 225.23
| STBDDI3725KC | KIT STB - 16 ED, 24VCC, BASICO | 174.73
| STBDDI3725KS | KIT STB - 16 ED, 24VCC, BASICO | 174.73
| STBPDT3100K | KIT STB - ALIM, 24VCC | 63.63
| STBXTS1180 | Kits de ligaCA o por parafuso 18 pontos | 24.0178
| 490NTW00080 | Cabo ETHERNET SFTP 80M CORD | 205.03
| TSXCANCBDD03 | 0,3m Conj.CAN Open s- propagacao chamas | 57.5
| BMXAMO0802 | MOD. 8SA CORRENTE N ISOLADAS 16 BITS | 591.15
| BMXNOE0110 | MOD. ETHERNET FACTORY CAST 10-100 RJ45 | 1450.5216
| 490NAE91100 | CAIXA LIGACAO PROFIBUS | 779.2512
| TCSESM043F2CS0 | Switch 2xTX -2xFX Mono-modo | 1203
| STBXBA2000 | BASE E-S TAMANHO 2-18,4MM | 16.16
| STBXCA4002 | CABO DE CONFIGURACAO RS232 | 86.1
| BMXART0814 | MOD. 8EA TEMP-TC-RTD 16 BITS | 859.1868
| BMXFTA152 | CABO 20 SAIDAS SUBD25 M340 1,5m | 75.548
| TCSESU053FN0 | Switch No Gest. 5 RJ45 | 123.624
| BMXXBE1000 | MOD. EXTENSAO DE BASTIDOR | 297.9726
| BMXFCW1003 | CABO 10M- LIG. 40-VIAS, 2xPONTAS SOLTAS | 170.4675
| BMXRWSC016M | MEMORIA SD P- NOE, CLASSE C 16MB | 493.119
| BMXFTB2010 | TERMINAL 20-PONTOS, PARAF. LATERAL | 30.9192
| BMXXSP0800 | KIT BLINDAGEM - 8 POS. | 96.39
| STBDDO3200K | KIT STB - 2 SD 0,5A 24VDC | 61.61
| STBDDO3415K | KIT STB - 4 SD BASICO 24VDC | 58.58
| STBDDI3725 | **MOdulo BAsico 16 Entradas Digitais 24V | 148.0357
| STBDDO3705 | **MODULO DE 16 S DIAGITAIS,24VCC 0,5A | 181.8505
| BMXFCC501 | CABO 5M- LIG. 40-VIAS, 1xHE10 P- ABE7 | 95
| BMXRMS008MP | MEMORIA SD 8MB RESERVA | 118.2996
| BMXDRA0805 | MOD. 8 SD, RELES, 3A-VIA, BORNES | 214.0458
| BMXDDO6402K | MOD. 64 SD, 24VCC, 0,1A, 2 x LIGADORES | 623.118
| BMXDDI3202K | MOD. 32 ED, 24VCC, LIGADOR | 327.139
| BMXDDM3202K | MOD. MISTO- 16ED-16SD, 24VCC, LIGADOR | 431.7966
| BMXEHC0200 | MOD. CONTAGEM, 60kHz, 2 VIAS | 459.651
| BMXP3420102 | M340-20 MODBUS + CANOPEN 2 | 1013.52
| STBDAI5230K | KIT STB - 2 ED 115VAC | 85.49
| STBAVI1270K | KIT STB - 2 EA -/+10V | 223.21
| STBDAO8210K | KIT STB - 2 SD 115/230VAC | 105.04
| STBART0200K | KIT STB - 2 EA, RTD-TC-mV, l6 BITS | 245.43
| STBDRC3210K | KIT STB - 2 S A RELE, 2A, 24V | 70.04
| TSXCANTDM4 | DERIVADOR CAN 4 PORTAS SUB-D | 104.4015
| TSXBATM03 | Pilha cartas memOria PCMCIA | 59.655
| TSXBATM02 | Pilha principal PCMCIA | 24.7595
| TSXCDP1001 | CABO 20 FIOS PRE-EQUIP,10M | 127.305
| BMEAHI0812 | Multiplexador de 8 canales de entradas H | 1410.482
| TCSESM163F2CS0 | Switch Gest. 14 RJ45 2 FO Mono | 2285.63
| TCSESU103F2CS0 | Switch - 8TX / 2FX - Mono Modo | 762.96
| CEXSPSVZXSPMZZ | CONTROL EXPERT 14.0,VENDOR,1 Lic,1 subs | 1020
| BMXSAI0410 | M580 SAFE,04 EA 16bits,Aisladas,±10v,±20 | 920.04
| ETB1EI16EPP0 | ETB,Com,EthIP,16 ED,IP67 | 467.0925
| 490NAC0100 | M580 HSBY RJ45 SFP | 178.64
| BMEH584040 | M580,CPU,HSBY,Eth,L4,NO D/A LOCAL | 7592.064
| CEXSPSEZXEPMZZ | CONTROL EXPERT 14.0 XL,EDUC,1 Lic,1 subs | 1045.5
| BMEP582040S | M580 SAFE,CPU,Eth,2048D,512A,RIO | 3800
| BMEP58CPROS3 | M580 SAFE,COPROCESSOR | 612
| BMXCPS4002S | M580 SAFE,FA AC Redundant | 853.128
| BMXSDI1602 | M580 SAFE,16 ED,24vAC/DC LogNeg (20P) | 888.675
| BMXSDO0802 | M580 SAFE,16 SD,TRT,24vDC,LogPos (20P) | 679.575
| CEXSPUCZLGPMZZ | CONTROL EXPERT 14.0 L,3 Lic,1 subs anual | 3855.6
| CEXSPUCZLSPMZZ | CONTROL EXPERT 14.0 L,1 Lic,1 subs anual | 2142
| CEXSPUCZLTPMZZ | CONTROL EXPERT 14.0 L,10 Lic,1 subs anua | 5140.8
| CEXSPUCZSGPMZZ | CONTROL EXPERT 14.0 S,3 Lic,1 subs anual | 1285.2
| CEXSPUCZSSPMZZ | CONTROL EXPERT 14.0 S,1 Lic,1 subs anual | 714
| CEXSPUCZSTPMZZ | CONTROL EXPERT 14.0 S,10 Lic,1 subs anua | 1713.6
| CEXSPUCZXGPMZZ | CONTROL EXPERT 14.0 XL,3 Lic,1 subs anua | 7711.2
| CEXSPUCZXSPMZZ | CONTROL EXPERT 14.0 XL,1 Lic,1 subs anua | 4284
| CEXSPUCZXTPMZZ | CONTROL EXPERT 14.0 XL,10 Lic,1 subs anu | 10281.6
| BMXFTB2800 | SCREW TERMINAL STRIP 28 POINTS | 34.1683
| ETXPA4M3 | ETB,EthIP,ConectAlim,5P Hembra | 60.27
| BMXCPS4022S | M580 SAFE,FA 24-48 vDC Redund | 753.8055
| 490NTC00015 | CABO ETHERNET 15M | 75.5
| TCSESM043F23F0 | SWITCH 4 x TX | 656.5
| BMXMSP0200 | MOD. PTO 2 EIXOS INDEPENDENTES | 896.064
| STBNDP2212 | MODULO PROFIBUS DP NIM STANDARD | 308.7
| STBNCO2212 | MODULO CANopen NIM STANDARD | 318.15
| STBNFP2212 | FIP IO NIM STANDARD | 402.15
| STBXBA1000 | BASE E-S TAMANHO 1-13,9MM | 11.11
| BMXFTA150 | CABO 28 SAIDAS SUBD25 M340 1,5m | 78.477
| BMXNOR0200H | MODULO ETHERNET RTU - H | 1153.824
| TSXCSA200 | CABO LIG UTELWAY | 786.462
| STBACO0220K | KIT STB - 2 SA, 4-20mA, 16 BITS | 321.36
| STBAVO1255K | KIT STB - 2 SA, 0..10V, 10BITS, BASICO | 187.86
| STBAVO1265K | KIT STB - 2 SA, +--10V, 10BITS, BASICO | 196.95
| STBDDO3600K | KIT STB - 6 SD, 24VCC, 0,5A | 91.91
| STBDDO3705KC | KIT STB - 16 SD, 24VCC, 0,5A | 196.95
| STBXBE1100K | KIT STB - FIM SEGMENTO - TESYSU | 88.88
| STBXBE1300K | KIT STB - INICIO SEGMENTO - TESYSU | 125.24
| TSXCANKCDF90T | LIGADOR FEMEA SUB-D 9, 90 C- TERM. | 54.325
| TSXCANKCDF90TP | LIGADOR F?MEA SUB-D 9 x2, 90? C- TERM. | 65.6565
| TSXCANCA300 | CABO CANOPEN LSZH 300M | 924.504
| TCSESM083F2CU0 | SWITCH 6xTX - 2xFX MULTI-MODO | 1303.91
| STBXTS1100 | 20 KITS DE LIGADORES POR PARAFUSOS 6 E-S | 81.81
| STBXCA1001 | CABO EXTENSAO DE BUS 0,3M | 39.39
| TSXCSA100 | CABLE COMUNICACIÓN GRIS, 4 HILOS, 100mt | 397.5122
| TSXCDP503 | CABO TELEFAST 5M 0,324mm2 | 89.1909
| BMXFCA500 | CABO 5M- TERM. 20-VIAS, SUB-D P- ABE7 | 114.1088
| BMXFCW501S | CABO 5M- LIG. 40-VIAS, PONTAS, MALHA | 106.1008
| BMXXCAUSBH045 | CABO USB C- MALHA, 4,5M | 148.869
| BMXXBP0400 | BASTIDOR 4 POSICOES | 102.7776
| BMXXTSCPS10 | LIGADORES P- FONTE, PARAFUSOS | 15.372
| BMXDDI6402K | MOD. 64 ED, 24VCC, 2 x LIGADORES | 513.484
| BMXFCW303 | CABO 3M- LIG. 40-VIAS, 2xPONTAS SOLTAS | 63.504
| TCSEAAF11F13F00 | ADAPTADOR ETHERNET | 56.7
| 990NAD21130 | CABO MB+6.0M | 63.714
| TCSECL1M3M1S2 | CABO ETHERNET- M12 - RJ45, 1M | 49.98
| BMXFCC301 | CABO 3M- LIG. 40-VIAS, 1xHE10 P- ABE7 | 48.7305
| BMXFTW501S | CABO 5M- TERM. 20-VIAS, PONTAS, MALHA | 110.1816
| BMXP341000 | M340-10 MODBUS | 488.228
| BMXDDO1602 | MOD. 16 SD 24VCC 0,5A BORNES | 208.0596
| BMXDDM16025 | MOD. MISTO- 8ED-8SD RELE, BORNES | 275.0838
| BMXFCC203 | CABO 2M- LIG. 40-VIAS, 2xHE10 P- ABE7 | 67.1632
| STBXBE2100K | KIT STB - EXTENSAO CANopen | 110.09
| TCSESM103F23G0 | Switch 8 x 10-100 TX - 2 x TX Gbit | 1477.63
| TSXCANCA50 | Cabo CANopen LSZH, 50m | 177.997
| TCSESM163F2CU0 | SWITCH 14 TX - 2 FX MULTI-MODO | 2072.64
| VW3M3805R010 | CABLE BUS MOTION 1m, SUBD9-RJ45 | 45.4584
| VW3L5F000 | CONECTORES AEREOS LID CANOPEN/RS485 | 109.087
| VW3L40020 | TAPA LID 2STO | 102.8872
| VW3M5102R250 | CABO POT.COMPLETO LXM32 25M | 275.121
| MNA3CS009 | KIT DE CONECTORES PARA SD315D | 49.423
| GBY120040K | REDUCTOR PLANETARIO ANGULAR,120mm,i=40 | 1459.9426
| GBK1200703F | PLACA DE ADAPTACAO 120mm BxH0703 | 200.497
| BSH0551T11A1A | SERVO-MOTOR 0,5 Nm | 596.486
| SH31002P11F2000 | MotorElau 5,8Nm,chav,freio,acd,IP54/65 | 1301.817
| ILA1F572PC2A0 | LEXIUM ILA SERVOMOT 24 36V CANOP MULTIT | 1228.117
| LXM32CD72N4 | DRIVE LXM32 P/D 72A PICO 3F 380V | 1440.2696
| VW3S5101R30 | CABO POTENCIA SD3 CON CONECTOR, 3m | 109.7145
| VW3L30001R30 | CABLE LID POT CONECTOR INDUSTRIAL, 3m | 86.592
| BSH0551T11A2A | SERVO-MOTOR 0,5 Nm | 589.5656
| BSH0553T01F2A | **SERVO-MOTOR 1,3 Nm | 842.842
| BRS39BW460ACA | MOTOR PASSO 6.78Nm,CON,LIS,IP41 | 506.231
| GBX060005K | REDUTOR PLANETARIO,60mm,i=5 | 292.6539
| SD215DU50C | DRIVE PASSO SD215 = 5A | 411.026
| GBK0801003F | PLACA ADAPTACAO 80mm BxH1001/2/3 | 87.2513
| VW3L3M01R30 | SD2 ACC CABLE MOTEUR 3 M | 89.739
| LXM32MU90M2 | DRIVE LXM32 MODULAR 9A PICO 1F 230V | 687.7825
| LXM32MD30M2 | DRIVE LXM32 MODULAR 30A PICO 1F 230V | 968.1279
| LXM32MD72N4 | DRIVE LXM32 MODULAR 72A PICO 3F 380V | 1554.0537
| GBX060020K | REDUCTOR PLANETARIO,60mm,i=20 | 364.4346
| VW3L50300 | CONECTORES LID 3I/O | 70.378
| VW3L40300 | TAPA LID 3I/O | 129.03
| VW3M5103R50 | Cabo potencia sec 4mm2 / 5m | 220.11
| SD315DN10B400 | DRIVE STEPPER P/D 24-48V 10A | 285.3375
| VW3L3M02R30 | CABLE MOTOR SD2 U20, 3m | 56.979
| BSH0552P12A2A | SERVO-MOTOR 0,9 Nm | 1093.939
| BSH0552T11A2A | **SERVO-MOTOR 0,90 Nm | 630.812
| BSH0552T21A2A | **SERVO-MOTOR 0,90 Nm | 667.205
| VW3M8502R15 | LXM32 CABLE P/D RJ45-RJ45, 1,5m | 31.097
| BMH1001T01F1A | MOTOR 3,4Nm,IP54 LISO,ST128,FRE,RECTO | 1215.032
| BMH1001T07A2A | MOTOR 3,6Nm,IP54 LISO,MT16,ACOD | 897.358
| BMH0701P02F1A | MOTOR 1,4Nm,IP54 LISO,MT128,FRE,RECTO | 1046.771
| BMH0701P11A2A | MOTOR 1,4Nm,IP54 CHAV,ST128,ACOD | 698.2144
| BMH0701P17F1A | MOTOR 1,4Nm,IP54 CHAV,MT16,FRE,RECTO | 926.541
| BMH0701P26A2A | MOTOR 1,4Nm,IP65 LISO,ST16,ACOD | 596.486
| BMH0701P32A1A | MOTOR 1,4Nm,IP65 CHAV,MT128,RECTO | 943.041
| BMH0701T01F2A | MOTOR 1,4Nm,IP54 LISO,ST128,FRE,ACOD | 873.499
| BMH0701T07F1A | MOTOR 1,4Nm,IP54 LISO,MT16,FRE,RECTO | 904.145
| BMH0701T16F1A | MOTOR 1,4Nm,IP54 CHAV,ST16,FRE,RECTO | 682.0736
| BMH0701T22A2A | MOTOR 1,4Nm,IP65 LISO,MT128,ACOD | 1114.503
| BMH0701T31A1A | MOTOR 1,4Nm,IP65 CHAV,ST128,RECTO | 883.259
| BMH0701T36F2A | MOTOR 1,4Nm,IP65 CHAV,ST16,FRE,ACOD | 908.323
| BMH0702P02F1A | MOTOR 2,5Nm,IP54 LISO,MT128,FRE,RECTO | 1082.147
| BMH0702P11A2A | MOTOR 2,5Nm,IP54 CHAV,ST128,ACOD | 758.6904
| BMH0702T32F1A | MOTOR 2,5Nm,IP65 CHAV,MT128,FRE,RECTO | 1336.023
| BMH0703P01A2A | MOTOR 3,4Nm,IP54 LISO,ST128,ACOD | 782.8808
| BMH0703P07A1A | MOTOR 3,4Nm,IP54 LISO,MT16,RECTO | 820.435
| BMH0703P12F2A | MOTOR 3,4Nm,IP54 CHAV,MT128,FRE,ACOD | 1157.585
| BMH0703P21F1A | MOTOR 3,4Nm,IP65 LISO,ST128,FRE,RECTO | 1115.907
| BMH0703P36F1A | MOTOR 3,4Nm,IP65 CHAV,ST16,FRE,RECTO | 856.515
| BMH0703P36F2A | MOTOR 3,4Nm,IP65 CHAV,ST16,FRE,ACOD | 878.812
| BMH0703P37A1A | MOTOR 3,4Nm,IP65 CHAV,MT16,RECTO | 1050.4
| BMH0703T01F2A | MOTOR 3,4Nm,IP54 LISO,ST128,FRE,ACOD | 1110.33
| BMH0703T02A1A | MOTOR 3,4Nm,IP54 LISO,MT128,RECTO | 963.083
| BMH0703T02A2A | MOTOR 3,4Nm,IP54 LISO,MT128,ACOD | 983.125
| BMH0703T02F1A | MOTOR 3,4Nm,IP54 LISO,MT128,FRE,RECTO | 1169.674
| BMH0703T02F2A | MOTOR 3,4Nm,IP54 LISO,MT128,FRE,ACOD | 1342.978
| BMH0703T06A2A | MOTOR 3,4Nm,IP54 LISO,ST16,ACOD | 633.1
| BMH0703T06F1A | MOTOR 3,4Nm,IP54 LISO,ST16,FRE,RECTO | 906.932
| BMH0703T06F2A | MOTOR 3,4Nm,IP54 LISO,ST16,FRE,ACOD | 789.8
| BMH0703T07A1A | MOTOR 3,4Nm,IP54 LISO,MT16,RECTO | 969.605
| BMH0703T07A2A | MOTOR 3,4Nm,IP54 LISO,MT16,ACOD | 835.5464
| BMH0703T07F1A | MOTOR 3,4Nm,IP54 LISO,MT16,FRE,RECTO | 971.333
| BMH0703T07F2A | MOTOR 3,4Nm,IP54 LISO,MT16,FRE,ACOD | 1043.416
| BMH0703T11A1A | MOTOR 3,4Nm,IP54 CHAV,ST128,RECTO | 932.009
| BMH0703T11A2A | MOTOR 3,4Nm,IP54 CHAV,ST128,ACOD | 801.6112
| BMH0703T11F1A | MOTOR 3,4Nm,IP54 CHAV,ST128,FRE,RECTO | 986.48
| BMH0703T12A1A | MOTOR 3,4Nm,IP54 CHAV,MT128,RECTO | 1178.541
| BMH0703T12A2A | MOTOR 3,4Nm,IP54 CHAV,MT128,ACOD | 1207.895
| BMH0703T12F1A | MOTOR 3,4Nm,IP54 CHAV,MT128,FRE,RECTO | 1136.366
| BMH0703T12F2A | MOTOR 3,4Nm,IP54 CHAV,MT128,FRE,ACOD | 1368.055
| BMH0703T16A1A | MOTOR 3,4Nm,IP54 CHAV,ST16,RECTO | 637.736
| BMH0703T16A2A | MOTOR 3,4Nm,IP54 CHAV,ST16,ACOD | 652.9848
| BMH0703T16F1A | MOTOR 3,4Nm,IP54 CHAV,ST16,FRE,RECTO | 933.4
| BMH0703T16F2A | MOTOR 3,4Nm,IP54 CHAV,ST16,FRE,ACOD | 849.09
| BMH0703T17A1A | MOTOR 3,4Nm,IP54 CHAV,MT16,RECTO | 994.708
| BMH0703T17A2A | MOTOR 3,4Nm,IP54 CHAV,MT16,ACOD | 862.884
| BMH0703T17F2A | MOTOR 3,4Nm,IP54 CHAV,MT16,FRE,ACOD | 1016.136
| BMH0703T21A1A | MOTOR 3,4Nm,IP65 LISO,ST128,RECTO | 831.765
| BMH0703T21A2A | MOTOR 3,4Nm,IP65 LISO,ST128,ACOD | 962.65
| BMH0703T21F1A | MOTOR 3,4Nm,IP65 LISO,ST128,FRE,RECTO | 944.229
| BMH0703T21F2A | MOTOR 3,4Nm,IP65 LISO,ST128,FRE,ACOD | 966.614
| BMH0703T22A1A | MOTOR 3,4Nm,IP65 LISO,MT128,RECTO | 933.9616
| BMH0703T22A2A | MOTOR 3,4Nm,IP65 LISO,MT128,ACOD | 1010.229
| BMH0703T22F1A | MOTOR 3,4Nm,IP65 LISO,MT128,FRE,RECTO | 1141.085
| BMH0703T22F2A | MOTOR 3,4Nm,IP65 LISO,MT128,FRE,ACOD | 1161.116
| BMH0703T26A1A | MOTOR 3,4Nm,IP65 LISO,ST16,RECTO | 674.564
| BMH0703T26F1A | MOTOR 3,4Nm,IP65 LISO,ST16,FRE,RECTO | 833.008
| BMH0703T26F2A | MOTOR 3,4Nm,IP65 LISO,ST16,FRE,ACOD | 815.727
| BMH0703T27A1A | MOTOR 3,4Nm,IP65 LISO,MT16,RECTO | 888.701
| BMH0703T27A2A | MOTOR 3,4Nm,IP65 LISO,MT16,ACOD | 868.78
| BMH0703T27F1A | MOTOR 3,4Nm,IP65 LISO,MT16,FRE,RECTO | 999.636
| BMH0703T27F2A | MOTOR 3,4Nm,IP65 LISO,MT16,FRE,ACOD | 1019.667
| BMH0703T31A1A | MOTOR 3,4Nm,IP65 CHAV,ST128,RECTO | 962.65
| BMH0703T31A2A | MOTOR 3,4Nm,IP65 CHAV,ST128,ACOD | 835.769
| BMH0703T31F1A | MOTOR 3,4Nm,IP65 CHAV,ST128,FRE,RECTO | 966.614
| BMH0703T31F2A | MOTOR 3,4Nm,IP65 CHAV,ST128,FRE,ACOD | 1034.77
| BMH0703T32A2A | MOTOR 3,4Nm,IP65 CHAV,MT128,ACOD | 1221.792
| BMH0703T32F1A | MOTOR 3,4Nm,IP65 CHAV,MT128,FRE,RECTO | 1186.845
| BMH0703T32F2A | MOTOR 3,4Nm,IP65 CHAV,MT128,FRE,ACOD | 1437.566
| BMH0703T36A1A | MOTOR 3,4Nm,IP65 CHAV,ST16,RECTO | 698.082
| BMH0703T36A2A | MOTOR 3,4Nm,IP65 CHAV,ST16,ACOD | 809.406
| BMH0703T36F1A | MOTOR 3,4Nm,IP65 CHAV,ST16,FRE,RECTO | 815.727
| BMH0703T36F2A | MOTOR 3,4Nm,IP65 CHAV,ST16,FRE,ACOD | 836.957
| BMH0703T37A1A | MOTOR 3,4Nm,IP65 CHAV,MT16,RECTO | 868.78
| BMH0703T37A2A | MOTOR 3,4Nm,IP65 CHAV,MT16,ACOD | 1076.556
| BMH0703T37F1A | MOTOR 3,4Nm,IP65 CHAV,MT16,FRE,RECTO | 1019.667
| BMH1001P01A1A | MOTOR 3,4Nm,IP54 LISO,ST128,RECTO | 815.661
| BMH1001P01A2A | MOTOR 3,4Nm,IP54 LISO,ST128,ACOD | 840.433
| BMH1001P01F1A | MOTOR 3,4Nm,IP54 LISO,ST128,FRE,RECTO | 1215.032
| BMH1001P01F2A | MOTOR 3,4Nm,IP54 LISO,ST128,FRE,ACOD | 1005.521
| BMH1001P02A1A | MOTOR 3,6Nm,IP54 LISO,MT128,RECTO | 974.864
| BMH1001P02A2A | MOTOR 3,6Nm,IP54 LISO,MT128,ACOD | 997.271
| BMH1001P02F1A | MOTOR 3,6Nm,IP54 LISO,MT128,FRE,RECTO | 1115.6288
| BMH1001P02F2A | MOTOR 3,6Nm,IP54 LISO,MT128,FRE,ACOD | 1161.5552
| BMH1001P06A1A | MOTOR 3,6Nm,IP54 LISO,ST16,RECTO | 658.482
| BMH1001P06A2A | MOTOR 3,6Nm,IP54 LISO,ST16,ACOD | 649.528
| BMH1001P06F2A | MOTOR 3,6Nm,IP54 LISO,ST16,FRE,ACOD | 888.932
| BMH1001P07A1A | MOTOR 3,6Nm,IP54 LISO,MT16,RECTO | 875.083
| BMH1001P07A2A | MOTOR 3,6Nm,IP54 LISO,MT16,ACOD | 897.358
| BMH1001P07F1A | MOTOR 3,6Nm,IP54 LISO,MT16,FRE,RECTO | 1225.952
| BMH1001P07F2A | MOTOR 3,6Nm,IP54 LISO,MT16,FRE,ACOD | 1058.563
| BMH1001P11A1A | MOTOR 3,4Nm,IP54 CHAV,ST128,RECTO | 950.118
| BMH1001P11A2A | MOTOR 3,4Nm,IP54 CHAV,ST128,ACOD | 821.5064
| BMH1001P11F1A | MOTOR 3,4Nm,IP54 CHAV,ST128,FRE,RECTO | 1215.019
| BMH1001P11F2A | MOTOR 3,4Nm,IP54 CHAV,ST128,FRE,ACOD | 996.2264
| BMH1001P12A1A | MOTOR 3,6Nm,IP54 CHAV,MT128,RECTO | 952.2656
| BMH1001P12F1A | MOTOR 3,6Nm,IP54 CHAV,MT128,FRE,RECTO | 1204.731
| BMH1001P12F2A | MOTOR 3,6Nm,IP54 CHAV,MT128,FRE,ACOD | 1228.579
| BMH1001P26F1A | MOTOR 3,6Nm,IP65 LISO,ST16,FRE,RECTO | 862.884
| BMH1001P26F2A | MOTOR 3,6Nm,IP65 LISO,ST16,FRE,ACOD | 886.457
| BMH1001P27A1A | MOTOR 3,6Nm,IP65 LISO,MT16,RECTO | 897.688
| BMH1001P32A2A | MOTOR 3,6Nm,IP65 CHAV,MT128,ACOD | 1055.032
| BMH1001P32F1A | MOTOR 3,6Nm,IP65 CHAV,MT128,FRE,RECTO | 1237.742
| BMH1001P32F2A | MOTOR 3,6Nm,IP65 CHAV,MT128,FRE,ACOD | 1258.961
| BMH1001T01A1A | MOTOR 3,4Nm,IP54 LISO,ST128,RECTO | 776.82
| BMH1001T01A2A | MOTOR 3,4Nm,IP54 LISO,ST128,ACOD | 800.404
| BMH1001T12F1A | MOTOR 3,6Nm,IP54 CHAV,MT128,FRE,RECTO | 1423.773
| BMH1001T17F2A | MOTOR 3,6Nm,IP54 CHAV,MT16,FRE,ACOD | 1094.995
| BMH1001T21A1A | MOTOR 3,4Nm,IP65 LISO,ST128,RECTO | 1003.47
| BMH1001T21A2A | MOTOR 3,4Nm,IP65 LISO,ST128,ACOD | 984.945
| BMH1001T26F1A | MOTOR 3,6Nm,IP65 LISO,ST16,FRE,RECTO | 867.328
| BMH1001T26F2A | MOTOR 3,6Nm,IP65 LISO,ST16,FRE,ACOD | 888.932
| BMH1001T27A1A | MOTOR 3,6Nm,IP65 LISO,MT16,RECTO | 862.884
| BMH1001T32A2A | MOTOR 3,6Nm,IP65 CHAV,MT128,ACOD | 1055.032
| BMH1001T32F1A | MOTOR 3,6Nm,IP65 CHAV,MT128,FRE,RECTO | 1237.742
| BMH1001T32F2A | MOTOR 3,6Nm,IP65 CHAV,MT128,FRE,ACOD | 1258.961
| BMH1002P01A1A | MOTOR 5,9Nm,IP54 LISO,ST128,RECTO | 948.101
| BMH1002P01A2A | MOTOR 5,9Nm,IP54 LISO,ST128,ACOD | 971.63
| BMH1002P01F1A | MOTOR 5,9Nm,IP54 LISO,ST128,FRE,RECTO | 1082.9728
| BMH1002P06F2A | MOTOR 6,2Nm,IP54 LISO,ST16,FRE,ACOD | 978.406
| BMH1002P07A1A | MOTOR 6,2Nm,IP54 LISO,MT16,RECTO | 1000.164
| BMH1002P07A2A | MOTOR 6,2Nm,IP54 LISO,MT16,ACOD | 1025.068
| BMH1002P12F2A | MOTOR 6,2Nm,IP54 CHAV,MT128,FRE,ACOD | 1368.807
| BMH1002P16A1A | MOTOR 6,2Nm,IP54 CHAV,ST16,RECTO | 811.954
| BMH1002P16A2A | MOTOR 6,2Nm,IP54 CHAV,ST16,ACOD | 756.7456
| BMH1002P21F1A | MOTOR 5,9Nm,IP65 LISO,ST128,FRE,RECTO | 1145.452
| BMH1002P21F2A | MOTOR 5,9Nm,IP65 LISO,ST128,FRE,ACOD | 1387.425
| BMH1002P22A1A | MOTOR 6,2Nm,IP65 LISO,MT128,RECTO | 1131.647
| BMH1002P27A2A | MOTOR 6,2Nm,IP65 LISO,MT16,ACOD | 1025.079
| BMH1002P27F1A | MOTOR 6,2Nm,IP65 LISO,MT16,FRE,RECTO | 1194.138
| BMH1002P27F2A | MOTOR 6,2Nm,IP65 LISO,MT16,FRE,ACOD | 1153.4328
| BMH1002P36A1A | MOTOR 6,2Nm,IP65 CHAV,ST16,RECTO | 812.196
| BMH1002P36A2A | MOTOR 6,2Nm,IP65 CHAV,ST16,ACOD | 787.956
| BMH1002P36F1A | MOTOR 6,2Nm,IP65 CHAV,ST16,FRE,RECTO | 1017.302
| BMH1002T01F1A | MOTOR 6Nm,IP54 LISO,ST128,FRE,RECTO | 1106.897
| BMH1002T01F2A | MOTOR 6Nm,IP54 LISO,ST128,FRE,ACOD | 1387.425
| BMH1002T02A1A | MOTOR 6,2Nm,IP54 LISO,MT128,RECTO | 1122.176
| BMH1002T02A2A | MOTOR 6,2Nm,IP54 LISO,MT128,ACOD | 1326.26
| BMH1002T07A1A | MOTOR 6,2Nm,IP54 LISO,MT16,RECTO | 1131.221
| BMH1002T07A2A | MOTOR 6,2Nm,IP54 LISO,MT16,ACOD | 969.1552
| BMH1002T07F1A | MOTOR 6,2Nm,IP54 LISO,MT16,FRE,RECTO | 1190.332
| BMH1002T07F2A | MOTOR 6,2Nm,IP54 LISO,MT16,FRE,ACOD | 1153.4328
| BMH1002T11A1A | MOTOR 6Nm,IP54 CHAV,ST128,RECTO | 1097.785
| BMH1002T12F2A | MOTOR 6,2Nm,IP54 CHAV,MT128,FRE,ACOD | 1353.264
| BMH1002T37F2A | MOTOR 6,2Nm,IP65 CHAV,MT16,FRE,ACOD | 1243.627
| BMH1003P01A1A | MOTOR 8,4Nm,IP54 LISO,ST128,RECTO | 1051.336
| BMH1003P01A2A | MOTOR 8,4Nm,IP54 LISO,ST128,ACOD | 986.336
| BMH1003P06F1A | MOTOR 8,4Nm,IP54 LISO,ST16,FRE,RECTO | 1271.933
| BMH1003P06F2A | MOTOR 8,4Nm,IP54 LISO,ST16,FRE,ACOD | 1037.5976
| BMH1003P07A1A | MOTOR 8,4Nm,IP54 LISO,MT16,RECTO | 1076.251
| BMH1003P12A2A | MOTOR 8,4Nm,IP54 CHAV,MT128,ACOD | 1266.045
| BMH1003P12F1A | MOTOR 8,4Nm,IP54 CHAV,MT128,FRE,RECTO | 1458.908
| BMH1003P12F2A | MOTOR 8,4Nm,IP54 CHAV,MT128,FRE,ACOD | 1413.672
| BMH1003P21F1A | MOTOR 8,4Nm,IP65 LISO,ST128,FRE,RECTO | 1257.784
| BMH1003P21F2A | MOTOR 8,4Nm,IP65 LISO,ST128,FRE,ACOD | 1281.357
| BMH1003P22A1A | MOTOR 8,4Nm,IP65 LISO,MT128,RECTO | 1250.711
| BMH1003P27A2A | MOTOR 8,4Nm,IP65 LISO,MT16,ACOD | 1129.282
| BMH1003P31A2A | MOTOR 8,4Nm,IP65 CHAV,ST128,ACOD | 1042.0696
| BMH1003P31F1A | MOTOR 8,4Nm,IP65 CHAV,ST128,FRE,RECTO | 1284.899
| BMH1003P37A1A | MOTOR 8,4Nm,IP65 CHAV,MT16,RECTO | 1134.012
| BMH1003P37A2A | MOTOR 8,4Nm,IP65 CHAV,MT16,ACOD | 1155.231
| BMH1003T02F2A | MOTOR 8,4Nm,IP54 LISO,MT128,FRE,ACOD | 1767.103
| BMH1003T06A1A | MOTOR 8,4Nm,IP54 LISO,ST16,RECTO | 886.941
| BMH1003T11F1A | MOTOR 8,2Nm,IP54 CHAV,ST128,FRE,RECTO | 1253.065
| BMH1003T11F2A | MOTOR 8,2Nm,IP54 CHAV,ST128,FRE,ACOD | 1515.566
| BMH1003T16F2A | MOTOR 8,4Nm,IP54 CHAV,ST16,FRE,ACOD | 1327.651
| BMH1003T17A1A | MOTOR 8,4Nm,IP54 CHAV,MT16,RECTO | 1102.189
| BMH1003T17A2A | MOTOR 8,4Nm,IP54 CHAV,MT16,ACOD | 1123.397
| BMH1003T17F1A | MOTOR 8,4Nm,IP54 CHAV,MT16,FRE,RECTO | 1306.129
| BMH1003T22F1A | MOTOR 8,4Nm,IP65 LISO,MT128,FRE,RECTO | 1455.817
| BMH1003T22F2A | MOTOR 8,4Nm,IP65 LISO,MT128,FRE,ACOD | 1744.197
| BMH1003T26A1A | MOTOR 8,4Nm,IP65 LISO,ST16,RECTO | 902.957
| BMH1003T26A2A | MOTOR 8,4Nm,IP65 LISO,ST16,ACOD | 1093.612
| BMH1003T31A2A | MOTOR 8,2Nm,IP65 CHAV,ST128,ACOD | 1102.189
| VW3L40420 | Lexium Integrated Drive accessory - Inse | 172.425
| ILE1B661PC1A2 | Integrated Drive, BLCD motor, 24-36VDC | 1004.091
| BSH0552P11F1A | SERVO-MOTOR 0,9 Nm | 813.373
| VW3M3403 | LXM32 MODULO ENCODER ANALOGICO | 114.84
| LXM32AU60N4 | DRIVE LXM32 CAN 6A PICO 3F 380V | 755.711
| GBY080012K | REDUCTOR PLANETARIO ANGULAR,80mm,i=12 | 889.273
| GBX060008K | REDUTOR PLANETARIO,60mm,i=5 | 292.6539
| ILP2R852MB1A | Prog. 2-Phase Stepper Motor 3,12 Nm | 1041.651
| VW3M5103R200 | Cable potencia completo 4mm2 long 20m. | 373.219
| GBK0600572S | PLACA ADAPTACAO 60mm ILS571/2 BRS368 | 76.67
| GBX120032K | REDUCTOR PLANETARIO,120mm,i=32 | 829.114
| LXM32AU90M2 | DRIVE LXM32 CAN 9A PICO 1F 230V | 676.195
| SD218AU50C | LXM DRIVE PASSO 2PH CANOPEN 5A | 534.325
| BRS2852A600 | LEXIUM MOTOR PASSO 2PH 85MM 2 STACK | 113.982
| GBX060015K | REDUTOR PLANETARIO,60mm,i=15 | 388.817
| GBK0600702F | PLACA ADAPTACAO 60mm BxH0701/2 | 76.593
| BRS2853A600 | LEXIUM MOTOR PASSO 2PH 85MM 3 STACK | 165.605
| GBX080005K | REDUTOR PLANETARIO,80mm, i =5 | 357.368
| ILA1F571PB1A0 | LID SERVO,24-36V,CAN,150W,BASE,ST | 787.083
| BMH1001T07A1A | MOTOR 3,6Nm,IP54 LISO,MT16,RECTO | 833.415
| VW3M8102R200 | CABO ENCODER BSH - LXM32 - 20m | 163.482
| BMH0701P02A2A | MOTOR 1,4Nm,IP54 LISO,MT128,ACOD | 865.9664
| BMH0701P11A1A | MOTOR 1,4Nm,IP54 CHAV,ST128,RECTO | 720.247
| BMH0701P17A2A | MOTOR 1,4Nm,IP54 CHAV,MT16,ACOD | 795.696
| BMH0701P26A1A | MOTOR 1,4Nm,IP65 LISO,ST16,RECTO | 679.848
| BMH0701P31F2A | MOTOR 1,4Nm,IP65 CHAV,ST128,FRE,ACOD | 1088.035
| BMH0701T01A2A | MOTOR 1,4Nm,IP54 LISO,ST128,ACOD | 720.247
| BMH0701T01F1A | MOTOR 1,4Nm,IP54 LISO,ST128,FRE,RECTO | 848.738
| BMH0701T07A1A | MOTOR 1,4Nm,IP54 LISO,MT16,RECTO | 753.258
| BMH0701T07A2A | MOTOR 1,4Nm,IP54 LISO,MT16,ACOD | 774.466
| BMH0701T12F2A | MOTOR 1,4Nm,IP54 CHAV,MT128,FRE,ACOD | 1089.209
| BMH0701T16A1A | MOTOR 1,4Nm,IP54 CHAV,ST16,RECTO | 592.867
| BMH0701T21F2A | MOTOR 1,4Nm,IP65 LISO,ST128,FRE,ACOD | 898.249
| BMH0701T22A1A | MOTOR 1,4Nm,IP65 LISO,MT128,RECTO | 870.428
| BMH0701T27F1A | MOTOR 1,4Nm,IP65 LISO,MT16,FRE,RECTO | 930.072
| BMH0701T27F2A | MOTOR 1,4Nm,IP65 LISO,MT16,FRE,ACOD | 1127.048
| BMH0701T36A2A | MOTOR 1,4Nm,IP65 CHAV,ST16,ACOD | 728.611
| BMH0701T36F1A | MOTOR 1,4Nm,IP65 CHAV,ST16,FRE,RECTO | 748.539
| BMH0702P02A1A | MOTOR 2,5Nm,IP54 LISO,MT128,RECTO | 930.072
| BMH0702P02A2A | MOTOR 2,5Nm,IP54 LISO,MT128,ACOD | 901.6384
| BMH0702P07F2A | MOTOR 2,5Nm,IP54 LISO,MT16,FRE,ACOD | 992.475
| BMH0702P11A1A | MOTOR 2,5Nm,IP54 CHAV,ST128,RECTO | 782.969
| BMH0702T32A1A | MOTOR 2,5Nm,IP65 CHAV,MT128,RECTO | 978.406
| BMH0702T32A2A | MOTOR 2,5Nm,IP65 CHAV,MT128,ACOD | 1003.156
| BMH0702T37F2A | MOTOR 2,5Nm,IP65 CHAV,MT16,FRE,ACOD | 1193.907
| BMH0703P01A1A | MOTOR 3,4Nm,IP54 LISO,ST128,RECTO | 905.541
| BMH0703P06F1A | MOTOR 3,4Nm,IP54 LISO,ST16,FRE,RECTO | 767.404
| BMH0703P06F2A | MOTOR 3,4Nm,IP54 LISO,ST16,FRE,ACOD | 784.056
| BMH0703P12A2A | MOTOR 3,4Nm,IP54 CHAV,MT128,ACOD | 1006.698
| BMH0703P12F1A | MOTOR 3,4Nm,IP54 CHAV,MT128,FRE,RECTO | 1136.366
| BMH0703P21A1A | MOTOR 3,4Nm,IP65 LISO,ST128,RECTO | 792.154
| BMH0703P21A2A | MOTOR 3,4Nm,IP65 LISO,ST128,ACOD | 814.55
| BMH0703P26F2A | MOTOR 3,4Nm,IP65 LISO,ST16,FRE,ACOD | 815.727
| BMH1403P07F1A | MOTOR 25Nm,IP54 LISO,MT16,FRE,RECTO | 2166.398
| BMH1403P16A2A | MOTOR 25Nm,IP54 CHAV,ST16,ACOD | 1266.772
| BMH1403P22A1A | MOTOR 25Nm,IP65 LISO,MT128,RECTO | 1662.111
| BMH1403P27F2A | MOTOR 25Nm,IP65 LISO,MT16,FRE,ACOD | 1805.936
| BMH1403P36F1A | MOTOR 25Nm,IP65 CHAV,ST16,FRE,RECTO | 1610.235
| BSH0702P11A1A | SERVO-MOTOR 2,12 Nm | 730.862
| BSH1003P11A2A | SERVO-MOTOR 7,76 Nm | 930.6128
| VW3M3103 | MODULO CONTROLADOR DE FREIO | 258.951
| BMH0701P01F1A | MOTOR 1,4Nm,IP54 LISO,ST128,FRE,RECTO | 1003.054
| BMH0701P07A2A | MOTOR 1,4Nm,IP54 LISO,MT16,ACOD | 732.2224
| BMH0701P16A2A | MOTOR 1,4Nm,IP54 CHAV,ST16,ACOD | 574.4856
| BMH0701P22A2A | MOTOR 1,4Nm,IP65 LISO,MT128,ACOD | 943.041
| BMH0701P31A1A | MOTOR 1,4Nm,IP65 CHAV,ST128,RECTO | 747.373
| BMH0701P36F2A | MOTOR 1,4Nm,IP65 CHAV,ST16,FRE,ACOD | 768.581
| BMH0701P37F2A | MOTOR 1,4Nm,IP65 CHAV,MT16,FRE,ACOD | 974.864
| BMH0701T06F1A | MOTOR 1,4Nm,IP54 LISO,ST16,FRE,RECTO | 826.124
| BMH0701T12A2A | MOTOR 1,4Nm,IP54 CHAV,MT128,ACOD | 1108.939
| BMH0701T21A2A | MOTOR 1,4Nm,IP65 LISO,ST128,ACOD | 747.373
| BMH0701T27A1A | MOTOR 1,4Nm,IP65 LISO,MT16,RECTO | 778.008
| BMH0701T32F2A | MOTOR 1,4Nm,IP65 CHAV,MT128,FRE,ACOD | 1117.501
| BMH0702P01F1A | MOTOR 2,5Nm,IP54 LISO,ST128,FRE,RECTO | 886.457
| BMH0702P07A2A | MOTOR 2,5Nm,IP54 LISO,MT16,ACOD | 764.5456
| BMH1003P36A2A | MOTOR 8,4Nm,IP65 CHAV,ST16,ACOD | 952.468
| BMH1003T02A1A | MOTOR 8,4Nm,IP54 LISO,MT128,RECTO | 1439.1
| BMH1003T07F2A | MOTOR 8,4Nm,IP54 LISO,MT16,FRE,ACOD | 1539.408
| BMH1003T16F1A | MOTOR 8,4Nm,IP54 CHAV,ST16,FRE,RECTO | 1102.189
| BMH1003T22A2A | MOTOR 8,4Nm,IP65 LISO,MT128,ACOD | 1270.753
| BMH1003T31A1A | MOTOR 8,2Nm,IP65 CHAV,ST128,RECTO | 1080.959
| BMH1003T36F2A | MOTOR 8,4Nm,IP65 CHAV,ST16,FRE,ACOD | 1365.273
| BMH1401P02F1A | MOTOR 10,3Nm,IP54 LISO,MT128,FRE,RECTO | 1590.204
| BMH1401P11A2A | MOTOR 10,3Nm,IP54 CHAV,ST128,ACOD | 1173.7544
| BMH1401P17A2A | MOTOR 10,3Nm,IP54 CHAV,MT16,ACOD | 1235.388
| BMH1401P26A1A | MOTOR 10,3Nm,IP65 LISO,ST16,RECTO | 1203.67
| BMH1401P31F2A | MOTOR 10,3Nm,IP65 CHAV,ST128,FRE,ACOD | 1485.297
| BMH1401P37F1A | MOTOR 10,3Nm,IP65 CHAV,MT16,FRE,RECTO | 1517.131
| BMH1402P06A2A | MOTOR 18,5Nm,IP54 LISO,ST16,ACOD | 1138.6336
| BMH1402P12A1A | MOTOR 18,5Nm,IP54 CHAV,MT128,RECTO | 1502.985
| BMH1402P17F2A | MOTOR 18,5Nm,IP54 CHAV,MT16,FRE,ACOD | 1646.777
| BMH1402P26F1A | MOTOR 18,5Nm,IP65 LISO,ST16,FRE,RECTO | 1431.067
| BMH1402P32A2A | MOTOR 18,5Nm,IP65 CHAV,MT128,ACOD | 1564.266
| BMH1403P01A1A | MOTOR 25Nm,IP54 LISO,ST128,RECTO | 1349.6704
| BMH1403P06F2A | MOTOR 25Nm,IP54 LISO,ST16,FRE,ACOD | 1563.1
| BMH1403P12F1A | MOTOR 25Nm,IP54 CHAV,MT128,FRE,RECTO | 2379.962
| BMH1403P21A2A | MOTOR 25Nm,IP65 LISO,ST128,ACOD | 1844.57
| BMH1403P27A1A | MOTOR 25Nm,IP65 LISO,MT16,RECTO | 1595.451
| BMH1403P32F2A | MOTOR 25Nm,IP65 CHAV,MT128,FRE,ACOD | 1978.031
| LXM32CD18N4 | LXM32C P/D 18A pico 3F 400V | 823.6704
| VW3S8212 | kit 5 conectores molex para SD3 | 39.677
| VW3A7606R20 | R.TRAVAGEM 72 OHM - 200W - 2,0m | 235.334
| BSH1002P31A2A | SERVO-MOTOR 5,52 Nm | 943.9872
| BRS39BW461ACA | Motor Passo 6,78Nm,COM,ENC,LIS,IP41 | 788.271
| VW3L30010R50 | Lexium Integrated Drive accessory - Cabl | 129.03
| VW3L50010 | Lexium Integrated Drive accessory - Conn | 36.504
| VW3L3D05R30 | Ligador com cabo de 3m | 81.185
| VW3L5C07N05 | Ligador | 19.942
| ILS1U572PB1A0 | DRIVE ILS PASSO 24..36V P/D-3,5A | 654.533
| LXM32AD30N4 | DRIVE LXM32 CAN 30A PICO 3F 380V | 1052.5364
| LXM32AD72N4 | DRIVE LXM32 CAN 72A PICO 3F 380V | 1571.5328
| ILS2D573PB1A0 | DRIVE ILS PASSO 24-48V DEVICENET 3,5A | 812.889
| VW3L5C05N05 | Ligador | 16.757
| VW3L5C09N05 | Ligador | 17.095
| GBK1201003F | PLACA ADAPTACION 120mm BxH1001/2/3 | 146.878
| VW3L2U001R30 | CABO LID P/D+POTENCIA, 3m | 109.087
| VW3L3P03R30 | SD2 ACC CABLE ALIM 3 M | 38.454
| BSH1402T12F2P | MOTOR 19,2Nm,IP40 CHAV,MT,FRENO,ACOD | 2350.546
| VW3L1D001N01 | LXM ACC LIGADOR INDUSTRIAL DEVICENET | 320.232
| VW3L5C03N05 | Ligador | 38.454
| VW3M3301 | LXM32 MODULO DEVICENET | 157.894
| GBX080003K | REDUCTOR PLANETARIO,80mm,i=3 | 357.368
| ILP2R853MB1A | Programmable 2-Phase Stepper Motor | 929.687
| GBX080009K | REDUCTOR PLANETARIO,80mm,i=9 | 445.819
| SD328AU25S2 | LEXIUM AMPLIFICATEUR PAS A PAS ANALOG. | 785.211
| VW3M5101R500 | CABLE.POT.COMPLETO 50M | 393.558
| TM5NS31 | SERCOS III field bus Interface Module | 242.51
| GBX060003K | REDUCTOR PLANETARIO,60mm,i=3 | 292.6539
| GBX060004K | REDUCTOR PLANETARIO,60mm,i=4 | 292.6539
| ILT2V574MB0A | ILT P/D MOTOR PASO | 591.613
| ILA1F572PC1A0 | LEXIUM ILA SERVOMOT 24 36V CANOPEN C | 958.342
| VW3L1F001N01 | LXM ACC CONECT INDUST CANOPEN | 320.232
| VW3M5103R100 | Cabo potencia sec 4mm2 / 10m | 265.562
| GBK0600570A | PLACA ADAPTACAO 60mm ILA57x | 76.593
| VW3S8201R30 | PULSE/DIR, 5V , CABLE SHIELDED, 24-PIN | 74.723
| GBY120020K | REDUCTOR PLANETARIO ANGULAR,120mm,i=20 | 1559.162
| VW3M8704 | Lote de 25 Cartoes de memoria LXM32 | 419.881
| LXM32MC10N4 | DRIVE LXM32 MODULAR 100A PICO 3F 380V | 2262.533
| GBK0800702F | PLACA ADAPTACION 80mm BxH0701/2 | 93.181
| GBX080040K | REDUCTOR PLANETARIO,80mm,i=40 | 417.4487
| SD218PU50C | LXM STEPPERDRIVE 2PH, PROGRAMMABLE | 642.538
| VW3M4113 | LXM23 CONECTOR E/S CON CABLE DE 0,5m | 179.443
| VW33MF020LD01 | ANILHAS CENTRAIS PAS-CAS41-42/20UD | 64.1576
| GBY060005K | REDUCTOR PLANET ANG DIREITO,60mm,i=5 | 622.732
| VW3M3401 | LXM32 MODULO RESOLVER | 114.84
| VW3L50200 | CONECTORES LID 2I/O | 43.395
| BRS39AH360ABA | VRDM3910 50LHB OOIP41 OO D2O 60 | 260.19
| MNA3CS008 | KIT DE CONECTORES PARA SD315D | 39.776
| VW3M4701 | CABO ENCODER MAESTRO 3m, SUBD9 | 66.534
| SD315ON10B400 | SD315ON10B400 - STEPPER D | 408.4395
| BRS368H130ABA | VRDM368/50LHB OOIP41 OO D8O 38 | 208.747
| LXM32MD85N4 | DRIVE LXM32 MODULAR 85A PICO 3F 480V | 2083.263
| GBX080020K | REDUCTOR PLANETARIO,80mm,i=20 | 445.819
| VW3M5101R300 | CABO POTENCIA BSH - LXM32 - 30m | 251.207
| VW3M8102R300 | CABO ENCODER BSH - LXM32 - 30m | 211.739
| VW3M2106 | EMC Kit para LXM32 SIZE4 | 22.726
| SD326DU68S2 | LEXIUM STEPPERDRIVE PULSE DIR. 115/230 | 706.4295
| VW33MF010T5N5 | TUERCAS 5xM5 PAS-CAS41-42/10UD | 47.608
| SH31404P11F2000 | Motor 33,4Nm,chav,st,freno,acod,IP54/65 | 2664.8469
| VW3M5501R30 | CABO DE POTENCIA BMP 1,5mm2, 3m | 102.872
| BMP1001R3NA2A | MOTOR SINCRONO 230VAC 0,75KW IP65 IEC | 402.138
| VW3L3D02R30 | CABLE DESARROLLO ILPxR/ILTxA, 3m | 69.212
| BMP1001F3NA2A | MOTOR SINCRONO 480VAC 0,95KW IP65 IEC | 402.138
| BMH1003T31F1A | MOTOR 8,2Nm,IP65 CHAV,ST128,FRE,RECTO | 1284.899
| BMH1003T31F2A | MOTOR 8,2Nm,IP65 CHAV,ST128,FRE,ACOD | 1306.129
| BMH1003T32A1A | MOTOR 8,4Nm,IP65 CHAV,MT128,RECTO | 1275.461
| BMH1003T37A1A | MOTOR 8,4Nm,IP65 CHAV,MT16,RECTO | 1134.012
| BMH1003T37A2A | MOTOR 8,4Nm,IP65 CHAV,MT16,ACOD | 1155.231
| BMH1003T37F1A | MOTOR 8,4Nm,IP65 CHAV,MT16,FRE,RECTO | 1337.941
| BMH1003T37F2A | MOTOR 8,4Nm,IP65 CHAV,MT16,FRE,ACOD | 1361.514
| BMH1401P02F2A | MOTOR 10,3Nm,IP54 LISO,MT128,FRE,ACOD | 1612.6
| BMH1401P06A1A | MOTOR 10,3Nm,IP54 LISO,ST16,RECTO | 1156.298
| BMH1401P06A2A | MOTOR 10,3Nm,IP54 LISO,ST16,ACOD | 995.8624
| BMH1401P06F1A | MOTOR 10,3Nm,IP54 LISO,ST16,FRE,RECTO | 1278.398
| BMH1401P11F1A | MOTOR 10,3Nm,IP54 CHAV,ST128,FRE,RECTO | 1426.359
| BMH1401P11F2A | MOTOR 10,3Nm,IP54 CHAV,ST128,FRE,ACOD | 1446.401
| BMH1401P12A1A | MOTOR 10,3Nm,IP54 CHAV,MT128,RECTO | 1424.654
| BMH1401P12F1A | MOTOR 10,3Nm,IP54 CHAV,MT128,FRE,RECTO | 1620.861
| BMH1401P17F1A | MOTOR 10,3Nm,IP54 CHAV,MT16,FRE,RECTO | 1748.383
| BMH1401P17F2A | MOTOR 10,3Nm,IP54 CHAV,MT16,FRE,ACOD | 1489.7168
| BMH1401P21A1A | MOTOR 10,3Nm,IP65 LISO,ST128,RECTO | 1227.842
| BMH1401P21A2A | MOTOR 10,3Nm,IP65 LISO,ST128,ACOD | 1190.596
| BMH1401P26A2A | MOTOR 10,3Nm,IP65 LISO,ST16,ACOD | 1040.886
| BMH1401P26F1A | MOTOR 10,3Nm,IP65 LISO,ST16,FRE,RECTO | 1283.711
| BMH1401P26F2A | MOTOR 10,3Nm,IP65 LISO,ST16,FRE,ACOD | 1310.232
| BMH1401P27A1A | MOTOR 10,3Nm,IP65 LISO,MT16,RECTO | 1223.596
| BMH1401P32A1A | MOTOR 10,3Nm,IP65 CHAV,MT128,RECTO | 1394.525
| BMH1401P32A2A | MOTOR 10,3Nm,IP65 CHAV,MT128,ACOD | 1489.004
| BMH1401P32F1A | MOTOR 10,3Nm,IP65 CHAV,MT128,FRE,RECTO | 1743.995
| BMH1401P32F2A | MOTOR 10,3Nm,IP65 CHAV,MT128,FRE,ACOD | 1683.33
| BMH1401P37F2A | MOTOR 10,3Nm,IP65 CHAV,MT16,FRE,ACOD | 1540.704
| BMH1402P01A1A | MOTOR 18,5Nm,IP54 LISO,ST128,RECTO | 1275.461
| BMH1402P01A2A | MOTOR 18,5Nm,IP54 LISO,ST128,ACOD | 1288.4248
| BMH1402P01F1A | MOTOR 18,5Nm,IP54 LISO,ST128,FRE,RECTO | 1913.327
| BMH1402P06F1A | MOTOR 18,5Nm,IP54 LISO,ST16,FRE,RECTO | 1643.902
| BMH1402P06F2A | MOTOR 18,5Nm,IP54 LISO,ST16,FRE,ACOD | 1380.1632
| BMH1402P07A1A | MOTOR 18,5Nm,IP54 LISO,MT16,RECTO | 1330.868
| BMH1402P07A2A | MOTOR 18,5Nm,IP54 LISO,MT16,ACOD | 1353.264
| BMH1402P12A2A | MOTOR 18,5Nm,IP54 CHAV,MT128,ACOD | 1599.169
| BMH1402P12F1A | MOTOR 18,5Nm,IP54 CHAV,MT128,FRE,RECTO | 2192.71
| BMH1403P07F2A | MOTOR 25Nm,IP54 LISO,MT16,FRE,ACOD | 1765.841
| BMH1403P16F1A | MOTOR 25Nm,IP54 CHAV,ST16,FRE,RECTO | 1857.037
| BMH1403P22A2A | MOTOR 25Nm,IP65 LISO,MT128,ACOD | 1767.502
| BMH1403P31A1A | MOTOR 25Nm,IP65 CHAV,ST128,RECTO | 1497.089
| BMH1403P36F2A | MOTOR 25Nm,IP65 CHAV,ST16,FRE,ACOD | 1632.642
| VW3M3101 | MODULO REPARTIDOR ENCODER | 193.787
| GBX1600251003F | REDUTOR 160mm-25-1-BSH100 | 2243.23
| GBX1600401001F | REDUTOR 160mm-40-1-BSH100 | 2243.23
| BSH0702P11A2A | SERVO-MOTOR 2,12 Nm | 718.848
| BSH0702T22A2A | SERVO-MOTOR 2,12 Nm | 1237.742
| VW3M3402 | LXM32 MODULO ENCODER DIGITAL | 114.84
| VW3M8102R30 | CABLE DE ENCODER M23 RJ45, 3m, LXM32 | 89.727
| VW3M8102R50 | CABLE DE ENCODER M23-RJ45, 5m | 100.232
| LXM32AU45M2 | DRIVE LXM32 CAN 4,5A PICO 1F 230V | 604.5173
| VW3M8209R30 | CABO INTERFACE RS422 - 3m | 100.485
| VW3M3102 | CONVERSOR RS422 | 113.641
| ILS1V573PB1A0 | LEXIUM INTEGRADO, MOTOR PASSO | 675.653
| BMH1003P31A1A | MOTOR 8,4Nm,IP65 CHAV,ST128,RECTO | 1080.959
| VW3M8502R03 | LXM32 CABO P/D RJ45-RJ45, 0,3m | 25.124
| VW3S8101R50 | CABO DE ENCODER SD3, 5m | 142.23
| BMH1001T02A1A | MOTOR 3,6Nm,IP54 LISO,MT128,RECTO | 1007.204
| BMH1001T02A2A | MOTOR 3,6Nm,IP54 LISO,MT128,ACOD | 1178.593
| BMH1001T02F1A | MOTOR 3,6Nm,IP54 LISO,MT128,FRE,RECTO | 1179.992
| BMH1001T07F2A | MOTOR 3,6Nm,IP54 LISO,MT16,FRE,ACOD | 1294.085
| BMH1001T11A1A | MOTOR 3,4Nm,IP54 CHAV,ST128,RECTO | 803.946
| BMH1001T11F1A | MOTOR 3,4Nm,IP54 CHAV,ST128,FRE,RECTO | 1009.052
| BMH0702P16A2A | MOTOR 2,5Nm,IP54 CHAV,ST16,ACOD | 658.482
| BMH0702P16F1A | MOTOR 2,5Nm,IP54 CHAV,ST16,FRE,RECTO | 786.137
| BMH0702P16F2A | MOTOR 2,5Nm,IP54 CHAV,ST16,FRE,ACOD | 761.7584
| BMH0702P22A1A | MOTOR 2,5Nm,IP65 LISO,MT128,RECTO | 957.187
| BMH0702P22A2A | MOTOR 2,5Nm,IP65 LISO,MT128,ACOD | 978.406
| BMH0702P22F1A | MOTOR 2,5Nm,IP65 LISO,MT128,FRE,RECTO | 1309.542
| BMH0702P27F2A | MOTOR 2,5Nm,IP65 LISO,MT16,FRE,ACOD | 992.475
| BMH0702P31A1A | MOTOR 2,5Nm,IP65 CHAV,ST128,RECTO | 926.432
| BMH0702P31A2A | MOTOR 2,5Nm,IP65 CHAV,ST128,ACOD | 760.0944
| BMH0702P36A2A | MOTOR 2,5Nm,IP65 CHAV,ST16,ACOD | 676.984
| BMH0702P36F1A | MOTOR 2,5Nm,IP65 CHAV,ST16,FRE,RECTO | 786.269
| BMH0702P36F2A | MOTOR 2,5Nm,IP65 CHAV,ST16,FRE,ACOD | 805.717
| BMH0702P37A1A | MOTOR 2,5Nm,IP65 CHAV,MT16,RECTO | 836.957
| BMH0702T01F1A | MOTOR 2,5Nm,IP54 LISO,ST128,FRE,RECTO | 1047.631
| BMH0702T01F2A | MOTOR 2,5Nm,IP54 LISO,ST128,FRE,ACOD | 858.1768
| BMH0702T02A1A | MOTOR 2,5Nm,IP54 LISO,MT128,RECTO | 1099.176
| BMH0702T02A2A | MOTOR 2,5Nm,IP54 LISO,MT128,ACOD | 1127.048
| BMH0701P06F1A | MOTOR 1,4Nm,IP54 LISO,ST16,FRE,RECTO | 699.028
| BMH0701P12F1A | MOTOR 1,4Nm,IP54 CHAV,MT128,FRE,RECTO | 1068.001
| BMH0701P21F1A | MOTOR 1,4Nm,IP65 LISO,ST128,FRE,RECTO | 1036.477
| BMH0701P27A2A | MOTOR 1,4Nm,IP65 LISO,MT16,ACOD | 800.404
| BMH0701P36A1A | MOTOR 1,4Nm,IP65 CHAV,ST16,RECTO | 704.938
| LXM32AD18N4 | DRIVE LXM32 CAN 18A PICO 3F 400V | 922.7049
| LXM32CD18M2 | LXM32C P/D 18A pico 1F 230V | 874.172
| VW3L30001R50 | Lexium Integrated Drive accessory - Cabl | 109.087
| BRS39AW660ABA | MOTOR PASSO 4,25Nm, TER, CHA IP41 | 348.6105
| LXM32AD12N4 | DRIVE LXM32 CAN 12A PICO 3F 400V | 831.9825
| BRS39BNS0020 | VRDM3913/50LNAOOIP41OOD4K60OOOB400 | 253.11
| LXM32MU45M2 | DRIVE LXM32 MODULAR 4,5A PICO 1F 230V | 613.5607
| VW3L3D03R30 | CABO MOTOR SD2 U20, 3m | 96.426
| VW3L10111 | KIT DE INSTALACAO LID | 56.166
| BSH0552P11A1A | SERVO-MOTOR 0,9 Nm | 624.767
| VW3M5102R100 | CABO POTENCIA BSH - LXM05 - 10m | 174.218
| BSH0553P11A2A | **SERVO-MOTOR 1,3 Nm | 630.812
| BMH1001T06A1A | MOTOR 3,6Nm,IP54 LISO,ST16,RECTO | 627.121
| BMH1001T12A1A | MOTOR 3,6Nm,IP54 CHAV,MT128,RECTO | 1007.204
| BMH0701P01A2A | MOTOR 1,4Nm,IP54 LISO,ST128,ACOD | 680.9608
| BMH0701P07A1A | MOTOR 1,4Nm,IP54 LISO,MT16,RECTO | 753.258
| BMH0701P16A1A | MOTOR 1,4Nm,IP54 CHAV,ST16,RECTO | 560.5288
| BMH0701P22A1A | MOTOR 1,4Nm,IP65 LISO,MT128,RECTO | 920.645
| BMH0701P27F2A | MOTOR 1,4Nm,IP65 LISO,MT16,FRE,ACOD | 953.656
| BMH0701P36F1A | MOTOR 1,4Nm,IP65 CHAV,ST16,FRE,RECTO | 748.539
| BMH0701P37F1A | MOTOR 1,4Nm,IP65 CHAV,MT16,FRE,RECTO | 953.656
| BMH0701T06A2A | MOTOR 1,4Nm,IP54 LISO,ST16,ACOD | 597.839
| BMH0701T12A1A | MOTOR 1,4Nm,IP54 CHAV,MT128,RECTO | 915.926
| BMH0701T21A1A | MOTOR 1,4Nm,IP65 LISO,ST128,RECTO | 724.977
| BMH0701T26F2A | MOTOR 1,4Nm,IP65 LISO,ST16,FRE,ACOD | 748.539
| BMH0701T32F1A | MOTOR 1,4Nm,IP65 CHAV,MT128,FRE,RECTO | 1093.939
| BMH0702P01A2A | MOTOR 2,5Nm,IP54 LISO,ST128,ACOD | 752.4608
| BMH0702P07A1A | MOTOR 2,5Nm,IP54 LISO,MT16,RECTO | 789.8
| BMH0703P27F2A | MOTOR 3,4Nm,IP65 LISO,MT16,FRE,ACOD | 1070.652
| BMH0702T37A1A | MOTOR 2,5Nm,IP65 CHAV,MT16,RECTO | 836.957
| BMH0703P02F2A | MOTOR 3,4Nm,IP54 LISO,MT128,FRE,ACOD | 1136.366
| BMH0703P11F1A | MOTOR 3,4Nm,IP54 CHAV,ST128,FRE,RECTO | 1110.33
| BMH0703P17A2A | MOTOR 3,4Nm,IP54 CHAV,MT16,ACOD | 906.026
| BMH0703P26A1A | MOTOR 3,4Nm,IP65 LISO,ST16,RECTO | 674.564
| BMH1001T12F2A | MOTOR 3,6Nm,IP54 CHAV,MT128,FRE,ACOD | 1225.961
| BMH1001T16A1A | MOTOR 3,6Nm,IP54 CHAV,ST16,RECTO | 811.85
| BMH1001T16A2A | MOTOR 3,6Nm,IP54 CHAV,ST16,ACOD | 710.479
| BMH1001T16F1A | MOTOR 3,6Nm,IP54 CHAV,ST16,FRE,RECTO | 867.328
| BMH1001T16F2A | MOTOR 3,6Nm,IP54 CHAV,ST16,FRE,ACOD | 833.6536
| BMH1001T17A1A | MOTOR 3,6Nm,IP54 CHAV,MT16,RECTO | 1014.195
| BMH1001T21F1A | MOTOR 3,4Nm,IP65 LISO,ST128,FRE,RECTO | 1016.136
| BMH1001T21F2A | MOTOR 3,4Nm,IP65 LISO,ST128,FRE,ACOD | 1053.69
| BMH1001T22A1A | MOTOR 3,6Nm,IP65 LISO,MT128,RECTO | 1007.875
| BMH1001T22A2A | MOTOR 3,6Nm,IP65 LISO,MT128,ACOD | 1219.972
| BMH1001T22F1A | MOTOR 3,6Nm,IP65 LISO,MT128,FRE,RECTO | 1211.804
| BMH1001T22F2A | MOTOR 3,6Nm,IP65 LISO,MT128,FRE,ACOD | 1458.613
| BMH1001T27A2A | MOTOR 3,6Nm,IP65 LISO,MT16,ACOD | 886.457
| BMH1001T27F1A | MOTOR 3,6Nm,IP65 LISO,MT16,FRE,RECTO | 1070.355
| BMH1001T27F2A | MOTOR 3,6Nm,IP65 LISO,MT16,FRE,ACOD | 1094.995
| BMH1001T31A1A | MOTOR 3,4Nm,IP65 CHAV,ST128,RECTO | 863.852
| BMH1001T31A2A | MOTOR 3,4Nm,IP65 CHAV,ST128,ACOD | 858.165
| BMH1001T31F1A | MOTOR 3,4Nm,IP65 CHAV,ST128,FRE,RECTO | 1230.138
| BMH1001T36A1A | MOTOR 3,6Nm,IP65 CHAV,ST16,RECTO | 686.07
| BMH1001T36A2A | MOTOR 3,6Nm,IP65 CHAV,ST16,ACOD | 879.138
| BMH1001T36F1A | MOTOR 3,6Nm,IP65 CHAV,ST16,FRE,RECTO | 891.176
| BMH1001T36F2A | MOTOR 3,6Nm,IP65 CHAV,ST16,FRE,ACOD | 1078.285
| BMH1001T37A1A | MOTOR 3,6Nm,IP65 CHAV,MT16,RECTO | 891.176
| BMH1001T37A2A | MOTOR 3,6Nm,IP65 CHAV,MT16,ACOD | 1078.285
| BMH1002P01F2A | MOTOR 5,9Nm,IP54 LISO,ST128,FRE,ACOD | 1129.282
| BMH1002P02A1A | MOTOR 6,2Nm,IP54 LISO,MT128,RECTO | 1298.401
| BMH1002P02A2A | MOTOR 6,2Nm,IP54 LISO,MT128,ACOD | 1087.3928
| BMH1002P02F1A | MOTOR 6,2Nm,IP54 LISO,MT128,FRE,RECTO | 1335.554
| BMH1002P02F2A | MOTOR 6,2Nm,IP54 LISO,MT128,FRE,ACOD | 1368.818
| BMH1002P06A1A | MOTOR 6,2Nm,IP54 LISO,ST16,RECTO | 790.922
| BMH1002P07F1A | MOTOR 6,2Nm,IP54 LISO,MT16,FRE,RECTO | 1372.228
| BMH1002P07F2A | MOTOR 6,2Nm,IP54 LISO,MT16,FRE,ACOD | 1184.7
| BMH1002P11A1A | MOTOR 5,9Nm,IP54 CHAV,ST128,RECTO | 962.445
| BMH1002P11A2A | MOTOR 5,9Nm,IP54 CHAV,ST128,ACOD | 932.6096
| BMH1002P11F1A | MOTOR 5,9Nm,IP54 CHAV,ST128,FRE,RECTO | 1145.452
| BMH1002P11F2A | MOTOR 5,9Nm,IP54 CHAV,ST128,FRE,ACOD | 1155.231
| BMH1002P16F1A | MOTOR 6,2Nm,IP54 CHAV,ST16,FRE,RECTO | 983.125
| BMH1002P16F2A | MOTOR 6,2Nm,IP54 CHAV,ST16,FRE,ACOD | 951.7872
| BMH1002P17A1A | MOTOR 6,2Nm,IP54 CHAV,MT16,RECTO | 1000.164
| BMH1002P17A2A | MOTOR 6,2Nm,IP54 CHAV,MT16,ACOD | 969.1552
| BMH1002P17F1A | MOTOR 6,2Nm,IP54 CHAV,MT16,FRE,RECTO | 1188.242
| BMH1002P17F2A | MOTOR 6,2Nm,IP54 CHAV,MT16,FRE,ACOD | 1153.4328
| BMH1002P22A2A | MOTOR 6,2Nm,IP65 LISO,MT128,ACOD | 1152.877
| BMH1002P22F1A | MOTOR 6,2Nm,IP65 LISO,MT128,FRE,RECTO | 1579.812
| BMH1002P22F2A | MOTOR 6,2Nm,IP65 LISO,MT128,FRE,ACOD | 1368.807
| BMH1002P26A1A | MOTOR 6,2Nm,IP65 LISO,ST16,RECTO | 811.943
| BMH1002P26A2A | MOTOR 6,2Nm,IP65 LISO,ST16,ACOD | 806.3
| BMH1002P26F1A | MOTOR 6,2Nm,IP65 LISO,ST16,FRE,RECTO | 989.01
| BMH1002P31A1A | MOTOR 5,9Nm,IP65 CHAV,ST128,RECTO | 963.083
| BMH1002P31A2A | MOTOR 5,9Nm,IP65 CHAV,ST128,ACOD | 932.6096
| BMH1002P31F1A | MOTOR 5,9Nm,IP65 CHAV,ST128,FRE,RECTO | 1167.012
| BMH1002P31F2A | MOTOR 5,9Nm,IP65 CHAV,ST128,FRE,ACOD | 1404.286
| BMH1002P32A1A | MOTOR 6,2Nm,IP65 CHAV,MT128,RECTO | 1369.446
| BMH1002P32A2A | MOTOR 6,2Nm,IP65 CHAV,MT128,ACOD | 1181.158
| BMH1002P36F2A | MOTOR 6,2Nm,IP65 CHAV,ST16,FRE,ACOD | 981.8848
| BMH1002P37A1A | MOTOR 6,2Nm,IP65 CHAV,MT16,RECTO | 1202.266
| BMH1002P37A2A | MOTOR 6,2Nm,IP65 CHAV,MT16,ACOD | 981.8848
| BMH1002P37F1A | MOTOR 6,2Nm,IP65 CHAV,MT16,FRE,RECTO | 1221.242
| BMH1002P37F2A | MOTOR 6,2Nm,IP65 CHAV,MT16,FRE,ACOD | 1243.627
| BMH1002T01A1A | MOTOR 6Nm,IP54 LISO,ST128,RECTO | 902.957
| BMH1002T02F1A | MOTOR 6,2Nm,IP54 LISO,MT128,FRE,RECTO | 1304.941
| BMH1002T02F2A | MOTOR 6,2Nm,IP54 LISO,MT128,FRE,ACOD | 1617.694
| BMH1002T06A1A | MOTOR 6,2Nm,IP54 LISO,ST16,RECTO | 790.922
| BMH1002T06A2A | MOTOR 6,2Nm,IP54 LISO,ST16,ACOD | 813.186
| BMH1002T06F1A | MOTOR 6,2Nm,IP54 LISO,ST16,FRE,RECTO | 957.187
| BMH1002T06F2A | MOTOR 6,2Nm,IP54 LISO,ST16,FRE,ACOD | 1156.298
| BMH1002T11A2A | MOTOR 6Nm,IP54 CHAV,ST128,ACOD | 952.468
| BMH1002T11F1A | MOTOR 6Nm,IP54 CHAV,ST128,FRE,RECTO | 1145.452
| BMH1002T11F2A | MOTOR 6Nm,IP54 CHAV,ST128,FRE,ACOD | 1173.975
| BMH1002T12A1A | MOTOR 6,2Nm,IP54 CHAV,MT128,RECTO | 1331.824
| BMH1002T12A2A | MOTOR 6,2Nm,IP54 CHAV,MT128,ACOD | 1146.97
| BMH1002T12F1A | MOTOR 6,2Nm,IP54 CHAV,MT128,FRE,RECTO | 1330.868
| BMH1003P36A1A | MOTOR 8,4Nm,IP65 CHAV,ST16,RECTO | 878.228
| BMH1003T01F2A | MOTOR 8,2Nm,IP54 LISO,ST128,FRE,ACOD | 1476.722
| BMH1003T07F1A | MOTOR 8,4Nm,IP54 LISO,MT16,FRE,RECTO | 1281.357
| BMH1003T16A2A | MOTOR 8,4Nm,IP54 CHAV,ST16,ACOD | 918.291
| BMH1003T22A1A | MOTOR 8,4Nm,IP65 LISO,MT128,RECTO | 1250.711
| BMH1003T27F2A | MOTOR 8,4Nm,IP65 LISO,MT16,FRE,ACOD | 1334.41
| BMH1003T36A2A | MOTOR 8,4Nm,IP65 CHAV,ST16,ACOD | 952.468
| BMH1003T36F1A | MOTOR 8,4Nm,IP65 CHAV,ST16,FRE,RECTO | 1134.012
| BMH1401P01F2A | MOTOR 10,3Nm,IP54 LISO,ST128,FRE,ACOD | 1487.772
| BMH1401P02A1A | MOTOR 10,3Nm,IP54 LISO,MT128,RECTO | 1392.468
| BMH1401P02A2A | MOTOR 10,3Nm,IP54 LISO,MT128,ACOD | 1346.202
| BMH1401P07F1A | MOTOR 10,3Nm,IP54 LISO,MT16,FRE,RECTO | 1521.19
| BMH1401P07F2A | MOTOR 10,3Nm,IP54 LISO,MT16,FRE,ACOD | 1543.465
| BMH1401P11A1A | MOTOR 10,3Nm,IP54 CHAV,ST128,RECTO | 1159.95
| BMH1401P16F1A | MOTOR 10,3Nm,IP54 CHAV,ST16,FRE,RECTO | 1278.398
| BMH1401P16F2A | MOTOR 10,3Nm,IP54 CHAV,ST16,FRE,ACOD | 1296.691
| BMH1401P17A1A | MOTOR 10,3Nm,IP54 CHAV,MT16,RECTO | 1434.927
| BMH1401P22A2A | MOTOR 10,3Nm,IP65 LISO,MT128,ACOD | 1456.818
| BMH1401P22F1A | MOTOR 10,3Nm,IP65 LISO,MT128,FRE,RECTO | 1630.277
| BMH1401P22F2A | MOTOR 10,3Nm,IP65 LISO,MT128,FRE,ACOD | 1650.319
| BMH1401P31A1A | MOTOR 10,3Nm,IP65 CHAV,ST128,RECTO | 1489.124
| BMH1401P31A2A | MOTOR 10,3Nm,IP65 CHAV,ST128,ACOD | 1221.242
| BMH1401P31F1A | MOTOR 10,3Nm,IP65 CHAV,ST128,FRE,RECTO | 1465.255
| BMH1401P36F2A | MOTOR 10,3Nm,IP65 CHAV,ST16,FRE,ACOD | 1262.7264
| BMH1401P37A1A | MOTOR 10,3Nm,IP65 CHAV,MT16,RECTO | 1482.299
| BMH1401P37A2A | MOTOR 10,3Nm,IP65 CHAV,MT16,ACOD | 1274.295
| BMH1402P02F1A | MOTOR 18,5Nm,IP54 LISO,MT128,FRE,RECTO | 2159.079
| BMH1402P02F2A | MOTOR 18,5Nm,IP54 LISO,MT128,FRE,ACOD | 1758.768
| BMH1402P06A1A | MOTOR 18,5Nm,IP54 LISO,ST16,RECTO | 1118.7384
| BMH1402P11A2A | MOTOR 18,5Nm,IP54 CHAV,ST128,ACOD | 1316.8272
| BMH1402P11F1A | MOTOR 18,5Nm,IP54 CHAV,ST128,FRE,RECTO | 1571.339
| BMH1402P11F2A | MOTOR 18,5Nm,IP54 CHAV,ST128,FRE,ACOD | 1582.152
| BMH1402P17A1A | MOTOR 18,5Nm,IP54 CHAV,MT16,RECTO | 1689.519
| BMH1402P17A2A | MOTOR 18,5Nm,IP54 CHAV,MT16,ACOD | 1381.567
| BMH1402P17F1A | MOTOR 18,5Nm,IP54 CHAV,MT16,FRE,RECTO | 1625.569
| BMH1402P22F2A | MOTOR 18,5Nm,IP65 LISO,MT128,FRE,ACOD | 1798.852
| BMH1402P26A1A | MOTOR 18,5Nm,IP65 LISO,ST16,RECTO | 1377.805
| BMH1402P26A2A | MOTOR 18,5Nm,IP65 LISO,ST16,ACOD | 1226.566
| BMH1402P31F1A | MOTOR 18,5Nm,IP65 CHAV,ST128,FRE,RECTO | 1995.292
| BMH1402P31F2A | MOTOR 18,5Nm,IP65 CHAV,ST128,FRE,ACOD | 1715.516
| BMH1402P32A1A | MOTOR 18,5Nm,IP65 CHAV,MT128,RECTO | 1914.796
| BMH1402P37A2A | MOTOR 18,5Nm,IP65 CHAV,MT16,ACOD | 1681.524
| BMH1402P37F1A | MOTOR 18,5Nm,IP65 CHAV,MT16,FRE,RECTO | 1748.934
| BMH1402P37F2A | MOTOR 18,5Nm,IP65 CHAV,MT16,FRE,ACOD | 1771.209
| BMH1403P06F1A | MOTOR 25Nm,IP54 LISO,ST16,FRE,RECTO | 1540.704
| BMH1403P12A2A | MOTOR 25Nm,IP54 CHAV,MT128,ACOD | 1583.7224
| BMH1403P21A1A | MOTOR 25Nm,IP65 LISO,ST128,RECTO | 1539.769
| BMH1403P26F2A | MOTOR 25Nm,IP65 LISO,ST16,FRE,ACOD | 1603.173
| BMH1403P32F1A | MOTOR 25Nm,IP65 CHAV,MT128,FRE,RECTO | 2429.687
| VW3L40210 | TAPA LID 2I/O+1STO | 121.992
| VW3L1R402 | Cabo Prog ILP2R,42,57,85,MB1A, SD218P | 152.482
| VW3L1V300 | Cabo de Prog P/D ILTV2,42,57,85,MB0A | 114.95
| VW3L2M211R30 | TAPA LID 2I/O+1STO+CABLE MIO+POT, 3m | 332.696
| GBX060009K | REDUCTOR PLANETARIO,60mm,i=9 | 389.202
| VW3M8121R50 | CABLE ENCODER BCH040/060/080, 5m | 82.544
| VW3M5111R50 | CABLE DE POTENCIA BCH040/060/080, 5m | 45.452
| BRS397W271ACB | MOTOR STEP 2.26Nm,CON,ENC,LIS,IP41 | 806.247
| SH31003P11A2000 | Motor 8Nm,chav,st,acod,IP54/65 | 1284.3379
| VW3L30001R100 | CABLE LID POT CONECTOR INDUSTRIAL, 10m | 133.0784
| ILS1M853PB1A0 | LEXIUM ENTRAINEMENT INTEGRE, MOTEUR PAS | 812.889
| VW3M2302 | KIT IP67 PARA MOTOR BMH100 | 46.673
| VW3M8102R500 | CABLE DE ENCODER M23-RJ45, 50m | 284.702
| VW3M8121R30 | DRIVE LXM23 IO 200 W | 63.404
| VW3M5111R30 | CABLE DE POTENCIA BCH040/060/080, 3m | 28.71
| VW3M3302 | LXM32 MODULO E/S | 161.106
| SH31003P02A2000 | Motor 8Nm,liso,mt,acod,IP54/65 | 1452.6502
| VW3S8201R05 | CABLE P/D SD3 ABIERTO, 5 V, 0.5m | 52.689
| VW3L30010R100 | CABLE LID STO CONECTOR M8, 10m | 151.316
| VW3S8202R05 | CABLE P/D SD3 ABERTO, 24 V, 0.5m | 51.272
| BRS397W360ACA | MOTOR STEP 2.26Nm,CON,LIS,IP41 | 359.183
| GBX080004K | REDUCTOR PLANETARIO,80mm,i=4 | 357.368
| SD326DU25S2 | LEXIUM AMPLIFICATEUR PAS A PAS (IMPULSIO | 592.536
| BRS39BW760ACA | MOTOR STEP 6.78Nm,CON,CHA,IP41 | 486.948
| GBK1200702F | PLACA DE ADAPTACAO 120mm BxH0701/2 | 187.7381
| GBX120100K | REDUCTOR PLANETARIO,120mm,i=100 | 1037.872
| VW3E1143R020 | Cable potencia 1,5mm conector P30, 2m | 103.8446
| VW3E1143R040 | Cable potencia 1,5mm conector P30, 4m | 114.7626
| VW3E1143R050 | Cable potencia 1,5mm conector P30, 5m | 114.7626
| VW3E2094R020 | Cable encoder, 2m | 86.3552
| VW3E2094R040 | Cable encoder, 4m | 86.3552
| VW3E2094R050 | Cable encoder, 5m | 86.3552
| VW3E5001R020 | Cable SERCOS III, 2m | 19.673
| VW3E5001R050 | Cable SERCOS III, 5m | 31.6931
| VW3E1143R060 | Cable potencia 1,5mm conector P30, 6m | 121.334
| LXM32MU60N4 | DRIVE LXM32 MODULAR 6A PICO 3F 380V | 768.6787
| VW3E2094R060 | Cable encoder, 6m | 90.7224
| VW3E2094R070 | Cable encoder, 7m | 95.0896
| VW3E2094R080 | Cable encoder, 8m | 99.4671
| VW3E5001R100 | Cable SERCOS III, 10m | 48.0907
| GBY060040K | REDUCTOR PLANETARIO ACODADO,60mm,i=40 | 747.736
| ILA1R571TC1A0 | LID SERVO,24-36V,RS485,190W,IND,ST | 907.038
| VW3L1T000R30 | CABLE PROGRAMACIÓN LID | 82.4824
| VW3L30010R30 | CABLE LID STO CONECTOR M8, 3m | 109.087
| VW3L5E000 | CONECTORES AEREOS LID ETHERCAT | 103.1368
| VW3M8223R30 | LXM32 CABO P/D RJ45-ABERTO, 3m | 28.71
| VW3E1143R070 | Cable potencia 1,5mm conector P30, 7m | 127.8848
| ILE2K661PC1A7 | LEXIUM ILE BLDC MOT 24 48V ETH IP GEAR | 1652.326
| VW3E1143R080 | Cable potencia 1,5mm conector P30, 8m | 134.4356
| LMC101CAA10000 | Controlador 4 ejes | 1504.0369
| VW3E1143R030 | Cable potencia 1,5mm conector P30, 3m | 112.579
| BRS39BW470ABA | LEXIUM STEPPER MOTOR, SIZE 90, 6.78 NM, | 415.833
| SH31002P11A2100 | Motor 5,8Nm,chav,st,acod,IP65/65 | 1202.3499
| VW3E5001R030 | Cable SERCOS III, 3m | 22.9484
| TM5SDM12DT | MOD. 24VDC 8DI/4DO TR 1WIRE | 148.22
| VW3L30001R150 | CABLE LID POT CONECTOR INDUSTRIAL, 15m | 163.042
| VW3L30001R200 | CABLE LID POT CONECTOR INDUSTRIAL, 20m | 184.1008
| VW3L30010R150 | CABLE LID STO CONECTOR M8, 15m | 172.425
| VW3L30010R200 | CABLE LID STO CONECTOR M8, 20m | 194.722
| VW3E5001R200 | Cable SERCOS III, 20m | 84.1716
| GBX120060K | REDUCTOR PLANETARIO,120mm,i=60 | 971.8256
| LXM32SD12N4 | LXM32S Servo Drive Sercos 208#480V tri 3 | 856.2905
| GBX120020K | REDUCTOR PLANETARIO,120mm,i=20 | 776.3522
| LXM32CU90M2 | LXM32C P/D 9A pico 1F 230V | 590.2003
| LXM32CD12N4 | DRIVE LXM32 P/D 12A PICO 3F 380V | 731.1455
| VW3M5101R30 | CABO POTENCIA BSH - LXM05 - 3m | 102.63
| BRS2572A300 | LEXIUM MOTOR PASSO 2PH 57MM 2 STACK | 68.695
| BMH1003P16A2A | MOTOR 8,4Nm,IP54 CHAV,ST16,ACOD | 868.2024
| VW3M8201R05 | CABO CONTROLO RS422 - 0,5m | 50.237
| BMH1001T01F2A | MOTOR 3,4Nm,IP54 LISO,ST128,FRE,ACOD | 1245.283
| BMH1001T07F1A | MOTOR 3,6Nm,IP54 LISO,MT16,FRE,RECTO | 1068.386
| BMH0702P12F1A | MOTOR 2,5Nm,IP54 CHAV,MT128,FRE,RECTO | 1305.369
| BMH0702P12F2A | MOTOR 2,5Nm,IP54 CHAV,MT128,FRE,ACOD | 1126.928
| BMH0702P16A1A | MOTOR 2,5Nm,IP54 CHAV,ST16,RECTO | 607.079
| BMH0702P21A2A | MOTOR 2,5Nm,IP65 LISO,ST128,ACOD | 783.904
| BMH0702P21F1A | MOTOR 2,5Nm,IP65 LISO,ST128,FRE,RECTO | 912.395
| BMH0702P21F2A | MOTOR 2,5Nm,IP65 LISO,ST128,FRE,ACOD | 935.968
| BMH0702P27A1A | MOTOR 2,5Nm,IP65 LISO,MT16,RECTO | 815.727
| BMH0702P27A2A | MOTOR 2,5Nm,IP65 LISO,MT16,ACOD | 836.957
| BMH0702P27F1A | MOTOR 2,5Nm,IP65 LISO,MT16,FRE,RECTO | 967.802
| BMH0702P32F2A | MOTOR 2,5Nm,IP65 CHAV,MT128,FRE,ACOD | 1152.877
| BMH0702P36A1A | MOTOR 2,5Nm,IP65 CHAV,ST16,RECTO | 631.84
| BMH0701T02A1A | MOTOR 1,4Nm,IP54 LISO,MT128,RECTO | 895.884
| BMH0701T07F2A | MOTOR 1,4Nm,IP54 LISO,MT16,FRE,ACOD | 926.541
| BMH0701T16F2A | MOTOR 1,4Nm,IP54 CHAV,ST16,FRE,ACOD | 742.632
| BMH0701T22F1A | MOTOR 1,4Nm,IP65 LISO,MT128,FRE,RECTO | 1075.074
| BMH0701T31A2A | MOTOR 1,4Nm,IP65 CHAV,ST128,ACOD | 723.788
| BMH0701T37A1A | MOTOR 1,4Nm,IP65 CHAV,MT16,RECTO | 800.404
| BMH0702P02F2A | MOTOR 2,5Nm,IP54 LISO,MT128,FRE,ACOD | 1044.2952
| BMH0702P11F1A | MOTOR 2,5Nm,IP54 CHAV,ST128,FRE,RECTO | 907.687
| BMH0702T32F2A | MOTOR 2,5Nm,IP65 CHAV,MT128,FRE,ACOD | 1152.877
| BMH0703P01F1A | MOTOR 3,4Nm,IP54 LISO,ST128,FRE,RECTO | 917.103
| BMH0703P07A2A | MOTOR 3,4Nm,IP54 LISO,MT16,ACOD | 841.676
| BMH0703P16A1A | MOTOR 3,4Nm,IP54 CHAV,ST16,RECTO | 633.1
| BMH0703P21F2A | MOTOR 3,4Nm,IP65 LISO,ST128,FRE,ACOD | 1014.948
| BMH0703P31F1A | MOTOR 3,4Nm,IP65 CHAV,ST128,FRE,RECTO | 1142.362
| BMH0703P37A2A | MOTOR 3,4Nm,IP65 CHAV,MT16,ACOD | 910.932
| BMH0703T06A1A | MOTOR 3,4Nm,IP54 LISO,ST16,RECTO | 615.34
| BMH0703T11F2A | MOTOR 3,4Nm,IP54 CHAV,ST128,FRE,ACOD | 907.244
| BMH0703T17F1A | MOTOR 3,4Nm,IP54 CHAV,MT16,FRE,RECTO | 993.729
| BMH0703T26A2A | MOTOR 3,4Nm,IP65 LISO,ST16,ACOD | 698.082
| BMH0703T32A1A | MOTOR 3,4Nm,IP65 CHAV,MT128,RECTO | 1010.229
| BMH0703T37F2A | MOTOR 3,4Nm,IP65 CHAV,MT16,FRE,ACOD | 1084.138
| BMH1001P06F1A | MOTOR 3,6Nm,IP54 LISO,ST16,FRE,RECTO | 833.415
| BMH1001P12A2A | MOTOR 3,6Nm,IP54 CHAV,MT128,ACOD | 1022.032
| BMH1001P16A1A | MOTOR 3,6Nm,IP54 CHAV,ST16,RECTO | 686.95
| BMH1001P16F1A | MOTOR 3,6Nm,IP54 CHAV,ST16,FRE,RECTO | 811.356
| BMH1001P17A1A | MOTOR 3,6Nm,IP54 CHAV,MT16,RECTO | 1014.195
| BMH1001P17A2A | MOTOR 3,6Nm,IP54 CHAV,MT16,ACOD | 920.051
| BMH1001P17F1A | MOTOR 3,6Nm,IP54 CHAV,MT16,FRE,RECTO | 1068.386
| BMH1001P17F2A | MOTOR 3,6Nm,IP54 CHAV,MT16,FRE,ACOD | 1085.678
| BMH1001P21A1A | MOTOR 3,4Nm,IP65 LISO,ST128,RECTO | 955.682
| BMH1001P21A2A | MOTOR 3,4Nm,IP65 LISO,ST128,ACOD | 827.3512
| BMH1001P21F1A | MOTOR 3,4Nm,IP65 LISO,ST128,FRE,RECTO | 1028.104
| BMH1001P21F2A | MOTOR 3,4Nm,IP65 LISO,ST128,FRE,ACOD | 1053.69
| BMH1001P22A1A | MOTOR 3,6Nm,IP65 LISO,MT128,RECTO | 1007.875
| BMH0701T02A2A | MOTOR 1,4Nm,IP54 LISO,MT128,ACOD | 915.926
| BMH0701T02F1A | MOTOR 1,4Nm,IP54 LISO,MT128,FRE,RECTO | 1237.093
| BMH0701T02F2A | MOTOR 1,4Nm,IP54 LISO,MT128,FRE,ACOD | 1262.183
| BMH0701T11A1A | MOTOR 1,4Nm,IP54 CHAV,ST128,RECTO | 720.247
| BMH0701T11A2A | MOTOR 1,4Nm,IP54 CHAV,ST128,ACOD | 699.8992
| BMH0701T11F1A | MOTOR 1,4Nm,IP54 CHAV,ST128,FRE,RECTO | 873.499
| BMH0701T17A1A | MOTOR 1,4Nm,IP54 CHAV,MT16,RECTO | 774.466
| BMH0701T17A2A | MOTOR 1,4Nm,IP54 CHAV,MT16,ACOD | 795.696
| BMH0701T17F1A | MOTOR 1,4Nm,IP54 CHAV,MT16,FRE,RECTO | 926.541
| BMH0701T22F2A | MOTOR 1,4Nm,IP65 LISO,MT128,FRE,ACOD | 1093.939
| BMH0701T26A1A | MOTOR 1,4Nm,IP65 LISO,ST16,RECTO | 575.256
| BMH0701T26A2A | MOTOR 1,4Nm,IP65 LISO,ST16,ACOD | 596.486
| BMH0701T31F1A | MOTOR 1,4Nm,IP65 CHAV,ST128,FRE,RECTO | 898.249
| BMH0701T31F2A | MOTOR 1,4Nm,IP65 CHAV,ST128,FRE,ACOD | 1088.035
| BMH0701T32A1A | MOTOR 1,4Nm,IP65 CHAV,MT128,RECTO | 943.041
| BMH0701T37A2A | MOTOR 1,4Nm,IP65 CHAV,MT16,ACOD | 822.8
| BMH0701T37F1A | MOTOR 1,4Nm,IP65 CHAV,MT16,FRE,RECTO | 953.656
| BMH0701T37F2A | MOTOR 1,4Nm,IP65 CHAV,MT16,FRE,ACOD | 974.864
| BMH0702P06A1A | MOTOR 2,5Nm,IP54 LISO,ST16,RECTO | 584.683
| BMH0702P06A2A | MOTOR 2,5Nm,IP54 LISO,ST16,ACOD | 602.6696
| BMH0702P06F1A | MOTOR 2,5Nm,IP54 LISO,ST16,FRE,RECTO | 772.354
| BMH0702P11F2A | MOTOR 2,5Nm,IP54 CHAV,ST128,FRE,ACOD | 902.9488
| BMH0702P12A1A | MOTOR 2,5Nm,IP54 CHAV,MT128,RECTO | 953.656
| BMH0702P12A2A | MOTOR 2,5Nm,IP54 CHAV,MT128,ACOD | 974.864
| BMH0703P27A1A | MOTOR 3,4Nm,IP65 LISO,MT16,RECTO | 846.384
| BMH0703P27A2A | MOTOR 3,4Nm,IP65 LISO,MT16,ACOD | 1026.74
| BMH0702T36A1A | MOTOR 2,5Nm,IP65 CHAV,ST16,RECTO | 660.539
| BMH0702T36A2A | MOTOR 2,5Nm,IP65 CHAV,ST16,ACOD | 618.5504
| BMH0702T36F1A | MOTOR 2,5Nm,IP65 CHAV,ST16,FRE,RECTO | 786.269
| BMH0703P01F2A | MOTOR 3,4Nm,IP54 LISO,ST128,FRE,ACOD | 986.48
| BMH0703P02A1A | MOTOR 3,4Nm,IP54 LISO,MT128,RECTO | 963.083
| BMH0703P02A2A | MOTOR 3,4Nm,IP54 LISO,MT128,ACOD | 983.125
| BMH0703P07F1A | MOTOR 3,4Nm,IP54 LISO,MT16,FRE,RECTO | 1019.898
| BMH1003P01F1A | MOTOR 8,4Nm,IP54 LISO,ST128,FRE,RECTO | 1224.773
| BMH1003P01F2A | MOTOR 8,4Nm,IP54 LISO,ST128,FRE,ACOD | 1181.3776
| BMH1003P02A1A | MOTOR 8,4Nm,IP54 LISO,MT128,RECTO | 1439.1
| BMH1003P02A2A | MOTOR 8,4Nm,IP54 LISO,MT128,ACOD | 1256.354
| BMH1003P07A2A | MOTOR 8,4Nm,IP54 LISO,MT16,ACOD | 1097.459
| BMH1003P07F1A | MOTOR 8,4Nm,IP54 LISO,MT16,FRE,RECTO | 1281.357
| BMH1003P07F2A | MOTOR 8,4Nm,IP54 LISO,MT16,FRE,ACOD | 1302.576
| BMH1003P11A1A | MOTOR 8,4Nm,IP54 CHAV,ST128,RECTO | 994.0008
| BMH1003P16A1A | MOTOR 8,4Nm,IP54 CHAV,ST16,RECTO | 897.061
| BMH1003P16F1A | MOTOR 8,4Nm,IP54 CHAV,ST16,FRE,RECTO | 1102.189
| BMH1003P17A1A | MOTOR 8,4Nm,IP54 CHAV,MT16,RECTO | 1102.189
| BMH1003P17A2A | MOTOR 8,4Nm,IP54 CHAV,MT16,ACOD | 1123.397
| BMH1003P22A2A | MOTOR 8,4Nm,IP65 LISO,MT128,ACOD | 1270.753
| BMH1003P22F1A | MOTOR 8,4Nm,IP65 LISO,MT128,FRE,RECTO | 1458.897
| BMH1003P22F2A | MOTOR 8,4Nm,IP65 LISO,MT128,FRE,ACOD | 1495.23
| BMH1003P26A1A | MOTOR 8,4Nm,IP65 LISO,ST16,RECTO | 853.7048
| BMH1403P06A1A | MOTOR 25Nm,IP54 LISO,ST16,RECTO | 1307.306
| BMH1403P11F2A | MOTOR 25Nm,IP54 CHAV,ST128,FRE,ACOD | 1730.7784
| BMH1403P17F1A | MOTOR 25Nm,IP54 CHAV,MT16,FRE,RECTO | 1775.29
| BMH1403P26A2A | MOTOR 25Nm,IP65 LISO,ST16,ACOD | 1336.764
| BMH1403P32A1A | MOTOR 25Nm,IP65 CHAV,MT128,RECTO | 2097.641
| BMH1403P37F2A | MOTOR 25Nm,IP65 CHAV,MT16,FRE,ACOD | 1928.399
| GBX1600401003F | REDUTOR 160mm-40-1-BSH100 | 2243.23
| BRS397W360FBA | MOTOR STEP 2.26Nm,TER,FRE,LIS,IP41 | 537.2955
| BSH1003P31A2A | SERVO-MOTOR 7,76 Nm | 1029.094
| BSH1004P02A1A | SERVO-MOTOR 9,31 Nm | 1406.317
| BSH1402P31F2A | SERVO-MOTOR 17,16 Nm | 1704.0712
| BMH0701T16A2A | MOTOR 1,4Nm,IP54 CHAV,ST16,ACOD | 574.4856
| VW3M8102R15 | CABO ENCODER LXM32 - 1,5m | 80.146
| LXM32MD30N4 | DRIVE LXM32 MODULAR 30A PICO 3F 380V | 1039.9292
| VW3L1A500 | ILT ACC COMMISSIONING CABLE CANOPEN | 717.871
| BMH1001T06F2A | MOTOR 3,6Nm,IP54 LISO,ST16,FRE,ACOD | 1010.009
| BMH0702P17A2A | MOTOR 2,5Nm,IP54 CHAV,MT16,ACOD | 833.415
| BMH0702P17F1A | MOTOR 2,5Nm,IP54 CHAV,MT16,FRE,RECTO | 963.083
| BMH0702P17F2A | MOTOR 2,5Nm,IP54 CHAV,MT16,FRE,ACOD | 983.125
| BMH0702P21A1A | MOTOR 2,5Nm,IP65 LISO,ST128,RECTO | 925.327
| BMH0702P26A1A | MOTOR 2,5Nm,IP65 LISO,ST16,RECTO | 610.632
| BMH0702P26A2A | MOTOR 2,5Nm,IP65 LISO,ST16,ACOD | 627.2448
| BMH0702P26F1A | MOTOR 2,5Nm,IP65 LISO,ST16,FRE,RECTO | 762.674
| BMH0702P26F2A | MOTOR 2,5Nm,IP65 LISO,ST16,FRE,ACOD | 805.706
| BMH0702P31F2A | MOTOR 2,5Nm,IP65 CHAV,ST128,FRE,ACOD | 1129.843
| BMH0702P32A1A | MOTOR 2,5Nm,IP65 CHAV,MT128,RECTO | 1156.298
| BMH0702P32A2A | MOTOR 2,5Nm,IP65 CHAV,MT128,ACOD | 1003.156
| BMH0702P32F1A | MOTOR 2,5Nm,IP65 CHAV,MT128,FRE,RECTO | 1130.481
| BMH0702P37F1A | MOTOR 2,5Nm,IP65 CHAV,MT16,FRE,RECTO | 987.844
| BMH0702P37F2A | MOTOR 2,5Nm,IP65 CHAV,MT16,FRE,ACOD | 1010.229
| BMH0702T01A1A | MOTOR 2,5Nm,IP54 LISO,ST128,RECTO | 734.393
| BMH0702T01A2A | MOTOR 2,5Nm,IP54 LISO,ST128,ACOD | 752.4608
| BMH0702T06F1A | MOTOR 2,5Nm,IP54 LISO,ST16,FRE,RECTO | 869.31
| BMH0702T06F2A | MOTOR 2,5Nm,IP54 LISO,ST16,FRE,ACOD | 759.154
| BMH0702T07A1A | MOTOR 2,5Nm,IP54 LISO,MT16,RECTO | 961.597
| BMH0702T07A2A | MOTOR 2,5Nm,IP54 LISO,MT16,ACOD | 788.424
| BMH0702T12A2A | MOTOR 2,5Nm,IP54 CHAV,MT128,ACOD | 1152.112
| BMH0702T12F1A | MOTOR 2,5Nm,IP54 CHAV,MT128,FRE,RECTO | 1305.369
| BMH0702T12F2A | MOTOR 2,5Nm,IP54 CHAV,MT128,FRE,ACOD | 1126.928
| BMH0702T16A1A | MOTOR 2,5Nm,IP54 CHAV,ST16,RECTO | 607.079
| BMH0702T21F1A | MOTOR 2,5Nm,IP65 LISO,ST128,FRE,RECTO | 931.843
| BMH0702T21F2A | MOTOR 2,5Nm,IP65 LISO,ST128,FRE,ACOD | 935.968
| BMH0702T22A1A | MOTOR 2,5Nm,IP65 LISO,MT128,RECTO | 1131.221
| BMH0702T22A2A | MOTOR 2,5Nm,IP65 LISO,MT128,ACOD | 978.406
| BMH0702T27A2A | MOTOR 2,5Nm,IP65 LISO,MT16,ACOD | 836.957
| BMH0702T27F1A | MOTOR 2,5Nm,IP65 LISO,MT16,FRE,RECTO | 967.802
| BMH0702T27F2A | MOTOR 2,5Nm,IP65 LISO,MT16,FRE,ACOD | 987.844
| BMH0702T31A1A | MOTOR 2,5Nm,IP65 CHAV,ST128,RECTO | 783.904
| BMH0701P02A1A | MOTOR 1,4Nm,IP54 LISO,MT128,RECTO | 895.884
| BMH0701P07F2A | MOTOR 1,4Nm,IP54 LISO,MT16,FRE,ACOD | 876.0024
| BMH0701P17A1A | MOTOR 1,4Nm,IP54 CHAV,MT16,RECTO | 774.466
| BMH0701P22F2A | MOTOR 1,4Nm,IP65 LISO,MT128,FRE,ACOD | 1093.939
| BMH0701P31F1A | MOTOR 1,4Nm,IP65 CHAV,ST128,FRE,RECTO | 898.249
| BMH0701P37A2A | MOTOR 1,4Nm,IP65 CHAV,MT16,ACOD | 972.4
| BMH1003P27F1A | MOTOR 8,4Nm,IP65 LISO,MT16,FRE,RECTO | 1313.191
| BMH1003P27F2A | MOTOR 8,4Nm,IP65 LISO,MT16,FRE,ACOD | 1334.41
| BMH1003P36F1A | MOTOR 8,4Nm,IP65 CHAV,ST16,FRE,RECTO | 1134.012
| BMH1003P36F2A | MOTOR 8,4Nm,IP65 CHAV,ST16,FRE,ACOD | 1155.231
| BMH1003T02A2A | MOTOR 8,4Nm,IP54 LISO,MT128,ACOD | 1464.177
| BMH1003T02F1A | MOTOR 8,4Nm,IP54 LISO,MT128,FRE,RECTO | 1422.828
| BMH1003T11A1A | MOTOR 8,2Nm,IP54 CHAV,ST128,RECTO | 1047.959
| BMH1003T11A2A | MOTOR 8,2Nm,IP54 CHAV,ST128,ACOD | 1070.355
| BMH1403P07A2A | MOTOR 25Nm,IP54 LISO,MT16,ACOD | 1576.883
| BMH1403P16A1A | MOTOR 25Nm,IP54 CHAV,ST16,RECTO | 1307.306
| BMH1403P21F2A | MOTOR 25Nm,IP65 LISO,ST128,FRE,ACOD | 1752.883
| BMH1403P27F1A | MOTOR 25Nm,IP65 LISO,MT16,FRE,RECTO | 1785.883
| BMH1403P36A2A | MOTOR 25Nm,IP65 CHAV,ST16,ACOD | 1292.824
| LXM32CD30N4 | LXM32C P/D 30A pico 3F 400V | 923.8379
| BSH0702P21A2A | **SERVO-MOTOR 2,12 Nm | 765.05
| BMH1401P12A2A | MOTOR 10,3Nm,IP54 CHAV,MT128,ACOD | 1446.918
| BSH0703P11A2A | SERVO-MOTOR 2,83 Nm | 746.72
| BSH1001P11F2A | SERVO-MOTOR 3,39 Nm | 1188.242
| BSH1002P31F2A | SERVO-MOTOR 5,52 Nm | 1219.2648
| BSH1004P11A2A | **SERVO-MOTOR 9,31 Nm | 948.4384
| BSH1402P32F2A | SERVO-MOTOR 17,16 Nm | 2272.743
| BMH0702T06A2A | MOTOR 2,5Nm,IP54 LISO,ST16,ACOD | 573.9656
| SD326RU68S2 | SD326RU68SA Motion Control Step Motor Dr | 799.617
| BRS39BW461FCA | MOTOR PASSO | 969.067
| VW3L2F001R30 | CABLE LID CANOPEN+POTENCIA, 3m | 172.425
| BMH1001T11A2A | MOTOR 3,4Nm,IP54 CHAV,ST128,ACOD | 827.53
| VW3M5101R200 | CABO POTENCIA BSH - LXM05 - 20m | 196.9
| ILS1B573PC1A0 | Drive ILS passo 24 36V ProfibusDP 3,5A | 888.576
| BSH0701P01A2A | **SERVO-MOTOR 1,41 Nm | 700.205
| BSH1002P12A2A | SERVO-MOTOR 5,52 Nm | 1421.64
| BSH1003P31F2A | SERVO-MOTOR 7,76 Nm | 1323.795
| VW3M8102R100 | CABO ENCODER BSH - LXM32 - 10m | 125.301
| LXM32SU90M2 | LXM32S Servo Drive Sercos 200-240V monof | 674.9899
| GBK1201400F | PLACA ADAPTACAO 120mm BxH140x | 146.878
| VW3E5001R010 | Cabo SERCOS III, 1m | 16.3976
| VW3M5103R500 | Cabo potencia 4mm2 50m. | 750.035
| LMC400CAA10000 | Controlador 16 x eixos | 4210.4134
| VW3E2094R150 | Cabo de encoder, 15m | 131.1602
| VW3E5001R150 | Cable SERCOS III, 15m | 65.5904
| BMH1902P31F2A | MOTOR 48Nm,IP65 CHAV,ST128,FRE,ACOD | 3986.719
| LXM62DD27D21000 | Servo drive 2x 27A SIL3 PLe | 1883.3138
| LXM62PD84A11000 | Fonte de alimentacao LXM62 | 1564.1477
| BMH1903P32F2A | MOTOR 190MM IEC 65NM IP65 7.8KW KEY ENC. | 4940.6136
| VW3M5103R150 | Cabo potencia sec 4mm2 /15m | 324.181
| BMH2053P16A2A | MOTOR 88Nm,IP54 CHAV,ST16,ACOD | 4495.964
| SH31002P01A2100 | Motor 5,8Nm,liso,st,acod,IP65/65 | 1164.0957
| LXM32SD18N4 | ServoDrive Sercos 208-480V trif 6 | 952.6985
| VW3E1143R150 | Cabo de potencia 1,5mm conector P30, 15m | 183.6387
| LXM32CD30M2 | DRIVE LXM32 P/D 30A PICO 1F 230V | 1084.031
| BCH2HF0730CA5C | Servo motor BCH2 80mm 750W Liso | 381.316
| BCH2HF0730CF5C | Servo motor BCH2 80mm 750W Liso Freio | 561.041
| BCH2HF0731CA5C | Servo motor BCH2 80mm 750W Chav. | 326.535
| BCH2HF0731CF5C | Servo motor BCH2 80mm 750W Chav. Freio | 567.008
| BCH2HF0732CA5C | Servo motor BCH2 80mm 750W Liso | 381.316
| BCH2HF0732CF5C | Servo motor BCH2 80mm 750W Liso Freio | 562.835
| BCH2HF0733CA5C | Servo motor BCH2 80mm 750W Chav. | 321.5248
| BCH2LD0230CA5C | Servo motor BCH2 60mm 200W Liso | 295.113
| BCH2LD0230CF5C | Servo motor BCH2 60mm 200W Liso Freio | 434.239
| BCH2LD0231CA5C | Servo motor BCH2 60mm 200W Chav. | 295.347
| BCH2LD0231CF5C | Servo motor BCH2 60mm 200W Chav. Freio | 447.2
| BCH2LD0232CA5C | Servo motor BCH2 60mm 200W Liso | 249.722
| BCH2LD0232CF5C | Servo motor BCH2 60mm 200W Liso Freio | 443.014
| BCH2LD0233CA5C | Servo motor BCH2 60mm 200W Chav. | 251.0522
| BCH2LD0233CF5C | Servo motor BCH2 60mm 200W Chav. Freio | 397.265
| BCH2LD0430CA5C | Servo motor BCH2 60mm 400W Liso | 346.047
| BCH2LD0430CF5C | Servo motor BCH2 60mm 400W Liso Freio | 430.837
| BCH2LD0431CA5C | Servo motor BCH2 60mm 400W Chav. | 292.82
| BCH2LD0431CF5C | Servo motor BCH2 60mm 400W Chav. Freio | 509.158
| BCH2LD0432CA5C | Servo motor BCH2 60mm 400W Liso | 292.809
| BCH2LD0432CF5C | Servo motor BCH2 60mm 400W Liso Freio | 509.158
| BCH2LD0433CA5C | Servo motor BCH2 60mm 400W Chav. | 274.186
| BCH2LD0433CF5C | Servo motor BCH2 60mm 400W Chav. Freio | 403.4098
| LMC078CECS20T | Controlador Motion Modicon LMC078 | 1809.912
| BCH2LF0430CA5C | Servo motor BCH2 80mm 400W Liso | 290.092
| BCH2LF0430CF5C | Servo motor BCH2 80mm 400W Liso Freio | 426.833
| BCH2LF0431CA5C | Servo motor BCH2 80mm 400W Chav. | 290.092
| BCH2LF0431CF5C | Servo motor BCH2 80mm 400W Chav. Freio | 442.057
| BCH2LF0432CA5C | Servo motor BCH2 80mm 400W Liso | 290.103
| BCH2LF0432CF5C | Servo motor BCH2 80mm 400W Liso Freio | 516.854
| BCH2LF0433CA5C | Servo motor BCH2 80mm 400W Chav. | 286.2885
| BCH2LF0433CF5C | Servo motor BCH2 80mm 400W Chav. Freio | 459.734
| BCH2LF0730CA5C | Servo motor BCH2 80mm 750W Liso | 322.674
| BCH2LF0730CF5C | Servo motor BCH2 80mm 750W Liso Freio | 474.749
| BCH2LF0731CA5C | Servo motor BCH2 80mm 750W Chav. | 385.905
| BCH2LF0731CF5C | Servo motor BCH2 80mm 750W Chav. Freio | 567.008
| BCH2LF0732CA5C | Servo motor BCH2 80mm 750W Liso | 322.674
| BCH2LF0732CF5C | Servo motor BCH2 80mm 750W Liso Freio | 562.835
| BCH2LF0733CA5C | Servo motor BCH2 80mm 750W Chav. | 322.3076
| BCH2LF0733CF5C | Servo motor BCH2 80mm 750W Chav. Freio | 466.9093
| BCH2LH1030CA6C | Servo motor BCH2 100mm 1kW Liso | 407.66
| BCH2LH1030CF6C | Servo motor BCH2 100mm 1kW Liso Freio | 708.864
| BCH2LH1031CA6C | Servo motor BCH2 100mm 1kW Chav. | 481.78
| BCH2LH1031CF6C | Servo motor BCH2 100mm 1kW Chav. Freio | 708.851
| BCH2LH1032CA6C | Servo motor BCH2 100mm 1kW Liso | 481.78
| BCH2LH1032CF6C | Servo motor BCH2 100mm 1kW Liso Freio | 708.851
| BCH2LH1033CA6C | Servo motor BCH2 100mm 1kW Chav. | 394.0574
| BCH2LH1033CF6C | Servo motor BCH2 100mm 1kW Chav. Freio | 599.797
| BCH2LH2030CA6C | Servo motor BCH2 100mm 2kW Liso | 612.986
| BCH2LH2030CF6C | Servo motor BCH2 100mm 2kW Liso Freio | 817.311
| BCH2LH2031CA6C | Servo motor BCH2 100mm 2kW Chav. | 641.267
| BCH2LH2031CF6C | Servo motor BCH2 100mm 2kW Chav. Freio | 817.311
| BCH2LH2032CA6C | Servo motor BCH2 100mm 2kW Liso | 635.382
| BCH2LH2032CF6C | Servo motor BCH2 100mm 2kW Liso Freio | 965.913
| BCH2LH2033CA6C | Servo motor BCH2 100mm 2kW Chav. | 621.4299
| BCH2LH2033CF6C | Servo motor BCH2 100mm 2kW Chav. Freio | 838.123
| BCH2MB0130CA5C | Servo motor BCH2 40mm 100W Liso | 284.583
| BCH2MB0130CF5C | Servo motor BCH2 40mm 100W Liso Freio | 354.299
| BCH2MB0131CA5C | Servo motor BCH2 40mm 100W Chav. | 284.583
| BCH2MB0131CF5C | Servo motor BCH2 40mm 100W Chav. Freio | 430.482
| BCH2MB0132CA5C | Servo motor BCH2 40mm 100W Liso | 240.801
| BCH2MB0132CF5C | Servo motor BCH2 40mm 100W Liso Freio | 424.905
| BCH2MB0133CA5C | Servo motor BCH2 40mm 100W Chav. | 239.5265
| BCH2MB0133CF5C | Servo motor BCH2 40mm 100W Chav. Freio | 354.32
| BCH2MBA530CA5C | Servo motor BCH2 40mm 50W Liso | 271.752
| BCH2MBA530CF5C | Servo motor BCH2 40mm 50W Liso Freio | 399.828
| BCH2MBA531CA5C | Servo motor BCH2 40mm 50W Chav. | 229.933
| BCH2MBA531CF5C | Servo motor BCH2 40mm 50W Chav. Freio | 415.142
| BCH2MBA532CA5C | Servo motor BCH2 40mm 50W Liso | 229.944
| BCH2MBA532CF5C | Servo motor BCH2 40mm 50W Liso Freio | 410.969
| BCH2MBA533CA5C | Servo motor BCH2 40mm 50W Chav. | 242.836
| BCH2MBA533CF5C | Servo motor BCH2 40mm 50W Chav. Freio | 342.1763
| BCH2MM0310CA6C | Servo motor BCH2 130mm 300W Liso | 434.104
| BCH2MM0310CF6C | Servo motor BCH2 130mm 300W Liso Freio | 638.726
| BCH2MM0311CA6C | Servo motor BCH2 130mm 300W Chav. | 513.045
| BCH2MM0311CF6C | Servo motor BCH2 130mm 300W Chav. Freio | 658.955
| BCH2MM0312CA6C | Servo motor BCH2 130mm 300W Liso | 434.115
| BCH2MM0312CF6C | Servo motor BCH2 130mm 300W Liso Freio | 769.015
| BCH2MM0313CA6C | Servo motor BCH2 130mm 300W Chav. | 430.4782
| BCH2MM0313CF6C | Servo motor BCH2 130mm 300W Chav. Freio | 684.882
| BCH2MM0520CA6C | Servo motor BCH2 130mm 500W Liso | 525.928
| BCH2MM0520CF6C | Servo motor BCH2 130mm 500W Liso Freio | 654.775
| BCH2MM0521CA6C | Servo motor BCH2 130mm 500W Chav. | 445.588
| BCH2MM0521CF6C | Servo motor BCH2 130mm 500W Chav. Freio | 671.924
| BCH2MM0522CA6C | Servo motor BCH2 130mm 500W Liso | 445.016
| BCH2MM0522CF6C | Servo motor BCH2 130mm 500W Liso Freio | 784.329
| BCH2MM0523CA6C | Servo motor BCH2 130mm 500W Chav. | 442.6219
| BCH2MM0523CF6C | Servo motor BCH2 130mm 500W Chav. Freio | 824.733
| BCH2MM0610CA6C | Servo motor BCH2 130mm 600W Liso | 455.807
| BCH2MM0610CF6C | Servo motor BCH2 130mm 600W Liso Freio | 670.659
| BCH2MM0611CA6C | Servo motor BCH2 130mm 600W Chav. | 458.557
| BCH2MM0611CF6C | Servo motor BCH2 130mm 600W Chav. Freio | 683.705
| BCH2MM0612CA6C | Servo motor BCH2 130mm 600W Liso | 455.818
| BCH2MM0612CF6C | Servo motor BCH2 130mm 600W Liso Freio | 798.265
| BCH2MM0613CA6C | Servo motor BCH2 130mm 600W Chav. | 573.963
| BCH2MM0613CF6C | Servo motor BCH2 130mm 600W Chav. Freio | 840.073
| BCH2MM0810CA6C | Servo motor BCH2 130mm 850W Liso | 477.334
| BCH2MM0810CF6C | Servo motor BCH2 130mm 850W Liso Freio | 702.339
| BCH2MM0811CA6C | Servo motor BCH2 130mm 850W Chav. | 572.585
| BCH2MM0811CF6C | Servo motor BCH2 130mm 850W Chav. Freio | 709.643
| BCH2MM0812CA6C | Servo motor BCH2 130mm 850W Liso | 477.345
| BCH2MM0812CF6C | Servo motor BCH2 130mm 850W Liso Freio | 830.037
| BCH2MM0813CA6C | Servo motor BCH2 130mm 850W Chav. | 510.422
| BCH2MM0813CF6C | Servo motor BCH2 130mm 850W Chav. Freio | 736.758
| BCH2MM0910CA6C | Servo motor BCH2 130mm 900W Liso | 488.07
| BRS364H030AAA | VRDM364 50LHA OOIP41 OO D6O 38 OOOS400 | 108.482
| BCH2MM0910CF6C | Servo motor BCH2 130mm 900W Liso Freio | 672.4252
| BCH2MM0911CA6C | Servo motor BCH2 130mm 900W Chav. | 497.453
| BCH2MM0911CF6C | Servo motor BCH2 130mm 900W Chav. Freio | 722.601
| BCH2MM0912CA6C | Servo motor BCH2 130mm 900W Liso | 489.203
| BCH2MM0912CF6C | Servo motor BCH2 130mm 900W Liso Freio | 848.692
| BCH2MM0913CA6C | Servo motor BCH2 130mm 900W Chav. | 522.126
| BCH2MM0913CF6C | Servo motor BCH2 130mm 900W Chav. Freio | 749.727
| BCH2MM1020CA6C | Servo motor BCH2 130mm 1kW Liso | 476.245
| BCH2MM1020CF6C | Servo motor BCH2 130mm 1kW Liso Freio | 830.297
| BCH2MM1021CA6C | Servo motor BCH2 130mm 1kW Chav. | 601.822
| BCH2MM1021CF6C | Servo motor BCH2 130mm 1kW Chav. Freio | 735.57
| BCH2MM1022CA6C | Servo motor BCH2 130mm 1kW Liso | 500.995
| BCH2MM1022CF6C | Servo motor BCH2 130mm 1kW Liso Freio | 859.573
| BCH2MM1023CA6C | Servo motor BCH2 130mm 1kW Chav. | 502.228
| BCH2MM1023CF6C | Servo motor BCH2 130mm 1kW Chav. Freio | 713.0484
| BCH2MM1520CA6C | Servo motor BCH2 130mm 1,5kW Liso | 614.497
| BCH2MM1520CF6C | Servo motor BCH2 130mm 1,5kW Liso Freio | 904.15
| BCH2MM1521CA6C | Servo motor BCH2 130mm 1,5kW Chav. | 632.489
| BCH2MM1521CF6C | Servo motor BCH2 130mm 1,5kW Chav. Freio | 765.05
| BCH2MM1522CA6C | Servo motor BCH2 130mm 1,5kW Liso | 526.922
| BCH2MM1522CF6C | Servo motor BCH2 130mm 1,5kW Liso Freio | 904.15
| BCH2MM1523CA6C | Servo motor BCH2 130mm 1,5kW Chav. | 560.934
| BCH2MM1523CF6C | Servo motor BCH2 130mm 1,5kW Chav. Freio | 737.3358
| BCH2MM2020CA6C | Servo motor BCH2 130mm 2kW Liso | 643.731
| BCH2MM2020CF6C | Servo motor BCH2 130mm 2kW Liso Freio | 947.144
| BCH2MM2021CA6C | Servo motor BCH2 130mm 2kW Chav. | 767.624
| BCH2MM2021CF6C | Servo motor BCH2 130mm 2kW Chav. Freio | 947.155
| BCH2MM2022CA6C | Servo motor BCH2 130mm 2kW Liso | 643.72
| BCH2MM2022CF6C | Servo motor BCH2 130mm 2kW Liso Freio | 1119.365
| BCH2MM2023CA6C | Servo motor BCH2 130mm 2kW Chav. | 633.5839
| BCH2MM2023CF6C | Servo motor BCH2 130mm 2kW Chav. Freio | 886.8712
| BCH2MR2020CA6C | Servo motor BCH2 180mm 2kW Liso | 727.65
| BCH2MR2020CF6C | Servo motor BCH2 180mm 2kW Liso Freio | 1141.085
| BCH2MR2021CA6C | Servo motor BCH2 180mm 2kW Chav. | 727.65
| BCH2MR2021CF6C | Servo motor BCH2 180mm 2kW Chav. Freio | 1178.804
| BCH2MR2022CA6C | Servo motor BCH2 180mm 2kW Liso | 727.65
| BCH2MR2022CF6C | Servo motor BCH2 180mm 2kW Liso Freio | 1383.382
| BCH2MR2023CA6C | Servo motor BCH2 180mm 2kW Chav. | 727.65
| BCH2MR2023CF6C | Servo motor BCH2 180mm 2kW Chav. Freio | 1207.085
| BCH2MR3010CA6C | Servo motor BCH2 180mm 3kW Liso | 884.697
| BCH2MR3010CF6C | Servo motor BCH2 180mm 3kW Liso Freio | 1320.264
| BCH2MR3011CA6C | Servo motor BCH2 180mm 3kW Chav. | 1045.551
| BCH2MR3011CF6C | Servo motor BCH2 180mm 3kW Chav. Freio | 1356.806
| BCH2MR3012CA6C | Servo motor BCH2 180mm 3kW Liso | 1045.551
| BCH2MR3012CF6C | Servo motor BCH2 180mm 3kW Liso Freio | 1593.748
| BCH2MR3013CA6C | Servo motor BCH2 180mm 3kW Chav. | 893.53
| BCH2MR3013CF6C | Servo motor BCH2 180mm 3kW Chav. Freio | 1638.338
| BCH2MR3020CA6C | Servo motor BCH2 180mm 3kW Liso | 884.697
| BCH2MR3020CF6C | Servo motor BCH2 180mm 3kW Liso Freio | 1320.264
| BCH2MR3021CA6C | Servo motor BCH2 180mm 3kW Chav. | 884.697
| BCH2MR3021CF6C | Servo motor BCH2 180mm 3kW Chav. Freio | 1356.806
| BCH2MR3022CA6C | Servo motor BCH2 180mm 3kW Liso | 884.697
| BCH2MR3022CF6C | Servo motor BCH2 180mm 3kW Liso Freio | 1593.748
| BCH2MR3023CA6C | Servo motor BCH2 180mm 3kW Chav. | 893.53
| BCH2MR3023CF6C | Servo motor BCH2 180mm 3kW Chav. Freio | 1386.286
| BCH2MR3520CA6C | Servo motor BCH2 180mm 3,5kW Liso | 1121.648
| BCH2MR3520CF6C | Servo motor BCH2 180mm 3,5kW Liso Freio | 1650.352
| BCH2MR3521CA6C | Servo motor BCH2 180mm 3,5kW Chav. | 1145.804
| BCH2MR3521CF6C | Servo motor BCH2 180mm 3,5kW Chav. Freio | 1650.341
| BCH2MR3522CA6C | Servo motor BCH2 180mm 3,5kW Liso | 1137.543
| BCH2MR3522CF6C | Servo motor BCH2 180mm 3,5kW Liso Freio | 1950.403
| BCH2MR3523CA6C | Servo motor BCH2 180mm 3,5kW Chav. | 1174.096
| BCH2MR3523CF6C | Servo motor BCH2 180mm 3,5kW Chav. Freio | 1666.819
| BCH2MR4510CA6C | Servo motor BCH2 180mm 4,5kW Liso | 1287.253
| BCH2MR4510CF6C | Servo motor BCH2 180mm 4,5kW Liso Freio | 1866.755
| BCH2MR4511CA6C | Servo motor BCH2 180mm 4,5kW Chav. | 1324.983
| BCH2MR4511CF6C | Servo motor BCH2 180mm 4,5kW Chav. Freio | 1866.755
| BCH2MR4512CA6C | Servo motor BCH2 180mm 4,5kW Liso | 1316.722
| BCH2MR4512CF6C | Servo motor BCH2 180mm 4,5kW Liso Freio | 2206.165
| BCH2MR4513CA6C | Servo motor BCH2 180mm 4,5kW Chav. | 1353.264
| BCH2MR4513CF6C | Servo motor BCH2 180mm 4,5kW Chav. Freio | 2206.165
| LXM28AU01M3X | Servo drive Lexium28 CAN e E/S - 100W | 386.4972
| LXM28AU02M3X | Servo drive Lexium28 CAN e E/S - 200W | 398.7336
| LXM28AU04M3X | Servo drive Lexium28 CAN e E/S - 400W | 410.8258
| LXM28AU07M3X | Servo drive Lexium28 CAN e E/S - 750W | 462.9644
| LXM28AU10M3X | Servo drive Lexium28 CAN e E/S - 1,0kW | 517.0497
| LXM28AU15M3X | Servo drive Lexium28 CAN e E/S - 1,5kW | 622.2642
| LXM28AU20M3X | Servo drive Lexium28 CAN e E/S - 2,0kW | 796.1797
| LXM28AU30M3X | Servo drive Lexium28 CAN e E/S - 3,0kW | 993.212
| LXM28AU45M3X | Servo drive Lexium28 CAN e E/S - 4,5kW | 1300.89
| LXM28AUA5M3X | Servo drive Lexium28 CAN e E/S - 50W | 398.651
| VW3M1C10R10 | LXM28 IO PTI cabo 1m | 85.712
| VW3M1C10R20 | LXM28 IO PTI cabo 2m | 96.426
| VW3M1C10R30 | LXM28 IO PTI cabo 3m | 107.14
| VW3M1C12 | LXM28 IO con. Ficha CN1 | 33.33
| VW3M1C13 | LXM28 modulo bloco terminalis IO c/ ca | 174.988
| VW3M1C20R10 | LXM28 STO cabo 1m | 9.515
| VW3M1C20R20 | LXM28 STO cabo 2m | 15.477
| VW3M1C20R30 | LXM28 STO cabo 3m | 20.24
| VW3M4C21 | LXM28 conjunto conector de substituição | 45.452
| VW3M5D1A | BCH2 motor con. kit, pontas soltas | 15.543
| VW3M5D1AR15 | cabo de alimentação 1,5m blindado 0,82mm | 27.511
| VW3M5D1AR30 | cabo de alimentação 3m blindado 0,82mm², | 32.175
| VW3M5D1AR50 | cabo de alimentação 5m blindado 0,82mm², | 45.6872
| VW3M5D1F | BCH2 motor con. kit, pontas soltas, frei | 49.478
| VW3M5D1FR30 | Cabo de alimentacao 3m blindado 0,82mm*2 | 37.323
| VW3M5D1FR50 | cabo de alimentação 5m blindado 0,82mm², | 59.0304
| VW3M5D2A | BCH2 motor con. kit, MIL medida 1 | 84.8328
| VW3M5D2AR30 | Cabo de alimentacao 3m blindado 1,3mm*2 | 87.076
| VW3M5D2AR50 | cabo de alimentação 5m blindado 1,3mm², | 94.028
| VW3M5D2B | BCH2 motor con. kit, MIL medida 2 | 179.53
| VW3M5D2FR30 | cabo de alimentação 3m blindado 1,3mm², | 160.16
| VW3M5D2FR50 | Cabo de alimentacao 5m blindado 1,3mm*2 | 167.464
| VW3M5D4AR30 | Cabo de alimentacao 3m blindado 3,3mm*2 | 219.986
| VW3M5D4AR50 | Cabo de alimentacao 5m blindado 3,3mm*2 | 261.677
| VW3M5D4FR30 | cabo de alimentação 3m blindado 3,3mm², | 249.951
| VW3M5D4FR50 | cabo de alimentação 5m blindado 3,3mm², | 296.881
| VW3M5D6AR30 | cabo de alimentação 3m blindado 6mm², BC | 247.403
| BMP0702F3NA2A | MOTOR SINCRONO 480VAC 0,55KW IP65 IEC | 347.204
| VW3M5D6AR50 | Cabo de alimentacao 5m blindado 6mm*2 BC | 294.06
| VW3M5D6FR30 | cabo de alimentação 3m blindado 6mm², BC | 221.309
| VW3M5D6FR50 | cabo de alimentação 5m blindado 6mm², BC | 308.178
| VW3M8D1A | BCH2 encoder con. kit, pontas soltas | 88.2128
| VW3M8D1AR15 | cabo de encoder 1,5m blindado, BCH2 pont | 54.2776
| VW3M8D1AR30 | cabo de encoder 3m blindado, BCH2 pontas | 63.5648
| VW3M8D1AR50 | cabo de encoder 5m blindado, BCH2 pontas | 82.2224
| VW3M8D2A | BCH2 encoder con. kit, MIL | 90.48
| VW3M8D2AR30 | cabo de encoder 3m blindado, BCH2 MIL co | 96.294
| VW3M8D2AR50 | cabo de encoder 5m blindado, BCH2 MIL co | 108.3472
| VW3M5501R500 | CABO DE POTENCIA BMP 1,5mm2, 50m | 465.114
| BMP0701R3NA2A | MOTOR SINCRONO 230VAC 0,37KW IP65 IEC | 292.259
| VW3M8102R400 | CABO DE ENCODER M23-RJ45, 40m | 247.621
| VW3M5501R750 | CABO DE POTENCIA BMP 1,5mm2, 75m | 556.248
| VW3M5501R250 | CABO DE POTENCIA BMP 1,5mm2, 25m | 261.547
| VW3E5001R005 | Cabo SERCOS III, 0,5m | 15.3058
| BRS368H130AAA | VRDM368/50LHAOOIP41OOD8O38OOOS400 | 136.92
| VW3M5101R400 | CABO.POT.COMPLETO 40M | 314.611
| ILA1B572S1835 | LEXIUM ILA PROFIBUS | 1435.291
| GBX120005K | REDUCTOR PLANETARIO,120mm,i=5 | 608.575
| GBX120012K | REDUCTOR PLANETARIO,120mm,i=12 | 776.3522
| BMH1902P31A2A | MOTOR 48Nm,IP65 CHAV,ST128,ACOD | 3152.9472
| GBK0600550F | PLACA ADAPTACAO 60mm BSH055x | 66.044
| SH31402P11A2000 | Motor 19,5Nm,chav,st,acod,IP54/65 | 1739.0417
| BRS39BW460ABA | MOTOR STEPMOTOR STEP 6.78Nm,TER,LIS,IP41 | 435.116
| BMP1002F3NA2A | MOTOR SINCRONO 480VAC 1,5KW IP65 IEC | 493.328
| BMP0702R3NA2A | MOTOR SINCRONO 230VAC 0,55KW IP65 IEC | 347.204
| SD328AU68S2 | LEXIUM AMPLIF PAS A PAS (ANALOG) | 849.093
| VW3M3308 | MODULO PROFINET PARA Lexium 32M | 200.486
| VW3M5501R150 | CABO DE POTENCIA BMP 1,5mm2, 15m | 167.464
| VW3M3501 | LXM32 MODULO SEGURIDAD eSM | 294.261
| SD215DU20C | DRIVE PASSO P/D 24-48V 2PH | 289.498
| BMH0701P06A2A | MOTOR 1,4Nm,IP54 LISO,ST16,ACOD | 565.2296
| BMH0701P12A2A | MOTOR 1,4Nm,IP54 CHAV,MT128,ACOD | 938.333
| BMH0701P21A2A | MOTOR 1,4Nm,IP65 LISO,ST128,ACOD | 747.373
| BMH0701P27A1A | MOTOR 1,4Nm,IP65 LISO,MT16,RECTO | 778.008
| BMH0701P32F2A | MOTOR 1,4Nm,IP65 CHAV,MT128,FRE,ACOD | 1117.501
| BMH1003P32A2A | MOTOR 8,4Nm,IP65 CHAV,MT128,ACOD | 1227.0648
| BMH1003T01A1A | MOTOR 8,2Nm,IP54 LISO,ST128,RECTO | 1051.336
| BMH1003T06F2A | MOTOR 8,4Nm,IP54 LISO,ST16,FRE,ACOD | 1296.997
| BMH1003T12F1A | MOTOR 8,4Nm,IP54 CHAV,MT128,FRE,RECTO | 1724.164
| BMH1003T21A2A | MOTOR 8,2Nm,IP65 LISO,ST128,ACOD | 1077.527
| BMH1003T27A1A | MOTOR 8,4Nm,IP65 LISO,MT16,RECTO | 1106.897
| BMH1003T32F2A | MOTOR 8,4Nm,IP65 CHAV,MT128,FRE,ACOD | 1776.255
| BMH1401P01F1A | MOTOR 10,3Nm,IP54 LISO,ST128,FRE,RECTO | 1729.026
| BMH1401P07A2A | MOTOR 10,3Nm,IP54 LISO,MT16,ACOD | 1264.967
| BMH1401P16A2A | MOTOR 10,3Nm,IP54 CHAV,ST16,ACOD | 1023.9632
| BMH1401P22A1A | MOTOR 10,3Nm,IP65 LISO,MT128,RECTO | 1434.554
| BMH1401P27F2A | MOTOR 10,3Nm,IP65 LISO,MT16,FRE,ACOD | 1873.833
| BMH1401P36F1A | MOTOR 10,3Nm,IP65 CHAV,ST16,FRE,RECTO | 1315.545
| BMH1402P02A2A | MOTOR 18,5Nm,IP54 LISO,MT128,ACOD | 1495.901
| BMH1402P11A1A | MOTOR 18,5Nm,IP54 CHAV,ST128,RECTO | 1371.436
| BMH1402P16F2A | MOTOR 18,5Nm,IP54 CHAV,ST16,FRE,ACOD | 1380.1632
| BMH1402P22F1A | MOTOR 18,5Nm,IP65 LISO,MT128,FRE,RECTO | 1779.998
| BMH1402P27F2A | MOTOR 18,5Nm,IP65 LISO,MT16,FRE,ACOD | 1741.509
| BMH1402P31A1A | MOTOR 18,5Nm,IP65 CHAV,ST128,RECTO | 1345.025
| BMH1402P31A2A | MOTOR 18,5Nm,IP65 CHAV,ST128,ACOD | 1437.029
| BMH1402P32F1A | MOTOR 18,5Nm,IP65 CHAV,MT128,FRE,RECTO | 1807.102
| BMH1402P32F2A | MOTOR 18,5Nm,IP65 CHAV,MT128,FRE,ACOD | 1828.332
| BMH1402P36A1A | MOTOR 18,5Nm,IP65 CHAV,ST16,RECTO | 1414.361
| BMH1402P36A2A | MOTOR 18,5Nm,IP65 CHAV,ST16,ACOD | 1226.566
| BMH1402P36F1A | MOTOR 18,5Nm,IP65 CHAV,ST16,FRE,RECTO | 1460.547
| BMH1402P36F2A | MOTOR 18,5Nm,IP65 CHAV,ST16,FRE,ACOD | 1482.943
| BMH1402P37A1A | MOTOR 18,5Nm,IP65 CHAV,MT16,RECTO | 1655.056
| BMH1403P01A2A | MOTOR 25Nm,IP54 LISO,ST128,ACOD | 1447.567
| BMH1403P01F1A | MOTOR 25Nm,IP54 LISO,ST128,FRE,RECTO | 1690.414
| BMH1403P01F2A | MOTOR 25Nm,IP54 LISO,ST128,FRE,ACOD | 1799.688
| BMH1403P02A1A | MOTOR 25Nm,IP54 LISO,MT128,RECTO | 1916.954
| BMH1403P02A2A | MOTOR 25Nm,IP54 LISO,MT128,ACOD | 1631.3024
| BMH1403P02F1A | MOTOR 25Nm,IP54 LISO,MT128,FRE,RECTO | 1887.27
| BMH1403P02F2A | MOTOR 25Nm,IP54 LISO,MT128,FRE,ACOD | 2003.914
| BMH1403P11F1A | MOTOR 25Nm,IP54 CHAV,ST128,FRE,RECTO | 1721.06
| BMH1403P17A2A | MOTOR 25Nm,IP54 CHAV,MT16,ACOD | 1607.837
| BMH1403P26A1A | MOTOR 25Nm,IP65 LISO,ST16,RECTO | 1315.545
| BMH1403P31F2A | MOTOR 25Nm,IP65 CHAV,ST128,FRE,ACOD | 1770.5584
| BMH1403P37F1A | MOTOR 25Nm,IP65 CHAV,MT16,FRE,RECTO | 1814.186
| VW3M8111R10 | LXM32 ADAPTADOR ENCODER MOLEX-RJ45 | 39.479
| VW3M8213 | LIG. FEMEA DE 12 VIAS - LEXIUM 05 | 27.511
| VW3L1V303 | CABO COMISSIONAMENTO SD215 | 215.085
| BMH1001T06A2A | MOTOR 3,6Nm,IP54 LISO,ST16,ACOD | 682
| BMH1001T06F1A | MOTOR 3,6Nm,IP54 LISO,ST16,FRE,RECTO | 867.339
| BMH1001T12A2A | MOTOR 3,6Nm,IP54 CHAV,MT128,ACOD | 1032.295
| BMH0701P01F2A | MOTOR 1,4Nm,IP54 LISO,ST128,FRE,ACOD | 873.499
| BMH0701P07F1A | MOTOR 1,4Nm,IP54 LISO,MT16,FRE,RECTO | 904.145
| BMH0701P16F2A | MOTOR 1,4Nm,IP54 CHAV,ST16,FRE,ACOD | 742.632
| BMH0701P22F1A | MOTOR 1,4Nm,IP65 LISO,MT128,FRE,RECTO | 1075.074
| BMH0701P31A2A | MOTOR 1,4Nm,IP65 CHAV,ST128,ACOD | 767.404
| BMH0701P37A1A | MOTOR 1,4Nm,IP65 CHAV,MT16,RECTO | 945.932
| BMH0701T01A1A | MOTOR 1,4Nm,IP54 LISO,ST128,RECTO | 697.851
| BMH0701T06F2A | MOTOR 1,4Nm,IP54 LISO,ST16,FRE,ACOD | 721.424
| BMH0701T12F1A | MOTOR 1,4Nm,IP54 CHAV,MT128,FRE,RECTO | 1068.001
| BMH0701T21F1A | MOTOR 1,4Nm,IP65 LISO,ST128,FRE,RECTO | 877.019
| BMH0701T27A2A | MOTOR 1,4Nm,IP65 LISO,MT16,ACOD | 800.404
| BMH0701T36A1A | MOTOR 1,4Nm,IP65 CHAV,ST16,RECTO | 596.486
| BMH0702P01F2A | MOTOR 2,5Nm,IP54 LISO,ST128,FRE,ACOD | 953.073
| BMH0702P07F1A | MOTOR 2,5Nm,IP54 LISO,MT16,FRE,RECTO | 968.363
| BMH0703P31A1A | MOTOR 3,4Nm,IP65 CHAV,ST128,RECTO | 814.55
| BMH0703P31A2A | MOTOR 3,4Nm,IP65 CHAV,ST128,ACOD | 835.769
| BMH0702T37A2A | MOTOR 2,5Nm,IP65 CHAV,MT16,ACOD | 1014.195
| BMH0702T37F1A | MOTOR 2,5Nm,IP65 CHAV,MT16,FRE,RECTO | 987.844
| BMH0703P06A1A | MOTOR 3,4Nm,IP54 LISO,ST16,RECTO | 646.107
| BMH0703P06A2A | MOTOR 3,4Nm,IP54 LISO,ST16,ACOD | 633.1
| BMH0703P11F2A | MOTOR 3,4Nm,IP54 CHAV,ST128,FRE,ACOD | 961.906
| BMH0703P12A1A | MOTOR 3,4Nm,IP54 CHAV,MT128,RECTO | 1178.541
| BMH0703P17F1A | MOTOR 3,4Nm,IP54 CHAV,MT16,FRE,RECTO | 1174.407
| BMH0703P17F2A | MOTOR 3,4Nm,IP54 CHAV,MT16,FRE,ACOD | 1016.136
| BMH0703P26A2A | MOTOR 3,4Nm,IP65 LISO,ST16,ACOD | 698.082
| BMH0703P26F1A | MOTOR 3,4Nm,IP65 LISO,ST16,FRE,RECTO | 793.342
| BMH0703P31F2A | MOTOR 3,4Nm,IP65 CHAV,ST128,FRE,ACOD | 1164.67
| BMH0703P32A1A | MOTOR 3,4Nm,IP65 CHAV,MT128,RECTO | 1193.907
| BMH0703P32A2A | MOTOR 3,4Nm,IP65 CHAV,MT128,ACOD | 1033.824
| BMH0703P32F1A | MOTOR 3,4Nm,IP65 CHAV,MT128,FRE,RECTO | 1161.116
| BMH0703P32F2A | MOTOR 3,4Nm,IP65 CHAV,MT128,FRE,ACOD | 1184.7
| BMH0703P36A1A | MOTOR 3,4Nm,IP65 CHAV,ST16,RECTO | 664.84
| BMH0703P36A2A | MOTOR 3,4Nm,IP65 CHAV,ST16,ACOD | 684.882
| BMH0703P37F1A | MOTOR 3,4Nm,IP65 CHAV,MT16,FRE,RECTO | 1019.667
| BMH0703P37F2A | MOTOR 3,4Nm,IP65 CHAV,MT16,FRE,ACOD | 1040.886
| BMH0703T01A1A | MOTOR 3,4Nm,IP54 LISO,ST128,RECTO | 950.82
| BMH0703T01A2A | MOTOR 3,4Nm,IP54 LISO,ST128,ACOD | 788.623
| BMH0703T01F1A | MOTOR 3,4Nm,IP54 LISO,ST128,FRE,RECTO | 1083.849
| BMH1001P22F1A | MOTOR 3,6Nm,IP65 LISO,MT128,FRE,RECTO | 1211.804
| BMH1001P22F2A | MOTOR 3,6Nm,IP65 LISO,MT128,FRE,ACOD | 1234.211
| BMH1001P26A1A | MOTOR 3,6Nm,IP65 LISO,ST16,RECTO | 691.9
| BMH1001P26A2A | MOTOR 3,6Nm,IP65 LISO,ST16,ACOD | 715.418
| BMH1001P27F1A | MOTOR 3,6Nm,IP65 LISO,MT16,FRE,RECTO | 1070.355
| BMH1001P27F2A | MOTOR 3,6Nm,IP65 LISO,MT16,FRE,ACOD | 1090.386
| BMH1001P31A1A | MOTOR 3,4Nm,IP65 CHAV,ST128,RECTO | 989.131
| BMH1001P31A2A | MOTOR 3,4Nm,IP65 CHAV,ST128,ACOD | 858.165
| BMH1001P31F1A | MOTOR 3,4Nm,IP65 CHAV,ST128,FRE,RECTO | 1040.886
| BMH1001P31F2A | MOTOR 3,4Nm,IP65 CHAV,ST128,FRE,ACOD | 1063.282
| BMH1001P32A1A | MOTOR 3,6Nm,IP65 CHAV,MT128,RECTO | 1221.792
| BMH1001P36A2A | MOTOR 3,6Nm,IP65 CHAV,ST16,ACOD | 743.886
| BMH1001P36F1A | MOTOR 3,6Nm,IP65 CHAV,ST16,FRE,RECTO | 1053.208
| BMH1001P36F2A | MOTOR 3,6Nm,IP65 CHAV,ST16,FRE,ACOD | 912.395
| BMH1001P37A1A | MOTOR 3,6Nm,IP65 CHAV,MT16,RECTO | 1053.208
| BMH1001P37A2A | MOTOR 3,6Nm,IP65 CHAV,MT16,ACOD | 1078.285
| BMH1001P37F1A | MOTOR 3,6Nm,IP65 CHAV,MT16,FRE,RECTO | 1095.105
| BMH1001P37F2A | MOTOR 3,6Nm,IP65 CHAV,MT16,FRE,ACOD | 1118.689
| BMH1001T17A2A | MOTOR 3,6Nm,IP54 CHAV,MT16,ACOD | 1042.067
| BMH1001T17F1A | MOTOR 3,6Nm,IP54 CHAV,MT16,FRE,RECTO | 1063.282
| BMH1001T26A1A | MOTOR 3,6Nm,IP65 LISO,ST16,RECTO | 658.955
| BMH1001T26A2A | MOTOR 3,6Nm,IP65 LISO,ST16,ACOD | 805.233
| BMH1001T31F2A | MOTOR 3,4Nm,IP65 CHAV,ST128,FRE,ACOD | 1063.282
| BMH1001T32A1A | MOTOR 3,6Nm,IP65 CHAV,MT128,RECTO | 1033.824
| BMH1001T37F1A | MOTOR 3,6Nm,IP65 CHAV,MT16,FRE,RECTO | 1095.105
| BMH1001T37F2A | MOTOR 3,6Nm,IP65 CHAV,MT16,FRE,ACOD | 1118.689
| BMH1002P06A2A | MOTOR 6,2Nm,IP54 LISO,ST16,ACOD | 732.2224
| BMH1002P06F1A | MOTOR 6,2Nm,IP54 LISO,ST16,FRE,RECTO | 957.187
| BMH1002P12A1A | MOTOR 6,2Nm,IP54 CHAV,MT128,RECTO | 1126.928
| BMH1002P12F1A | MOTOR 6,2Nm,IP54 CHAV,MT128,FRE,RECTO | 1330.868
| BMH1002P21A1A | MOTOR 5,9Nm,IP65 LISO,ST128,RECTO | 937.145
| BMH1002P21A2A | MOTOR 5,9Nm,IP65 LISO,ST128,ACOD | 957.187
| BMH1002P26F2A | MOTOR 6,2Nm,IP65 LISO,ST16,FRE,ACOD | 1011.417
| BMH1002P27A1A | MOTOR 6,2Nm,IP65 LISO,MT16,RECTO | 989.01
| BMH1002P32F1A | MOTOR 6,2Nm,IP65 CHAV,MT128,FRE,RECTO | 1362.702
| BMH1002P32F2A | MOTOR 6,2Nm,IP65 CHAV,MT128,FRE,ACOD | 1386.286
| BMH1002T01A2A | MOTOR 6Nm,IP54 LISO,ST128,ACOD | 1093.612
| BMH1002T16A1A | MOTOR 6,2Nm,IP54 CHAV,ST16,RECTO | 919.464
| BMH1002T16A2A | MOTOR 6,2Nm,IP54 CHAV,ST16,ACOD | 786.7704
| BMH1002T16F1A | MOTOR 6,2Nm,IP54 CHAV,ST16,FRE,RECTO | 983.125
| BMH1002T16F2A | MOTOR 6,2Nm,IP54 CHAV,ST16,FRE,ACOD | 1189.734
| BMH1002T17A1A | MOTOR 6,2Nm,IP54 CHAV,MT16,RECTO | 983.125
| BMH1002T17A2A | MOTOR 6,2Nm,IP54 CHAV,MT16,ACOD | 1025.068
| BMH1002T17F1A | MOTOR 6,2Nm,IP54 CHAV,MT16,FRE,RECTO | 1190.343
| BMH1002T17F2A | MOTOR 6,2Nm,IP54 CHAV,MT16,FRE,ACOD | 1441.791
| BMH1002T21A1A | MOTOR 6Nm,IP65 LISO,ST128,RECTO | 937.145
| BMH1002T21A2A | MOTOR 6Nm,IP65 LISO,ST128,ACOD | 957.187
| BMH1002T21F1A | MOTOR 6Nm,IP65 LISO,ST128,FRE,RECTO | 1141.085
| BMH1002T21F2A | MOTOR 6Nm,IP65 LISO,ST128,FRE,ACOD | 1161.116
| BMH1002T22A1A | MOTOR 6,2Nm,IP65 LISO,MT128,RECTO | 1131.647
| BMH1002T22A2A | MOTOR 6,2Nm,IP65 LISO,MT128,ACOD | 1362.491
| BMH1002T22F1A | MOTOR 6,2Nm,IP65 LISO,MT128,FRE,RECTO | 1336.764
| BMH1002T22F2A | MOTOR 6,2Nm,IP65 LISO,MT128,FRE,ACOD | 1359.16
| BMH1002T26A1A | MOTOR 6,2Nm,IP65 LISO,ST16,RECTO | 811.943
| BMH1002T26A2A | MOTOR 6,2Nm,IP65 LISO,ST16,ACOD | 983.476
| BMH1002T26F1A | MOTOR 6,2Nm,IP65 LISO,ST16,FRE,RECTO | 989.01
| BMH1002T26F2A | MOTOR 6,2Nm,IP65 LISO,ST16,FRE,ACOD | 1011.417
| BMH1002T27A1A | MOTOR 6,2Nm,IP65 LISO,MT16,RECTO | 989.01
| BMH1002T27A2A | MOTOR 6,2Nm,IP65 LISO,MT16,ACOD | 1011.417
| BMH1002T27F1A | MOTOR 6,2Nm,IP65 LISO,MT16,FRE,RECTO | 1194.138
| BMH1002T27F2A | MOTOR 6,2Nm,IP65 LISO,MT16,FRE,ACOD | 1441.791
| BMH1002T31A1A | MOTOR 6Nm,IP65 CHAV,ST128,RECTO | 1138.189
| BMH1002T31A2A | MOTOR 6Nm,IP65 CHAV,ST128,ACOD | 1161.875
| BMH1002T31F1A | MOTOR 6Nm,IP65 CHAV,ST128,FRE,RECTO | 1167.012
| BMH1002T31F2A | MOTOR 6Nm,IP65 CHAV,ST128,FRE,ACOD | 1188.242
| BMH1002T32A1A | MOTOR 6,2Nm,IP65 CHAV,MT128,RECTO | 1158.762
| BMH1002T32A2A | MOTOR 6,2Nm,IP65 CHAV,MT128,ACOD | 1181.158
| BMH1002T32F1A | MOTOR 6,2Nm,IP65 CHAV,MT128,FRE,RECTO | 1610.466
| BMH1002T32F2A | MOTOR 6,2Nm,IP65 CHAV,MT128,FRE,ACOD | 1386.286
| BMH1002T36A1A | MOTOR 6,2Nm,IP65 CHAV,ST16,RECTO | 812.196
| BMH1002T36A2A | MOTOR 6,2Nm,IP65 CHAV,ST16,ACOD | 833.415
| BMH1002T36F1A | MOTOR 6,2Nm,IP65 CHAV,ST16,FRE,RECTO | 1202.266
| BMH1002T36F2A | MOTOR 6,2Nm,IP65 CHAV,ST16,FRE,ACOD | 1227.356
| BMH1002T37A1A | MOTOR 6,2Nm,IP65 CHAV,MT16,RECTO | 1017.302
| BMH1002T37A2A | MOTOR 6,2Nm,IP65 CHAV,MT16,ACOD | 1038.532
| BMH1002T37F1A | MOTOR 6,2Nm,IP65 CHAV,MT16,FRE,RECTO | 1443.286
| BMH1003P02F1A | MOTOR 8,4Nm,IP54 LISO,MT128,FRE,RECTO | 1724.164
| BMH1003P02F2A | MOTOR 8,4Nm,IP54 LISO,MT128,FRE,ACOD | 1442.859
| BMH1003P06A1A | MOTOR 8,4Nm,IP54 LISO,ST16,RECTO | 872.311
| BMH1003P06A2A | MOTOR 8,4Nm,IP54 LISO,ST16,ACOD | 859.4456
| BMH1003P11A2A | MOTOR 8,4Nm,IP54 CHAV,ST128,ACOD | 1018.7528
| BMH1003P11F1A | MOTOR 8,4Nm,IP54 CHAV,ST128,FRE,RECTO | 1480.895
| BMH1003P11F2A | MOTOR 8,4Nm,IP54 CHAV,ST128,FRE,ACOD | 1212.4528
| BMH1003P12A1A | MOTOR 8,4Nm,IP54 CHAV,MT128,RECTO | 1244.815
| BMH1003P17F1A | MOTOR 8,4Nm,IP54 CHAV,MT16,FRE,RECTO | 1306.129
| BMH1003P17F2A | MOTOR 8,4Nm,IP54 CHAV,MT16,FRE,ACOD | 1332.65
| BMH1003P21A1A | MOTOR 8,4Nm,IP65 LISO,ST128,RECTO | 1053.855
| BMH1003P21A2A | MOTOR 8,4Nm,IP65 LISO,ST128,ACOD | 1077.527
| BMH1003P26A2A | MOTOR 8,4Nm,IP65 LISO,ST16,ACOD | 925.364
| BMH1003P26F1A | MOTOR 8,4Nm,IP65 LISO,ST16,FRE,RECTO | 1106.897
| BMH1003P26F2A | MOTOR 8,4Nm,IP65 LISO,ST16,FRE,ACOD | 1129.282
| BMH1003P27A1A | MOTOR 8,4Nm,IP65 LISO,MT16,RECTO | 1106.897
| BMH1403P07A1A | MOTOR 25Nm,IP54 LISO,MT16,RECTO | 1480.589
| BMH1403P12F2A | MOTOR 25Nm,IP54 CHAV,MT128,FRE,ACOD | 2034.857
| BMH1403P21F1A | MOTOR 25Nm,IP65 LISO,ST128,FRE,RECTO | 1817.002
| BMH1403P27A2A | MOTOR 25Nm,IP65 LISO,MT16,ACOD | 1541.881
| BMH1403P36A1A | MOTOR 25Nm,IP65 CHAV,ST16,RECTO | 1345.025
| GBX1600151403F | **REDUTOR 160mm-15-1-BSH140 | 2651.09
| GBX1600201402F | REDUTOR 160mm-20-1-BSH140 | 2243.23
| GBX1600201403F | REDUTOR 160mm-20-1-BSH140 | 2243.23
| GBX1600401402F | **REDUTOR 160mm-40-1-BSH140 | 2624.843
| BSH1002P02A1A | SERVO-MOTOR 5,52 Nm | 1357.972
| BMH0701P11F1A | MOTOR 1,4Nm,IP54 CHAV,ST128,FRE,RECTO | 873.499
| BMH1903P31F2A | MOTOR 190MM IEC 65NM IP65 7.8KW KEY ENC. | 4747.7976
| GBK0600703F | PLACA ADAPTACÃO 60mm BxH0703 | 76.593
| BSH0401P06A2A | MOTOR 40MM IEC 0,18NM 170W IP50 NO KEY S | 417.82
| BSH0401P06F2A | MOTOR 40MM IEC 0,18NM 170W IP50 NO KEY S | 817.443
| BSH0401P07A2A | MOTOR 40MM IEC 0,18NM 170W IP50 NO KEY S | 498.069
| BSH0401P07F2A | MOTOR 40MM IEC 0,18NM 170W IP50 NO KEY S | 873.576
| BSH0401P16A2A | MOTOR 40MM IEC 0,18NM 170W IP50 KEY SHAF | 461.164
| BSH0401P16F2A | MOTOR 40MM IEC 0,18NM 170W IP50 KEY SHAF | 836.66
| BSH0401P17A2A | MOTOR 40MM IEC 0,18NM 170W IP50 KEY SHAF | 517.319
| BSH0401P17F2A | MOTOR 40MM IEC 0,18NM 170W IP50 KEY SHAF | 892.815
| BSH0401P26A2A | MOTOR 40MM IEC 0,18NM 170W IP65 NO KEY S | 467.291
| BSH0401P26F2A | MOTOR 40MM IEC 0,18NM 170W IP65 NO KEY S | 842.754
| BSH0401P27A2A | MOTOR 40MM IEC 0,18NM 170W IP65 NO KEY S | 523.391
| BSH0401P27F2A | MOTOR 40MM IEC 0,18NM 170W IP65 NO KEY S | 898.898
| BSH0401P36A2A | MOTOR 40MM IEC 0,18NM 170W IP65 KEY SHAF | 486.486
| BSH0401P36F2A | MOTOR 40MM IEC 0,18NM 170W IP65 KEY SHAF | 861.993
| BSH0401P37A2A | MOTOR 40MM IEC 0,18NM 170W IP65 KEY SHAF | 542.619
| BSH0401P37F2A | MOTOR 40MM IEC 0,18NM 170W IP65 KEY SHAF | 868.0568
| BSH0402P06A2A | MOTOR 40MM IEC 0,34NM 320W IP50 NO KEY S | 471.042
| BSH0402P06F2A | MOTOR 40MM IEC 0,34NM 320W IP50 NO KEY S | 752.301
| BSH0402P07A2A | MOTOR 40MM IEC 0,34NM 320W IP50 NO KEY S | 527.175
| BSH0402P07F2A | MOTOR 40MM IEC0,34NM 320W IP50 NO KEY SH | 808.456
| BSH0402P16A2A | MOTOR 40MM IEC 0,34NM 320W IP50 KEY SHAF | 490.27
| BSH0402P16F2A | MOTOR 40MM IEC 0,34NM 320W IP50 KEY SHAF | 729.4872
| BSH0402P17A2A | MOTOR 40MM IEC 0,34NM 320W IP50 KEY SHAF | 546.392
| BSH0402P17F2A | MOTOR 40MM IEC 0,34NM 320W IP50 KEY SHAF | 827.673
| BSH0402P26A2A | MOTOR 40MM IEC 0,34NM 320W IP65 NO KEY S | 496.375
| BSH0402P26F2A | MOTOR 40MM IEC 0,34NM 320W IP65 NO KEY S | 777.645
| BSH0402P27A2A | MOTOR 40MM IEC 0,34NM 320W IP65 NO KEY S | 552.519
| BSH0402P27F2A | MOTOR 40MM IEC 0,34NM 320W IP65 NO KEY S | 833.767
| BSH0402P36A2A | MOTOR 40MM IEC 0,34NM 320W IP65 KEY SHAF | 515.603
| BSH0402P36F2A | MOTOR 40MM IEC 0,34NM 320W IP65 KEY SHAF | 796.884
| BSH0402P37A2A | MOTOR 40MM IEC 0,34NM 320W IP65 KEY SHAF | 571.747
| BSH0402P37F2A | MOTOR 40MM IEC 0,34NM 320W IP65 KEY SHAF | 852.995
| VW3M5100R100 | LXM MOTOR CABLE, | 210.276
| VW3M5100R150 | LXM MOTOR CABLE, | 280.984
| VW3M5100R250 | LXM MOTOR CABLE, | 429.638
| VW3M5100R30 | LXM MOTOR CABLE, | 106.964
| VW3M5100R50 | LXM MOTOR CABLE, | 135.96
| VW3M5300R1000 | LXM MOTOR CABLE, 100M, OPEN - OPEN 1,0MM | 1413.082
| VW3M8100R100 | LXM ENCODER CABLE, 10M, YTECH - RJ45 | 165.869
| VW3M8100R150 | LXM ENCODER CABLE, | 191.246
| VW3M8100R250 | LXM ENCODER CABLE, | 242.011
| VW3M8100R30 | LXM ENCODER CABLE, | 128.711
| VW3M8100R50 | LXM ENCODER CABLE, | 138.677
| VW3M8219 | YTECH MOTOR CONNECTOR FOR CREATING POWER | 425.106
| VW3M8220 | YTECH ENCODER CONNECTOR FOR CREATING ENC | 589.16
| GBY080020K | REDUCTOR PLANETARIO ACODADO,80mm,i=20 | 889.273
| VW3M7101R01 | LXM32 CABLE DE CONEXIÓN DC BUS 0,1m // 5 | 46.651
| GBK0800703F | PLACA ADAPTACÂO 80mm BxH0703 | 87.2513
| GBX080008K | REDUCTOR PLANETARIO,80mm,i=8 | 357.368
| VW3M8102R250 | CABO ENCODER BSH - LXM32 - 25m | 193.787
| VW3M5101R150 | CABO POTENCIA BSH - LXM05 - 15m | 167.057
| LXM32CU45M2 | DRIVE LXM32 P/D 4,5A PICO 1F 230V | 534.1889
| VW3M5101R50 | CABO POTENCIA BSH - LXM05 - 5m | 110.979
| VW3L5B000 | Lexium Integrated Drive accessory - Conn | 109.087
| SD218AU20C | LXM DRIVE PASSO 2PH CANOPEN | 386.144
| LXM32MD12N4 | DRIVE LXM32 MODULAR 12A PICO 3F 380V | 846.248
| VW3M5101R100 | CABO POTENCIA BSH - LXM05 - 10m | 140.811
| VW3M8705 | Cartao de memoria LXM32 | 21.527
| BMH0701P16F1A | MOTOR 1,4Nm,IP54 CHAV,ST16,FRE,RECTO | 721.424
| BMH1002P12A2A | MOTOR 6,2Nm,IP54 CHAV,MT128 | 1084.408
| BMH0702T16A2A | MOTOR 2,5Nm,IP54 CHAV,ST16,ACOD | 658.482
| BSH0551T01F2A | SERVO-MOTOR 0,5 Nm | 786.269
| BSH0552P02A1A | **SERVO-MOTOR 0,9 Nm | 1039.709
| VW3S8202R15 | CABLE P/D SD3 ABIERTO, 24 V, 1.5m | 61.479
| VW33MF10512 | SUPORTE PAS42 / 10UD | 296.0152
| VW3M2203 | LXM32M KIT DE CONECTORES | 56.221
| VW3E5001R250 | Cable SERCOS III, 25m | 101.661
| TM5SMM6D2L | Mod. 24Vdc 4DI/2DO Tr/1AI/1AO 1 wire | 245.97
| VW3E2094R030 | Cable encoder, 3m | 86.3552
| VW3E5001R015 | Cable SERCOS III, 1,5m | 18.5812
| VW3M5105R50 | CABLE DE POTENCIA Y FRENO 6mm2, 5m | 322.982
| SH30702S0001101 | SH070/60020/0/0/00/00/00/10/22 | 1025.2826
| GBX120016K | REDUCTOR PLANETARIO,120mm,i=16 | 829.114
| BRS39AW270ABA | MOTOR STEP 4.52Nm,TER,LIS,IP41 | 397.749
| VW3E5001R025 | Cable SERCOS III 2,5m | 20.7648
| LXM32SD72N4 | LXM32S Servo Drive Sercos 208#480V tri 2 | 1575.3438
| BRS3ADW850ABA | MOTOR STEP 19.7Nm,TER,CHA,IP41 | 797.907
| SH31003P01F2000 | Motor 8Nm,liso,st,freno,acod,IP54/65 | 1478.9049
| TM5SDM4DTRFS | MOD. FS 24VDC 2DI/2DO 6A RELAY N/O | 401.5043
| BMH1904P31A2B | MOTOR 97Nm,IP65 CHAV,ST128,ACOD, VENT | 6280.703
| VW3L5K000 | LXM ACC SET DE CONNECTEURS, ETHERNET IP | 103.1368
| SH31002P11A2000 | Motor 5,8Nm,chav,st,acod,IP54/65 | 1069.0061
| BMI0702T17F | MOT 1P 70MM IP54 640W CHV ENC MLT 16 FR | 1605.63
| LXM32IECT | LEXIUM 32 I ETHERCAT MODULO | 373.2976
| LXM32IECTGC | LOTE 5 TAPAS VERDES PARA LXM32IECT | 96.899
| VW3M9002 | LXM32I 3 PHASE POWER SUPPLY MODULE | 59.829
| VW3M9403 | CABLE STO 3M PREMONTADO LXM32I, M8 | 56.5656
| BMH1903P21A2A | MOTOR 65Nm,IP65 LISO,ST128,ACOD | 4282.597
| VW3M5104R100 | CABLE DE POTENCIA Y FRENO 10mm2, 10m | 611.27
| ILA1B572TC1A0 | LID SERVO,24-36V,PBDP,215W,IND,ST | 1097.921
| SH31401P11F2000 | Motor 11,1Nm,chav,st,freno,acod,IP54/65 | 1959.8325
| VW3M5501R50 | CABLE DE POTENCIA BMP 1,5mm2, 5m | 111.254
| VW3E5001R400 | Cable SERCOS III, 40m | 165.0575
| GBX060012K | REDUCTOR PLANETARIO,60mm,i=12 | 364.0741
| GBY060012K | REDUCTOR PLANETARIO ACODADO,60mm,i=12 | 700.1528
| VW3E1143R090 | Cable potencia 1,5mm conector P30, 9m | 142.0988
| VW3E1143R100 | Cable potencia 1,5mm conector P30, 10m | 149.7414
| VW3E1144R050 | Cable potencia 2,5mm conector P30, 5m | 128.9766
| VW3E1144R070 | Cable potencia 2,5mm conector P30, 7m | 153.0168
| VW3E2094R090 | Cable encoder 9m | 86.3552
| VW3E2094R110 | Cable encoder 11m | 86.3552
| ILM1002P11A0000 | Motor ILM 4,4Nm,3000rpm,chav | 1810.0911
| VW3E1142R050 | Cable DB a ILM o DB a DB izquierda, 5m | 464.5506
| ILM0703P01A0000 | Motor ILM 2,2Nm,6000rpm | 1682.196
| ILM1002P11F0000 | Motor ILM 4,4Nm,3000rpm,chav,freno | 2036.3409
| LMC600CAA10000 | Controlador 99 ejes | 5025.8232
| SH31001P11A2000 | Motor 3,3Nm,chav,st,acod,IP54/65 | 905.0404
| SH31401P11A2000 | Motor 11,1Nm,chav,st,acod,IP54/65 | 1553.2194
| ILM1003P11F0000 | Motor ILM 5,8Nm,3000rpm,chav,freno | 2158.7667
| GBK0600600C | Kit de adaptación entre GBX060#K y BCH06 | 52.437
| VW3M5102R500 | CABLE.POT.COMPLETO 50M | 522.742
| VW3E2097R300 | Cable encoder incremental LMCx01C 30m | 197.8424
| GBK1201300C | Kit de adaptación entre GBX120#K y BCH13 | 114.491
| GBX120008K | REDUCTOR PLANETARIO,120mm,i=8 | 608.575
| GBX120015K | REDUCTOR PLANETARIO,120mm,i=15 | 776.3522
| BRS39BWC61ACA | MOTOR STEP 6.78Nm,CON,ENC,LIS,IP41 | 474.012
| BSH1404P11A2P | MOTOR 32,1Nm,IP40 CHAV,ST,ACOD | 1779.856
| VW3S8101R150 | CABLE ENCODER SD3, 15m | 209.726
| VW3S5101R50 | CABO DE POTENCIA SD3, 5m | 132.572
| BMH1001T02F2A | MOTOR 3,6Nm,IP54 LISO,MT128,FRE,ACOD | 1419.6
| BMH1001T11F2A | MOTOR 3,4Nm,IP54 CHAV,ST128,FRE,ACOD | 1031.459
| BMH0702P17A1A | MOTOR 2,5Nm,IP54 CHAV,MT16,RECTO | 808.654
| BMH0702P22F2A | MOTOR 2,5Nm,IP65 LISO,MT128,FRE,ACOD | 1130.481
| BMH0702P31F1A | MOTOR 2,5Nm,IP65 CHAV,ST128,FRE,RECTO | 1106.144
| BMH0702P37A2A | MOTOR 2,5Nm,IP65 CHAV,MT16,ACOD | 858.165
| BMH0702T02F1A | MOTOR 2,5Nm,IP54 LISO,MT128,FRE,RECTO | 1086.503
| BMH0702T02F2A | MOTOR 2,5Nm,IP54 LISO,MT128,FRE,ACOD | 1113.552
| BMH0702T06A1A | MOTOR 2,5Nm,IP54 LISO,ST16,RECTO | 584.683
| BMH0702T07F1A | MOTOR 2,5Nm,IP54 LISO,MT16,FRE,RECTO | 940.687
| BMH0702T07F2A | MOTOR 2,5Nm,IP54 LISO,MT16,FRE,ACOD | 938.34
| BMH0702T11A1A | MOTOR 2,5Nm,IP54 CHAV,ST128,RECTO | 782.969
| BMH0702T11A2A | MOTOR 2,5Nm,IP54 CHAV,ST128,ACOD | 948.363
| BMH0702T11F1A | MOTOR 2,5Nm,IP54 CHAV,ST128,FRE,RECTO | 1101.282
| BMH0702T11F2A | MOTOR 2,5Nm,IP54 CHAV,ST128,FRE,ACOD | 1097.785
| BMH0702T12A1A | MOTOR 2,5Nm,IP54 CHAV,MT128,RECTO | 953.656
| BMH0702T16F1A | MOTOR 2,5Nm,IP54 CHAV,ST16,FRE,RECTO | 759.154
| BMH0702T17A1A | MOTOR 2,5Nm,IP54 CHAV,MT16,RECTO | 813.648
| BMH0702T17A2A | MOTOR 2,5Nm,IP54 CHAV,MT16,ACOD | 833.921
| BMH0702T17F1A | MOTOR 2,5Nm,IP54 CHAV,MT16,FRE,RECTO | 963.083
| BMH0702T17F2A | MOTOR 2,5Nm,IP54 CHAV,MT16,FRE,ACOD | 983.125
| BMH0702T21A1A | MOTOR 2,5Nm,IP65 LISO,ST128,RECTO | 761.508
| BMH0702T21A2A | MOTOR 2,5Nm,IP65 LISO,ST128,ACOD | 783.904
| BMH0702T22F1A | MOTOR 2,5Nm,IP65 LISO,MT128,FRE,RECTO | 1108.074
| BMH0702T22F2A | MOTOR 2,5Nm,IP65 LISO,MT128,FRE,ACOD | 1130.481
| BMH0702T26A1A | MOTOR 2,5Nm,IP65 LISO,ST16,RECTO | 641.157
| BMH0702T26A2A | MOTOR 2,5Nm,IP65 LISO,ST16,ACOD | 746.72
| BMH0702T26F1A | MOTOR 2,5Nm,IP65 LISO,ST16,FRE,RECTO | 762.674
| BMH0702T26F2A | MOTOR 2,5Nm,IP65 LISO,ST16,FRE,ACOD | 929.227
| BMH0702T27A1A | MOTOR 2,5Nm,IP65 LISO,MT16,RECTO | 815.727
| BMH0702T31A2A | MOTOR 2,5Nm,IP65 CHAV,ST128,ACOD | 950.118
| BMH0702T31F1A | MOTOR 2,5Nm,IP65 CHAV,ST128,FRE,RECTO | 935.968
| BMH0702T31F2A | MOTOR 2,5Nm,IP65 CHAV,ST128,FRE,ACOD | 956.021
| BMH0701P01A1A | MOTOR 1,4Nm,IP54 LISO,ST128,RECTO | 702.757
| BMH0701P06F2A | MOTOR 1,4Nm,IP54 LISO,ST16,FRE,ACOD | 683.7168
| BMH0701P12F2A | MOTOR 1,4Nm,IP54 CHAV,MT128,FRE,ACOD | 1089.209
| BMH0701P21F2A | MOTOR 1,4Nm,IP65 LISO,ST128,FRE,ACOD | 1061.567
| BMH0701P27F1A | MOTOR 1,4Nm,IP65 LISO,MT16,FRE,RECTO | 930.072
| BMH0701P36A2A | MOTOR 1,4Nm,IP65 CHAV,ST16,ACOD | 616.517
| BMH0701T06A1A | MOTOR 1,4Nm,IP54 LISO,ST16,RECTO | 548.13
| BMH0701T11F2A | MOTOR 1,4Nm,IP54 CHAV,ST128,FRE,ACOD | 894.707
| BMH0701T17F2A | MOTOR 1,4Nm,IP54 CHAV,MT16,FRE,ACOD | 947.76
| BMH0701T26F1A | MOTOR 1,4Nm,IP65 LISO,ST16,FRE,RECTO | 726.143
| BMH0701T32A2A | MOTOR 1,4Nm,IP65 CHAV,MT128,ACOD | 965.448
| BMH0702P01A1A | MOTOR 2,5Nm,IP54 LISO,ST128,RECTO | 734.393
| BMH0702P06F2A | MOTOR 2,5Nm,IP54 LISO,ST16,FRE,ACOD | 759.154
| BMH0703P27F1A | MOTOR 3,4Nm,IP65 LISO,MT16,FRE,RECTO | 1181.388
| BMH0702T36F2A | MOTOR 2,5Nm,IP65 CHAV,ST16,FRE,ACOD | 805.134
| BMH0703P02F1A | MOTOR 3,4Nm,IP54 LISO,MT128,FRE,RECTO | 1113.981
| BMH0703P07F2A | MOTOR 3,4Nm,IP54 LISO,MT16,FRE,ACOD | 1043.416
| BMH0703P11A1A | MOTOR 3,4Nm,IP54 CHAV,ST128,RECTO | 828.047
| BMH0703P11A2A | MOTOR 3,4Nm,IP54 CHAV,ST128,ACOD | 801.6112
| BMH0703P16A2A | MOTOR 3,4Nm,IP54 CHAV,ST16,ACOD | 652.9848
| BMH0703P16F1A | MOTOR 3,4Nm,IP54 CHAV,ST16,FRE,RECTO | 829.29
| BMH0703P16F2A | MOTOR 3,4Nm,IP54 CHAV,ST16,FRE,ACOD | 808.654
| BMH0703P17A1A | MOTOR 3,4Nm,IP54 CHAV,MT16,RECTO | 841.676
| BMH0703P22A1A | MOTOR 3,4Nm,IP65 LISO,MT128,RECTO | 987.844
| BMH0703P22A2A | MOTOR 3,4Nm,IP65 LISO,MT128,ACOD | 1022.065
| BMH0703P22F1A | MOTOR 3,4Nm,IP65 LISO,MT128,FRE,RECTO | 1186.845
| BMH0703P22F2A | MOTOR 3,4Nm,IP65 LISO,MT128,FRE,ACOD | 1161.116
| BMH1003P32F1A | MOTOR 8,4Nm,IP65 CHAV,MT128,FRE,RECTO | 1751.165
| BMH1003P32F2A | MOTOR 8,4Nm,IP65 CHAV,MT128,FRE,ACOD | 1502.985
| BMH1003T01A2A | MOTOR 8,2Nm,IP54 LISO,ST128,ACOD | 1273.428
| BMH1003T01F1A | MOTOR 8,2Nm,IP54 LISO,ST128,FRE,RECTO | 1251.25
| BMH1003T07A1A | MOTOR 8,4Nm,IP54 LISO,MT16,RECTO | 1092.542
| BMH1003T07A2A | MOTOR 8,4Nm,IP54 LISO,MT16,ACOD | 1323.335
| BMH1003T12F2A | MOTOR 8,4Nm,IP54 CHAV,MT128,FRE,ACOD | 1495.23
| BMH1003T16A1A | MOTOR 8,4Nm,IP54 CHAV,ST16,RECTO | 897.061
| BMH1003T21F1A | MOTOR 8,2Nm,IP65 LISO,ST128,FRE,RECTO | 1257.784
| BMH1003T21F2A | MOTOR 8,2Nm,IP65 LISO,ST128,FRE,ACOD | 1282.402
| BMH1003T27A2A | MOTOR 8,4Nm,IP65 LISO,MT16,ACOD | 1334.606
| BMH1003T27F1A | MOTOR 8,4Nm,IP65 LISO,MT16,FRE,RECTO | 1313.191
| BMH1003T36A1A | MOTOR 8,4Nm,IP65 CHAV,ST16,RECTO | 928.895
| BMH1403P06A2A | MOTOR 25Nm,IP54 LISO,ST16,ACOD | 1339.855
| BMH1403P12A1A | MOTOR 25Nm,IP54 CHAV,MT128,RECTO | 1638.3224
| BMH1403P17F2A | MOTOR 25Nm,IP54 CHAV,MT16,FRE,ACOD | 1796.498
| BMH1403P26F1A | MOTOR 25Nm,IP65 LISO,ST16,FRE,RECTO | 1579.6
| BMH1403P32A2A | MOTOR 25Nm,IP65 CHAV,MT128,ACOD | 2128.36
| VW3M8102R150 | CABO ENCODER BSH - LXM32 - 15m | 142.01
| BSH0553T11F2A | **SERVO-MOTOR 1,3 Nm | 872.311
| BSH0702P12A1A | SERVO-MOTOR 2,12 Nm | 1175.262
| BSH0702P12A2A | SERVO-MOTOR 2,12 Nm | 1201.2
| BSH0702P22F2A | SERVO-MOTOR 2,12 Nm | 1421.64
| BSH0702T12A2A | SERVO-MOTOR 2,12 Nm | 1230.68
| BSH1001P11A2A | SERVO-MOTOR 3,39 Nm | 895.884
| BSH1002P12A1A | SERVO-MOTOR 5,52 Nm | 1392.16
| BMH1003P16F2A | MOTOR 8,4Nm,IP54 CHAV,ST16,FRE,ACOD | 1059.5624
| BMH0701P02F2A | MOTOR 1,4Nm,IP54 LISO,MT128,FRE,ACOD | 1009.7464
| BMH0701P06A1A | MOTOR 1,4Nm,IP54 LISO,ST16,RECTO | 548.13
| BMH0701P11F2A | MOTOR 1,4Nm,IP54 CHAV,ST128,FRE,ACOD | 894.707
| BMH0701P12A1A | MOTOR 1,4Nm,IP54 CHAV,MT128,RECTO | 865.9664
| BMH0701P17F2A | MOTOR 1,4Nm,IP54 CHAV,MT16,FRE,ACOD | 947.76
| BMH0701P21A1A | MOTOR 1,4Nm,IP65 LISO,ST128,RECTO | 724.977
| BMH0701P26F1A | MOTOR 1,4Nm,IP65 LISO,ST16,FRE,RECTO | 858.169
| BMH0701P26F2A | MOTOR 1,4Nm,IP65 LISO,ST16,FRE,ACOD | 884.637
| BMH0701P32A2A | MOTOR 1,4Nm,IP65 CHAV,MT128,ACOD | 965.448
| BMH0701P32F1A | MOTOR 1,4Nm,IP65 CHAV,MT128,FRE,RECTO | 1093.939
| BMH1003P32A1A | MOTOR 8,4Nm,IP65 CHAV,MT128,RECTO | 1275.461
| BMH1003P37F2A | MOTOR 8,4Nm,IP65 CHAV,MT16,FRE,ACOD | 1361.514
| BMH1003T06F1A | MOTOR 8,4Nm,IP54 LISO,ST16,FRE,RECTO | 1076.251
| BMH1003T12A2A | MOTOR 8,4Nm,IP54 CHAV,MT128,ACOD | 1266.045
| BMH1003T21A1A | MOTOR 8,2Nm,IP65 LISO,ST128,RECTO | 1053.855
| BMH1003T26F2A | MOTOR 8,4Nm,IP65 LISO,ST16,FRE,ACOD | 1129.282
| BMH1003T32F1A | MOTOR 8,4Nm,IP65 CHAV,MT128,FRE,RECTO | 1751.165
| BMH1401P01A2A | MOTOR 10,3Nm,IP54 LISO,ST128,ACOD | 1151.689
| BMH1401P07A1A | MOTOR 10,3Nm,IP54 LISO,MT16,RECTO | 1400.1
| BMH1401P16A1A | MOTOR 10,3Nm,IP54 CHAV,ST16,RECTO | 1059.509
| BMH1401P21F2A | MOTOR 10,3Nm,IP65 LISO,ST128,FRE,ACOD | 1808.014
| BMH1401P27F1A | MOTOR 10,3Nm,IP65 LISO,MT16,FRE,RECTO | 1563.265
| BMH1401P36A2A | MOTOR 10,3Nm,IP65 CHAV,ST16,ACOD | 1040.8632
| BMH1402P02A1A | MOTOR 18,5Nm,IP54 LISO,MT128,RECTO | 1547.183
| BMH1402P07F2A | MOTOR 18,5Nm,IP54 LISO,MT16,FRE,ACOD | 1606.7272
| BMH1402P16F1A | MOTOR 18,5Nm,IP54 CHAV,ST16,FRE,RECTO | 1424.324
| BMH1402P22A1A | MOTOR 18,5Nm,IP65 LISO,MT128,RECTO | 1588.026
| BMH1402P22A2A | MOTOR 18,5Nm,IP65 LISO,MT128,ACOD | 1612.776
| BMH1402P26F2A | MOTOR 18,5Nm,IP65 LISO,ST16,FRE,ACOD | 1725.204
| BMH1402P27A1A | MOTOR 18,5Nm,IP65 LISO,MT16,RECTO | 1370.952
| BMH1402P27A2A | MOTOR 18,5Nm,IP65 LISO,MT16,ACOD | 1392.16
| BMH1402P27F1A | MOTOR 18,5Nm,IP65 LISO,MT16,FRE,RECTO | 1623.1072
| BMH1403P11A2A | MOTOR 25Nm,IP54 CHAV,ST128,ACOD | 1466.296
| BMH1403P17A1A | MOTOR 25Nm,IP54 CHAV,MT16,RECTO | 1873.833
| BMH1403P22F2A | MOTOR 25Nm,IP65 LISO,MT128,FRE,ACOD | 2044.757
| BMH1403P31F1A | MOTOR 25Nm,IP65 CHAV,ST128,FRE,RECTO | 1844.271
| BMH1403P37A2A | MOTOR 25Nm,IP65 CHAV,MT16,ACOD | 1571.339
| BMH1001P16F2A | MOTOR 3,6Nm,IP54 CHAV,ST16,FRE,ACOD | 881.749
| LXM32MD18M2 | DRIVE LXM32 MODULAR 18A PICO 1F 230V | 792.5953
| VW3M5101R15 | CABO POTENCIA BSH - LXM05 - 1,5m | 82.544
| LXM32MD18N4 | DRIVE LXM32 MODULAR 18A PICO 3F 380V | 938.5257
| VW3M3805R030 | CABO MOTION BUS 3m, SUBD9/RJ45 | 46.5712
| LXM32CU60N4 | DRIVE LXM32 P/D 6A PICO 3F 380V | 835.25
| VW3M8801R30 | Cabo de Seguranca 3m LXM32 | 47.85
| BRS39AWA70ABA | SERVO-MOTOR PASSO-PASSO 4,25Nm - IP65 | 366.41
| BMH1001P22A2A | MOTOR 3,6Nm,IP65 LISO,MT128,ACOD | 1026.74
| BMH1001P27A2A | MOTOR 3,6Nm,IP65 LISO,MT16,ACOD | 920.051
| BMH1001P36A1A | MOTOR 3,6Nm,IP65 CHAV,ST16,RECTO | 720.368
| BMH1003P31F2A | MOTOR 8,4Nm,IP65 CHAV,ST128,FRE,ACOD | 1543.607
| BMH1003P37F1A | MOTOR 8,4Nm,IP65 CHAV,MT16,FRE,RECTO | 1337.941
| BMH1003T06A2A | MOTOR 8,4Nm,IP54 LISO,ST16,ACOD | 1055.99
| BMH1003T12A1A | MOTOR 8,4Nm,IP54 CHAV,MT128,RECTO | 1244.815
| BMH1003T17F2A | MOTOR 8,4Nm,IP54 CHAV,MT16,FRE,ACOD | 1329.691
| BMH1003T26F1A | MOTOR 8,4Nm,IP65 LISO,ST16,FRE,RECTO | 1106.897
| BMH1003T32A2A | MOTOR 8,4Nm,IP65 CHAV,MT128,ACOD | 1533.831
| BMH1401P01A1A | MOTOR 10,3Nm,IP54 LISO,ST128,RECTO | 1067.6848
| BMH1401P06F2A | MOTOR 10,3Nm,IP54 LISO,ST16,FRE,ACOD | 1266.045
| BMH1401P12F2A | MOTOR 10,3Nm,IP54 CHAV,MT128,FRE,ACOD | 1553.6248
| BMH1401P21F1A | MOTOR 10,3Nm,IP65 LISO,ST128,FRE,RECTO | 1434.609
| BMH1401P27A2A | MOTOR 10,3Nm,IP65 LISO,MT16,ACOD | 1246.003
| BMH1401P36A1A | MOTOR 10,3Nm,IP65 CHAV,ST16,RECTO | 1239.875
| BMH1402P01F2A | MOTOR 18,5Nm,IP54 LISO,ST128,FRE,ACOD | 1641.255
| BMH1402P07F1A | MOTOR 18,5Nm,IP54 LISO,MT16,FRE,RECTO | 1674.673
| BMH1402P12F2A | MOTOR 18,5Nm,IP54 CHAV,MT128,FRE,ACOD | 1776.4136
| BMH1402P16A1A | MOTOR 18,5Nm,IP54 CHAV,ST16,RECTO | 1155.231
| BMH1402P16A2A | MOTOR 18,5Nm,IP54 CHAV,ST16,ACOD | 1159.6624
| BMH1402P21A1A | MOTOR 18,5Nm,IP65 LISO,ST128,RECTO | 1382.557
| BMH1402P21A2A | MOTOR 18,5Nm,IP65 LISO,ST128,ACOD | 1404.843
| BMH1402P21F1A | MOTOR 18,5Nm,IP65 LISO,ST128,FRE,RECTO | 1580.788
| BMH1402P21F2A | MOTOR 18,5Nm,IP65 LISO,ST128,FRE,ACOD | 1896.05
| BMH1403P11A1A | MOTOR 25Nm,IP54 CHAV,ST128,RECTO | 1529.858
| BMH1403P16F2A | MOTOR 25Nm,IP54 CHAV,ST16,FRE,ACOD | 1591.381
| BMH1403P22F1A | MOTOR 25Nm,IP65 LISO,MT128,FRE,RECTO | 2022.482
| BMH1403P31A2A | MOTOR 25Nm,IP65 CHAV,ST128,ACOD | 1515.932
| BMH1403P37A1A | MOTOR 25Nm,IP65 CHAV,MT16,RECTO | 1550.12
| BSH0701T21F2A | SERVO-MOTOR 1,41 Nm | 977.229
| BSH1004P12A1A | SERVO-MOTOR 9,31 Nm | 1441.682
| BRS39AW361ACA | MOTOR PASSO 4.52Nm,CON,ENC,LIS,IP41 | 682.209
| VW3M5101R250 | CABO POTENCIA BSH - LXM05 - 25m | 221.309
| BMH1001P16A2A | MOTOR 3,6Nm,IP54 CHAV,ST16,ACOD | 676.643
| LXM32AD18M2 | DRIVE LXM32 CAN 18A PICO 1F 230V | 779.2362
| BMH0702T16F2A | MOTOR 2,5Nm,IP54 CHAV,ST16,FRE,ACOD | 761.7584
| VW3M8214 | KIT 5 LIG. - CABO ENCODER BSH | 114.84
| BSH0551T01A2A | **SERVOMOTOR 0,50 Nm | 563.9504
| VW3M8215 | KIT 5 LIG. - CABO POT. BSH-BDH 1,5mm2 | 181.83
| VW3M8201R15 | CABO CONTROLO RS422 - 1,5m CN5 | 59.818
| VW3A3627 | ATV32-LXM32 M?ulo Profinet | 291.2104
| VW3E1143R110 | CÂBLE MOTEUR SH À LXM, M23, 1,5MM2, UL, | 154.5
| VW3E3057R015 | E-SS-057 MC4-PROG 1.5m | 92.7
| VW3A3608 | MODULO CAN 2XRJ45 | 133.952
| VW3A3609 | MODULO DEVICENET ATV32/LXM32 | 312.6585
| VW3A3616 | MODULO Ethernet IP | 296.5768
| VW3A3607 | MODULO Profibus DP V1 | 283.7328
| VW3A7105 | MODULO TRAVAGEM ATV930C11N4C..16N4C | 3279.5568
| VW3A7602R07 | R.TRAVAGEM 27 OHM - 100W - 0,75m | 252.315
| VW3A7603R07 | R.TRAVAGEM 27 OHM 200W - 0,75m | 283.857
| VW3A7604R07 | R.TRAVAGEM 27Ohm 400W - 0,75m | 374.9865
| VW3A7604R20 | R.TRAVAGEM 27ohm 400W - 2m | 429.2925
| VW3A7605R07 | R.TRAVAGEM 72 OHM - 100W - 0,75m | 274.508
| BDM724FS0002 | RECM374/2 D024 5SH 0AB 040 09 00 000 00 | 319.3
| GBX080010K | REDUCTOR PLANETARIO,80mm,i=10 | 436.59
| VW3A7734 | RESIST. TRAVAGEM 1,1KW - 10 OHMS | 530.8485
| VW3A7733 | RESIST. TRAVAGEM 1,1KW - 16 OHMS | 274.508
| VW3A7731 | RESIST. TRAVAGEM 60ohms/0,16kW | 106.6936
| VW3A7601R20 | RESIST.FRENADO 10OHM/400W 2M | 252.315
| BRS39AH360AAA | VRDM3910/50LHA OOIP41 OO D2O 60 OOOS400 | 520
| BRS39ANS0230 | VRDM3910/50LNAOOIP41OOD9K60OOOB400 | 341
| BRS39ANS0234 | VRDM3910/50LNB OOIP41 | 400
| BRS39AWS0015 | VRDM3910/50LWAOOIP41OOD2K60OOOB400 | 377
| TM1STPTTSN62030 | PT1000 3,0M IP68 6X20 -50 1100C GREEN | 21.63
| TM1STNTCWN75750 | NTC FOR INTERNAL AIR WALL MOUNTING | 32.445
| TM1STNTCSN62015 | NTC 1,5M IP68 6X20 -50 1100C GREY | 21.63
| TM1STNTCRN61515 | NTC 1,5M IP67 6X15 | 10.815
| TM1STNTCRN52030 | NTC 3,0M IP68 5X20 -50 1100C GREY | 21.63
| TM1SH314 | HUM. AND TEMP PROBE 4-20MA WALL MOUNTING | 702.975
| TM172PDG28SI | M172 Perf Dsp 28I/O Eth 2RS485 2SSR Isol | 920.82
| TM172PBG42R | M172 Perf. Blind 42 I/Os, Eth, 2 MB | 922.88
| TM172ASCTB42 | M172 Perf. 42 I/Os Screw Terminal Blocks | 62.83
| TM172ASCTB28 | M172 Perf. 28 I/Os Screw Terminal Blocks | 43.26
| TM171PFE03 | M171 PERF. FLUSH 3 IOS, MB AND BACNET | 519.12
| TM171PDM27R | M171 PERF. DISPLAY 27 IOS, MODBUS | 757.05
| TM171OFM22R | M171 OPT. FLUSH MOUNTING 22 IOS, MODBUS | 324.45
| TM171ODM22R | M171 OPT. DISPLAY 22 IOS, MODBUS | 335.265
| TM171ODM14R | M171 OPT. DISPLAY 14IO MODBUS 100-240V | 367.71
| TM171OBM22R | M171 OPT. BLIND 22 IOS, MODBUS | 313.635
| TM171EP27R | M171 PERF. EXPANSION 27 IOS | 664.35
| TM171DWAL2U | M171 OPT. WALL THERMOSTAT WO BACKLIGHT | 129.78
| TM171DWAL2L | M171 OPT. WALL THERMOSTAT WITH BACKLIGHT | 194.67
| TM171DLCD2U | M171 OPT. DISPLAY LCD | 183.855
| TM171DGRP | M171 PERF. DISPLAY GRAPHIC | 410.97
| TM171ASCTB27 | M171 PERF. 27 IOS SCREW TERMINAL BLOCKS | 64.89
| TM171ARS232 | M171 PERF. PLUG-IN RS232 WITH RELAY | 173.04
| TM171AETH | M171 PERF. PLUG-IN ETHERNET | 162.225
| TM171ADMI | M171 OPT. CABO DE PROGRAMACAO | 410.97
| TM171ACB4ORS485 | M171 OPT. MODBUS CONNECTOR 1M CABLE | 21.63
| TM171ACB4OLAN | M171 OPT. EXP. BUS CONNECTOR 2M CABLE | 21.63
| TM171ACB4OI2M | M171 OPT. LV CONECTOR CABO 2M | 54.075
| TM171ACB4OI1M | M171 OPT. LV CONNECTOR 1M CABLE | 32.445
| TM171ACB4OAO2M | M171 OPT. AO CONECTOR CABO 2M | 21.63
| TM171ACB4OAO1M | M171 OPT. AO CONNECTOR 1M CABLE | 10.815
| XPER111 | PEDAL LAR 2NF+NA | 145.024
| ZB5AS12 | CAB COG CH PR 40MM | 38.9052
| ZB4BW0G53 | BL LUM LED AM 2NA 48-120VCA | 27.1611
| XD5PA14 | MAN 4 DIR FIX | 90.1374
| RE88867435 | TEMPO REPOS EXTR 2NA/NF 24-240VCA/CC | 125.653
| XB4BD25EX | BOT EX ROT 2 POS FIX NA+NF | 61.6908
| ZB6Z1B | BL CONT NA | 5.6156
| ZBVB4 | LED 24V VERM | 9.0228
| ZBY0101 | LEG 8X27 | 0.8446
| ZBY2166 | PORT ETIQ C- LEG ARRET-MARCHE | 1.8025
| ZBY6H102 | ETIQ BR-AM VIRG | 2.2248
| ZB6AGQ | CAB BOT ROT CH 3 POS RET RED | 33.6027
| DL1CJ0246 | LAMP BA 9s LED AZUL 24V | 24.7551
| XKMA991 | BLOCO CONT STANDARD | 274.296
| ZB4BA432 | CAB BOT FACE O | 7.9619
| ZB5AK1213 | CAB BOT ROT LUM 2P BRANCO | 20.907
| ZBY2147 | PORT ETIQ C- LEG C- LEG I | 1.8025
| K30E003WP | COMUT 32A | 66.7337
| VW3A5104 | INDUTANCIA MOTOR 3 X 215 A | 840.528
| XVLA245 | SIN LED 8MM 48 VCC AM | 9.7768
| XDAV11131 | MANIP ANALOG | 363.924
| ZB4BG03 | BOT CHAV 3 POS | 69.5991
| RHN412M | RELE AUTOMAT | 111.76
| ZB4BVG5 | BL SIN LED AMARELO 48-120V | 17.1907
| XACA983 | GUARDA PROTECTORA | 13.3694
| ZB4BK1443 | CAB BOT ROT LUM 2P VERM | 24.6541
| ZBY2185 | PORT ETIQ C- LEG AUTO-O-MAIN | 1.8025
| XD2LC21 | MANIP 2 DIR | 312.598
| XACB02 | CX VAZIA P- 2 BOT | 70.1224
| ZA2BV04 | CAB SIN VERM | 6.4684
| ZB5AR216 | CAB COG 60MM HEMIS PRETO | 26.6337
| XACA06 | BOTON VAZIA P- 6 BOT | 65.4565
| XVBC38 | EL LUM AMAR | 41.5914
| ZB4BW37 | CAB BOT FAC LUM TR | 9.7644
| XPER510 | PEDAL LAR NA-NF | 208.335
| ZBY2366 | PORT ETIQ C- LEG STOP-START | 1.8025
| XD2CD1111 | MANIP 4D-1NA-NF-DIR | 204.05
| XD2CL3030 | MANIP 2D-1NA-NF-DIR | 119.757
| K1B002A | COM 2P 12A 0-1 | 18.1383
| ZB5AW0B53 | BL LUM LED AMAR 2NA 24VCA-CC | 21.012
| ZB6AGA | **CAB BOT ROT CH 2 POS FIX RED | 34.744
| XVBC6M3 | ELEM LUM FLASH VERD 230V | 155.7319
| XALD103 | BOTON 1 NA START | 24.5037
| ZB4BK1763 | CAB BOT ROT LUM 3P AZUL | 25.0682
| ZB5AA26 | CAB BOT ENCASTR PRET | 16.9116
| ZB4BK1813 | CAB BOT ROT LUM 3P BRANCO | 25.0682
| ZB5AW0B33 | BL LUM LED VERD 2NA 24V | 21.012
| ZBA343 | CAPS UP | 1.3802
| XB4BVB4EX | SIN LUM EX VERM 24VCA-CC | 45.771
| XB5AK125M5 | BOT ROT LUM 2P AMAR NA+NF 230-240V | 52.4291
| ZB4BV18B6 | BL SIN LED INT AZUL 24 V | 31.6107
| ZB4BVJ5 | BL SIN LED AMARELO 12V | 13.4724
| ZB5AW0B41 | BL LUM LED VERM NA 24V | 16.1772
| K30H014UP | COMUT INV 2P 4POL 32A | 93.5755
| 9001K3L38GH13 | BOT LUM BA9S 120V VERD NA-NF | 91.1323
| K1C003N | BL COMUT 3P UNIP 12A FIX FRONT 22MM | 20.2601
| DL1EDMS | LAMP INCAND BA15D 5W 230VCA-CC | 2.2927
| KAXZ1S131 | MAN COMUT CHAV | 19.6318
| XAPE304 | ESP 72x171MM | 32.9909
| ZB6AF0 | CAB BOT LUM FACE RET S- CAPS RED | 7.8073
| DL1CJ0245 | LAMP BA 9s LED AMAR 24V | 24.7551
| XACA471 | BOTON PENDENTE | 98.4474
| ZB4BA6 | CAB BOT FACE AZUL | 6.6847
| XKDZ909 | ACESS COMBIN | 26.741
| XBKP61230G32E | PRE-SEL LCD 230V | 258.221
| ZB5AW0B15 | BL LUM LED BR NA+NF 24V | 21.012
| ZB6DW5 | CAB BOT LUM FACE AMAR RECT | 8.7365
| ZA2BV033 | CAB SIN VERD | 6.4684
| ZB4BW0B55 | BL LUM LED AMAR NA+NF 24V | 22.1759
| ZB5AW34 | CAB BOT FAC LUM VERM | 9.1392
| ZBA4 | CAPS VERM | 0.9579
| K1A001A | COMUTADOR | 16.7581
| ZB4BA335 | CAB BOT FACE SETA | 7.9619
| ZB4BR3 | CAB COG VERDE 60MM | 26.5327
| ZB5AW37 | CAB BOT FAC LUM INCOL | 9.1392
| ZB5AL1 | CAB BOT SAL BRANCO | 8.272
| XVBL1B6 | BAL LUM INT AZUL LED 24V | 212.9484
| ZB5AV033 | CAB SIN LED VERDE | 4.9368
| ZBP0A | PROT CAB BOTAO TRANSP. | 2.4411
| 9001G8 | BOT VERDE 30MM | 5.7267
| RUMC32F7 | REL RUM 3NA/NF 10A CILIN +LTB+LED 120VAC | 16.7458
| XB4BS9445EX | BOT EX PAR EMERG 40MM VERM NF+NA CHAV | 156.926
| XB5AS8445 | BOT COG VERM 40MM | 39.4304
| XY2SB724 | KIT PEDESTAL MET P/ POSTO CMD BI-MAN | 1074.656
| ATV650D11N4E | ATV650-11kW-380-480V IP55 C/ INT. | 2322.1785
| XACB921 | CABECA BOT PRO | 2.9664
| XB5AW31B1 | BOT LUM FAC BR NA+NF LED 24VCA/CC | 30.0492
| ZBY9320 | ETIQUETTE EMERGENCY STOP 3D | 3.399
| ZBE503 | Bloco contacto NA alta intensidade | 14.6652
| ZB5AW0G41 | BL LUM LED VERM NA 48/120VCA | 21.012
| RXG23B7 | RELE INTER 2 NA/NF 5A 24VCA | 9.9889
| XVUC25 | ELEM LARAN LED 24VDC | 49.2237
| XB4BL42 | PULS. SALIENTE 'NC' VERMELHO | 20.4764
| RE22R2MMW | TEMPO MULTIF 2NA 12-240VAC/DC | 108.6053
| XVLA223 | SINAL LED 8MM 12VCC VERD | 9.7768
| XACD24P3231 | BOTON PENDENTE | 319.7532
| ZB2BY4001 | ETIQUETA VIRGEM | 16.4491
| ATV650D90N4 | ATV650-90kW-380-480V IP55 S/ INT. | 9590.597
| XVR3B05 | FAROL ROT 100MM IP23 LED LAR 12VCC | 228.4519
| XB4BD21 | SEL ROT MAN CURTA 2 POS FIX NA | 21.5373
| RUMC31ED | REL RUM 3NA/NF 10A CILIN +LTB-LED 48VDC | 15.9176
| RXG23BD | RELÉ INTER 2 NA/NF 5A 24VCC | 7.1811
| XB4BVBG3EX | SIN LUM EX LED VERD 24-120VCA/CC | 51.7019
| RUMC21B7 | REL RUM 2NA/NF 10A CILIN +LTB-LED 24VAC | 12.3826
| ZB5AG0D | BOT CHAV ESP 3 POS FIX | 41.511
| SSP1A475BDT | RELE ESTATICO | 78.2903
| SSM1A112P7 | REL EST 1 CAN 12A 200/265VAC 24/280VAC C | 70.6394
| RM22LA32MR | REL NIV 24/240VCA/CC 2NA/NF SOND | 98.8285
| RM22UA33MT | REL CONT SOBRET 1F 15V 500VAC/DC 2C/O | 161.5596
| RM22JA21MR | REL CONT SOBREINT 4mA A 24/240CC/CA 2 N | 125.3612
| RM22TU23 | REL CONT SEQ e FASE | 102.2625
| RUZSF3M | BASE RUMF2/3 BORN SEPAR | 8.2214
| ATV320U11N4B | ATV320- 1,1 kW-400V-TRIF. BOOK | 503.4516
| RXG12P7 | RELÉ INTER 1 NA/NF BOT T 10A 230VCA | 10.7161
| ZBY9120 | ETIQ 3D PARAGEM DE EMERGENCIA 60MM | 3.605
| ZB5AC680 | CAB BOT IMPULS AZUL ESCURO AMB SEV 22MM | 18.8088
| VW3A3600 | MOD.ADAPT. C.COMUNIC. ATV320 COMPACTO | 47.7568
| RE22R1MYMR | TEMPO MULTIF 1NA 24-240VAC/DC | 103.4038
| ATV320U40N4B | ATV320- 4 kW-400V-TRIF. BOOK | 783.132
| ZB5AZ021 | KIT MONTAGEM EMBUTIDA XB5 BOT e SIN | 8.9352
| ATV930C31N4C | ATV930-315kW-380-480V IP00 - S/ U.TRA. | 25855.266
| RM22TG20 | REL FALT SEQ FASE 183/528VCA 2NA/NF | 61.2767
| K1H014NLH | COM BIP 2P 12A | 87.447
| ATV320U15N4B | ATV320- 1,5 kW-400V-TRIF. BOOK | 540.645
| ATV12H018M3 | ATV12-0.18KW-240V-TRIF | 221.8414
| XB4BD912R1K | POTENCIÓMETRO XB4 R1K | 83.7081
| RE22R2CMR | TEMPO FUNC C 1NA/NF 24-240VAC/DC | 164.8926
| RE22R1AMR | TEMPO MULTIF 1NA 24-240VAC/DC | 136.2793
| SSP1A125M7T | RELE ESTATICO | 63.4583
| ATV630C25N4 | ATV630-250kW-380-480V IP00 | 20008.3914
| ZB5AZ023 | KIT MONTAGEM EMBUTIDA XB5 BOT e SIN e1 L | 8.9352
| RE22R1MAMR | Tempo. Retardo a la conexión | 78.8507
| XB4BK133B5 | BOT ROT LUM AMAR 3P NA+NF 24VCA/CC | 46.0863
| ZBRA2 | Antena pasiva para Access point | 45.8082
| ATV320U06M2B | ATV320- 0,55 kW-240V-MONO BOOK | 314.2212
| RM22TA33 | REL CONT ASSIMETRIA 3F 380/480VAC 2 C/O | 64.7107
| ATV320U02M2B | ATV320 0,18KW 200V 1PH BOOK CONTROL VARI | 295.1268
| ATV320U04M2B | ATV320 0,37KW 200V 1PH BOOK CONTROL VARI | 309.1314
| ATV320U04N4B | ATV320 0,37KW 400V 3PH BOOK CONTROL VARI | 372.9732
| ATV320U06N4B | ATV320 0,55KW 400V 3PH BOOK CONTROL VARI | 429.5832
| ATV320U07M2B | ATV320 0,75KW 200V 1PH BOOK CONTROL VARI | 328.2258
| ATV320U07N4B | ATV320 0,75KW 400V 3PH BOOK CONTROL VARI | 456.6744
| ATV320U11M2B | ATV320 1,1KW 200V 1PH BOOK CONTROL VARIA | 350.1048
| ATV320U15M2B | ATV320 1,5KW 200V 1PH BOOK CONTROL VARIA | 387.09
| ATV320U22M2B | ATV320 2,2KW 200V 1PH BOOK CONTROL VARIA | 494.139
| ATV320U30N4B | ATV320 3KW 400V 3PH BOOK CONTROL VARIATE | 693.7112
| 9001KR24BH13 | BOT CDG 35MM IMP NA-NF | 51.6009
| VW3A4556 | INDUTANCIA DE LINHA 100 A | 723.5072
| ZB5AG09 | CAB BOT CHAV 3 POS FIX | 37.0367
| RXM2AB1B7 | REL MIN 12A 2NA-NF 24VCA | 7.07
| RXM2AB1BD | REL MIN 12A 2NA-NF 24VCC | 7.07
| RXM2AB1E7 | REL MIN 12A 2NA-NF 48VCA | 8.1103
| RXM2AB1ED | REL MIN 12A 2NA-NF 48VCC | 7.8073
| RXM2AB2JD | REL MIN 12A 2NA-NF C-LED 12VCC | 8.2214
| RXM3AB2BD | REL MIN 10A 3NA-NF C-LED 24VCC | 8.4234
| RXM4AB1F7 | REL MIN 6A 4NA-NF 110VCA | 8.0093
| RXM4AB2FD | REL MIN 6A 4NA-NF C-LED 110VCC | 9.7768
| RUZC200 | BRAC MET FIX REL RU | 1.5655
| XVR13B05L | FAROL ROT 130MM IP66 C/ LED LAR 24V | 206.652
| 9001KP35G9 | SIN BA9S VERD 24VCA/CC | 61.4787
| XKBZ907 | GUIA ALAVANCA | 8.503
| ZB6ZB35B | BL LUM NA+NF LED VERD 12-24V | 20.1798
| ZB5AV07S | CAB SIN INC ESTR P- BA9S | 6.006
| ZB4BH43 | CAB BOT LUM ENCR SAL VERM | 28.428
| ZB6YCE3 | CAPS S-MARC V | 1.3534
| XACA2813 | BOTON PENDENTE | 87.7354
| ZB2BY2917 | ETIQUETA C/FIGURA | 1.3802
| XACA009 | ENCRAV | 3.1827
| XD2AC201 | MANIPULADOR 2 DIR | 146.839
| XD2GA8421 | MANIP 4D-1POS-1NA-DIR | 142.417
| XVBC020 | TAPA TUBO 100MM | 14.839
| XVBC07 | BASE P- FLASH+PIN | 49.0177
| ZB4BW051 | BL LUM NA TRANSF 400V | 50.7069
| ZB4BW061 | BL LUM NA AL DIR | 13.7917
| VZ1L040U600T | INDUTANCIA LINHA | 659.0745
| XVBC9M | ELEM SONORO 120-230V | 136.1783
| XVBL0B7 | BAL LUM INC LED 24V | 130.5627
| ZB2BY2303 | ETIQUETA | 2.1218
| ZB4BW0B53 | BL LUM LED AMAR 2NA 24V | 22.1759
| ZB4BW0G33 | BL LUM LED VERD 2NA 48-120V | 27.1611
| ZBA6 | CAPS AZUL | 0.9579
| ZBZ001 | PORTA-ETIQ | 1.3802
| ZB4BV5D1 | BL SIN LED BA9S 400V BRANCO | 60.5743
| ZB5CW353 | CAB BOT FAC LED Q AMARELO | 12.291
| ZBY2164 | PORT ETIQ C- LEG AUTO-MAIN | 1.8025
| XAPM3204 | CX MET 4 FUR | 72.5635
| XKBZ1547 | POTENC 4700 OHMS | 350.889
| ZB2BY2922 | ETIQUETA C/FIGURA | 1.3802
| ZB4BW163 | CAB BOT SAL LUM AZUL | 12.8338
| K1E005NX | BLOCO 5P 12A | 25.8839
| XD2GA8211 | MANIP 2D-1POS-1NA-DIR | 110.132
| ZB5AA14 | CAB BOT FACE BRANCO | 13.7598
| ZB4BW113 | CAB BOT SAL LUM BRANCO | 12.8338
| ZB6E1B | CONT ADIC NA | 4.6864
| XALD215 | BOTON NA+NF START-STOP | 38.5117
| XB4BK124M5 | BOT ROT LUM 2P VERM NA+NF 230-240V | 55.348
| ZB4BD4 | CAB BOT ROT 2 POS RET | 13.938
| ZB5AVB3 | BL SIN LED VERD 24V | 11.2404
| K63D004HP | COMUT INT 2P 4POL 63A | 117.7599
| XD2GA8241 | MANIP 2D-2POS-2NA-DIR | 156.464
| ZB4BH04 | CAB BOT ENCR FACE VERM | 13.2664
| XALD114 | BOTON 1 NF STOP | 24.5037
| XALD361B | BOTON NA+NF =MARCHE-ARRET= +SIN 24V | 58.7718
| XB4BK123G5 | BOT ROT LUM 2P VERD NA+NF 48-120V | 49.5203
| XKBZ943 | CONJ ENCRAVAMENTO | 8.954
| RHN412J | RELE AUTOM | 105.4844
| XACA9412 | BOTAO PRETO | 4.7792
| XB5AVM4 | SIN LED VERM 230-240V | 26.7954
| XD2GA82417 | MANIP 2D-2POS-2NA-DIR | 157.828
| ZB4BD922 | CAB P- POT 6,35MM | 64.1855
| DL1BA048 | LAMP INC BA15D 48V | 11.3506
| DL1BA160 | LAMP INC BA15D 160V | 11.3506
| DL1BEB | LAMP BA15D 7W-24V | 5.8277
| XAPM3504 | CX MET 4 FUR | 77.2294
| XD2CC3030 | MANIP 2D-1NA-NF-DIR | 118.514
| XVLA344 | SINAL LED 48V VERM | 13.837
| ZB4BH13 | CAB BOT LUM ENCR SAL BRANCO | 28.428
| ZB6AA2 | CAB BOT FACE PRET RED | 8.4234
| XVBL0B6 | BAL LUM AZUL LED 24V | 130.5627
| ZB2BY4902 | ETIQUETA C/FIGURA | 1.3802
| ZB4BW343 | CABEZA PULS.RASANTE ROJO | 10.8253
| ZB6AGE | CAB BOT ROT CH 3 POS FIX RED | 33.6027
| KBA1S | PUNHO P-COMUT | 38.5117
| ZB4BS934 | CAB COG CH VERM 30MM | 50.0354
| ZB5AZ901 | PORCAS FIX | 0.5304
| ZB5AW0M45 | BL LUM LED VERM NA+NF 230-240V | 32.0484
| ZB6YG095 | LAMP NEON 110-230V | 2.9088
| XACA207 | BOTON PENDENTE | 72.5635
| XPEM329 | INTERRUPTOR PEDAL | 412.863
| XALK178F | BOTON PAR EMERG 2NF | 41.9107
| ZB4BVB5 | BL SIN LED AMAR 24V | 12.2055
| RSL1PRJU | REL ESTR+BAS TERM MOLA 6A 1NA/NF 12VCC | 17.7861
| RSLZRA4 | BAS TERM MOLA P/ REL B4ND 230V | 10.8171
| XACB491 | BOTON PEND 4 BOT | 263.6388
| XACB881 | BOTON PEND 8 BOT | 217.3815
| XACB901 | CAPSULA COR | 0.7416
| XVBL1M4 | BAL LUM INT VERM LED 230V | 177.4772
| XVBL8M7 | BAL LUM FLASH INC 230V | 204.626
| ZALVB1 | BL LED BR 24V | 9.746
| ZB2BY2924 | ETIQUETA C/FIGURA | 1.3802
| ZB2BY4907 | ETIQUETA C/FIGURA | 1.3802
| ZB4BH63 | CAB BOT LUM ENCR SAL AZUL | 28.428
| ZB4BJ3 | CAB BOT ROT 3 POS FIX | 14.008
| ZB4BP1 | CAB BOT BRANCO PROT SILIC | 11.1446
| ZB5AG214 | BOT CHAV 2 POS FIX | 69.387
| ABS2EC01EB | INTERFACE | 53.141
| XACA2114 | BOTON PENDENTE | 87.8384
| ZB4BR2 | CAB COG PRETA 60MM | 26.5327
| ZB5AV053 | CAB SIN LED AMARELO | 4.9368
| DL1BA030 | LAMP. BA15D 30V | 9.1258
| DL1BLE | LAMP BA15D 10W-48V | 4.1612
| ATSU01N232LT | ATSU01 32A 200-480V TRI | 390.966
| ATS01N222QN | ATS01 22A 380-415V TRI | 262.548
| ATS01N232LU | ATS01 32A 200-240V TRI | 384.642
| ATS01N232RT | ATS01 32A 440-480V TRI | 400.7682
| ATS01N109FT | ATS01 9A 110-230V MONO 200-480V TRI | 130.9884
| XALD104 | BOTON 1 NA MARCHE | 24.5037
| ZB4BA331 | CAB BOT FACE I | 7.9619
| ZB5AVB5 | BL SIN LED AMAR 24V | 11.2404
| ZB4BK1363 | CAB BOT ROT LUM 3P AZUL | 23.1997
| XACB1201 | CX VAZIA P-12 BOT | 118.3985
| XALD311 | BOTON 2NA+NF AV-ARRET-AR | 52.8287
| XB5AVB5 | SIN LED AMAR 24V | 15.9732
| XB5AW35M5 | BOT LUM AMAR NA+NF LED 230-240V | 41.5038
| XB5DT1S | PORTA FUS | 21.527
| XB5KSB | BESOURO 24V | 102.6766
| XD2AC221 | MANIPULADOR | 134.035
| XD2CL1111 | MANIP 4D-1NA-NF-DIR | 157.828
| XPEA111 | INTERRUPTOR PEDAL | 63.4542
| K10H014UCH | COMUT INV 2P 4POL 10A | 60.5743
| ZB5AA145 | CAB BOT FACE PRET GRAV T | 7.14
| ZB4BG09 | CAB BOT CHAV 3 POS FIX | 39.5314
| ZB5AD303 | CAB BOT ROT VERD 3 POS FIX | 15.0246
| DL1CS3220 | LAMP.NEON BA9S-220V | 10.6151
| KAA1S | MAN P- COMUT | 40.6335
| XAPE905 | PROT TRAS XAPE305 | 20.5794
| XVBC4B8 | ELEM LUM INT AMAR 24VCA-24-48VCC | 111.3121
| XVBL0M6 | BAL LUM AZUL LED 230V | 134.4108
| XVBL4B5 | BAL LUM INT LAR 24VCA-24-48VCC | 119.3214
| ZB4BA3 | CAB BOT FACE VERD | 6.6847
| ZB4BA48 | CAB BOT FACE TRANSP VERM | 9.7644
| ZB4BV063 | CAB SIN LED AZUL | 5.4075
| ZB4BVG3 | BL SIN LED VERDE 48-120V | 17.1907
| ZB4BW133 | CAB BOT SAL LUM VERDE | 12.8338
| ZB5AC5 | CAB COG AMAR 30MM | 12.7967
| ZB5AG02D | BOT CHAV 2 POS FIX | 40.8848
| ZB5AP6 | CAB BOT AZUL PROT SILIC | 9.9858
| ZB5AW343 | CAB BOT FAC LUM VERM | 9.8736
| ZB5AZ103 | BL CONT 2 NA | 12.189
| ZB5CA4 | CAB BOT FACE Q VERM | 8.619
| ZB5SZ5 | OBT PLAST 22MM Q | 2.8356
| ZB6Z3B | BL CONT 2NA | 9.8879
| ZBA434 | CAPS STOP | 1.3802
| LA9RM201 | SONDA P-RM21A | 40.898
| ZB5AW7A1715 | CAB BOT DUPL FAC BRAN+/PRET-+VIS SIN | 19.0385
| XACA881 | BOTON PENDENTE | 182.8971
| ZB4BG5 | CAB BOT CHAV 3 POS FIX | 39.7435
| ZB6AV8 | CAB SIN LAR RED | 5.555
| DL1BEE | LAMP BA15D 7W-48V | 9.3627
| XAPA1110 | CX ISOL 1 FUR | 48.5851
| XAPM24 | CX METALICA S-FUR | 56.444
| XD2AC202 | MANIPULADOR 2 DIR | 203.489
| ZB5AA44 | CAB BOT FACE VERM | 13.7598
| ZB5AG4 | CAB BOT CHAV 2 POS FIX | 35.0571
| VZ1L530U045T | INDUCT LIN C41-C48N | 3240.783
| XALD225 | BOTON NA+NF START-STOP | 40.2112
| XB4BVM1EX | SIN LUM EX LED BR 240VCA | 71.0535
| ZB4BA7120 | CAB BOT DUPL FACE BRAN/PRET | 14.8773
| VW3A9804 | Platina de montagem calha DIN L= 35mm | 56.1435
| ZB5AK1813 | CAB BOT ROT LUM 3P BRANCO | 23.0987
| XAPM2204 | CX MET 4 FUR | 63.551
| XVBC030 | TAPA TUBO 400MM | 24.816
| ZB4BP18 | CAB BOT PROT TR BRANCO | 14.9556
| ZB5AK1333 | CAB BOT ROT LUM 3P VERDE | 21.1191
| ZB5AZ009 | ARO FIX PLAST | 2.7068
| XBKT70000U00M | TOT MEC 24VCC 7 DIG | 46.1873
| RHN412G | RELE AUTOMAT | 112.057
| XACF0011 | BOTON PENDENTE | 950.6694
| ZB4BW0B12 | BL LUM LED BR NF 24V | 17.1907
| ZBA639 | CAPS R | 1.3802
| XACA05 | BOTON VAZIA P- 5 BOT | 58.7718
| XACA2113 | BOTON PENDENTE | 84.5527
| XALD363M | BOTON NA+NF =I-O= +SIN 230V | 58.7718
| XAPM2503 | CX MET 3 FUR | 57.9272
| XB4BVM1 | SIN LED BR 230-240V | 28.428
| XB5AA831 | BOT REARME VERD | 10.403
| XBKP62230G32E | PRE-SEL LED 230V | 306.0748
| RSL1PVEU | **REL ESTR+BAS TERM PAR 6A 1NA/NF 48VCC | 17.8972
| RSLZVA2 | BAS TERM PARAF P/ REL B4ED/ND | 10.1909
| ZB2BY2330 | ETIQ EMERG STOP | 2.1218
| ZB4BA18 | CAB BOT FACE TRANSP BR | 9.7644
| ZB4BA5 | CAB BOT FACE AMARELO | 6.6847
| ZB4BC3 | CAB COG VERDE 40MM | 14.1501
| ZB4BG2 | CAB BOT CHAV 2 POS FIX | 37.8649
| ZB4BH33 | CAB BOT LUM ENCR SAL VERDE | 28.428
| ZB4BW513 | CAB BOT FAC PROT SIL LUM BRANCO | 12.2055
| ZB4BW533 | CAB BOT FAC PROT SIL LUM VERDE | 12.2055
| ZB4BW563 | CAB BOT FAC PROT SIL LUM AZUL | 12.2055
| ZB5AA48 | CAB BOT FACE TRANSP VERM | 9.1392
| ZB5AC24 | CAB COG PRETO 30MM | 16.7458
| ZB5CV033 | CAB SIN LED Q VERDE | 6.868
| RSLZ5 | FOLHA 64 ETIQ P/RSL | 7.1811
| RSL1PVBU | REL ESTR+BAS TERM PAR 6A 1NA/NF 24VCC | 16.9579
| XALD211H29 | BOTON NA+NF START-STOP | 38.5117
| ZB4BP48 | CAB BOT PROT TR VERM | 14.9556
| ZB6DA5 | CAB BOT FACE AMAR RECT | 9.174
| XACA281 | BOTON PENDENTE | 86.4685
| XACA671 | BOTON PENDENTE | 121.4782
| XB2SL42009 | CX ALUM 8 FUR | 255.0383
| XBKP61130G30E | PRE-SEL LCD 24VCC 6DIG | 203.6928
| XD2CC1010 | MANIP 2D-1NA-NF-DIR | 118.514
| XENG3781 | BLOCO CONTACTOS | 38.4087
| ZB4BG4 | CAB BOT CHAV 2 POS FIX | 37.976
| ZB4BH033 | CAB BOT LUM ENCR FACE VERDE | 20.2601
| ZB4BL4 | CAB BOT SAL VERM | 8.5902
| ZB4BP3 | CAB BOT VERDE PROT SILIC | 11.1446
| ZB4BR4 | CAB COG VERM. 60MM | 26.5327
| ZB4BT2 | CAB COG PRETA 40MM | 27.4619
| ZB5AG410 | BOT CHAVE 2 POS FIX | 69.387
| ZB5AV6 | CUERPO PIL.LUM.250V DIRECTA | 7.8846
| ZB5AW065 | BL LUM NA+NF AL DIR | 17.7582
| ZB5AW0M55 | BL LUM LED AMAR NA+NF 230-240V | 32.0484
| ZB5AW143 | CAB BOT SAL LUM VERM | 11.8728
| ZB5AZ104 | BL CONT 2 NF | 12.189
| ZBY02304 | LEG 8x27 STOP | 1.1639
| ZBA708 | PROT SILIC P/ BOT DUPL A FACE | 6.2016
| XACA9416 | BOTAO AZUL | 4.7792
| ZB4BK1343 | CAB BOT ROT LUM 3P VERM | 23.1997
| ZB5CV043 | CAB SIN LED Q VERM | 6.868
| ZBV014 | VIS SIN VERM | 1.5965
| ZB5AG3D | BOT CHAV 3 POS FIX | 41.511
| ZB6CD02 | BOT ROT LUM 2 POS Q | 10.302
| ZBY5102 | ETIQ 18X27 | 1.1639
| ABR1S302B | INTERFACE 24V | 46.222
| XACB121 | BOTONEIRA PEND VAZIA 12 FUROS 2 COL 6 | 110.8692
| XPEM410 | INTERROPTOR PEDAL | 228.976
| ZB4BG212 | CAB BOT CHAV N 421 2 POS FIX | 73.2351
| ZB6CW4 | CAB BOT LUM FACE VERM QUAD | 8.7365
| ABR1S618B | INTERFACE 24V | 62.997
| XACS101 | CORPO CONTACTO | 20.0541
| ZB4BC24 | CAB COG PR 30MM | 18.5133
| ZB4BZ104 | BL CONT 2 NF | 13.3694
| ZBY02103 | LEG 8x27 MARCHE | 1.1639
| RSL1PVFU | REL ESTR+BAS TERM PAR 6A 1NA/NF 60VCC | 17.8972
| RSLZVA3 | BAS TERM PARAF P/ REL B4ND 110V | 10.1909
| XACA971 | ANEL INFERIOR | 10.1867
| XALD144 | BOTON 1 NA O-I | 41.7974
| XB4BW35B5 | BOT LUM AMAR NA+NF LED 24V | 32.7849
| XKBZ915 | PUNHO HOMEM MORTO | 81.686
| XVBL0M4 | BAL LUM VERM LED 230V | 111.6252
| ZB4BT84 | CAB COG VERM 40MM | 26.3206
| ZB4BV4 | BL SIN TRANSF 230-240V | 41.4781
| ZB4BVG4 | BL SIN LED VERM 48-120V | 17.1907
| ZB5AW0B55 | BL LUM LED AMAR NA+NF 24V | 21.012
| ZB5AW353 | CAB BOT FAC LUM AMARELO | 9.8736
| ZB5CA3 | CAB BOT FACE Q VERDE | 9.295
| ZB6EB4B | LED VERM 12-24V | 10.7161
| RHN422B | RELE AUTOMAT 24V | 134.937
| XVLA333 | SINALIZADOR LED12V | 13.837
| ZB4BK1743 | CAB BOT ROT LUM 3P VERM | 25.0682
| 9001KS43K5R | CAB BOT ROT 3 POS FIX C- CHAV | 83.325
| RHZ33 | BL ANTI-PAR | 27.874
| XACB6913 | BOTON PEND | 381.924
| XAPE901 | PROT TRAS XAPE301 | 4.9852
| XB5AVM3 | SIN LED VERD 230-240V | 26.7954
| ZB5AG6 | CAB BOT CHAV 2 POS RET | 37.5518
| ZBE102 | CONT ADIC 1 NF | 5.0882
| ZB6CF5 | CAB BOT LUM FACE RET AMAR QUAD | 9.1506
| XB4BG03EX | BOT EX ROT C- CHAVE 3POS FIX NA+NA | 128.169
| XB5AL84101 | PULS.SAL.COR.REARME ROJO ( O ) | 11.7564
| ZB4BW363 | CAB BOT FAC LUM AZUL | 10.8253
| ZBA432 | CAPS O | 1.3802
| NSYSM18630 | ARM MET MON IP55 1800X600X300 S/ PLAT | 817.4974
| NSYSM18860P | ARM MET MON IP55 1800X800X600 C/ PLAT | 1439.5111
| NSYSM2010402D | ARM MET MON IP55 2000X1000X400 2P S/PL | 1271.1282
| NSYSM2016502DP | ARM MET MON IP55 2000X1600X500 2P C/PL | 2378.2769
| NSYSM2016602DP | ARM MET MON IP55 2000X1600X600 2P C/PL | 2460.2667
| NSYSM20630 | ARM MET MON IP55 2000X600X300 S/ PLAT | 960.7487
| NSYSM20630P | ARM MET MON IP55 2000X600X300 C/ PLAT | 1119.8769
| NSYSM20850 | ARM MET MON IP55 2000X800X500 S/ PLAT | 1154.5641
| NSYSM20850P | ARM MET MON IP55 2000X800X500 C/ PLAT | 1380.0513
| NSYSM20860 | ARM MET MON IP55 2000X800X600 S/ PLAT | 1339.4778
| NSYSF20640P | ARM MET COMB IP55 2000X600X400 C/ PLAT | 1241.9179
| NSY2SP204 | 2 PAIN LAT A2000XP400 P/ARM SF FIX EXT | 263.5333
| NSYGB140 | 2 PERFIS P/MONT EM BASTIDOR | 15.2667
| NSYSC1250 | TEJADILHO P/ARM SF/SM L1200XP500MM | 321.2444
| NSYSFPSC30 | KIT FIX POSTE P/ARM CRN L300MM | 89.559
| NSYSC640 | TEJADILHO P/ ARM SF/SM L600XP400MM | 194.0222
| NSYSC660 | TEJADILHO P/ ARM SF/SM L600XP600MM | 231.2
| NSYCRN64250P | ARM MET PORT OP IP66 600X400X250 C/PL | 209.5179
| NSYSC1060 | TEJADILHO P/ ARM SF/SM L1000XP600MM | 302.0333
| NSYSC1050 | TEJADILHO P/ARM SF/SM L1000XP500MM | 276.2889
| NSYSUCR65200 | 2 PERF MONT UNIV 65X2000 P/ ARM SF/SM | 173.6111
| NSYSPBC36 | 2 PAIN LAT 300X600 P/CAM BARR ARM SF | 231.2
| NSYCSHB2012 | CHAS DIST MOD C/ ZON BARR A2000XL1200 | 840.8778
| NSYTLG | ENTR CABOS 495X220MM P/ ARM CRNG | 45.4444
| NSYSMHR16 | 2 PERF HORIZ ADAPT L1600MM P/ ARM SM | 94.0667
| NSYSBM15208 | CX IND METAL A150XL200XP80MM IP66 IK10 | 67.1
| NSYSF2012502DP | ARM MET COMB IP55 2000X1200X500 2P C/P | 2187.4222
| NSYAMRD29357TB | PERF DIN SIM 35X15MM 275MM P/ TBS/TBP | 6.0111
| NSYAMRD16155TB | PERF DIN SIM 15X5MM 150MM P/ TBS/TBP | 7.6111
| NSYAMRD11357TB | PERF DIN SIM 35X7,5MM 105MM P/ TBS/TBP | 3.9429
| NSYTBP1176 | CX IND PC IP66 116X74X62 TAMP OP BX | 12.7222
| NSYSC650 | TEJADILHO P/ ARM SF/SM L600XP500MM | 218.5111
| NSYRSW31 | BAST BASC 19p N/ CENTR 31U A1600XL800 | 912.8667
| NSYSFPSC40 | KIT FIX POSTE P/ARM CRN L400MM | 101.9889
| NSYSFPSC50 | KIT FIX POSTE P/ ARM CRN L500MM | 109.4778
| NSYRCINT | INT PORTA 10A - NA+NF P/ BAST 19POL | 51.9692
| NSYCRN86250P | ARM MET PORT OP IP66 800X600X250 C/PL | 431.6513
| NSYTHL455PLM | FECHO C/ CHAV 455 P/ ARM PLM | 26.8444
| NSYSUCR90160 | 2 PERF MONT UNIV 95X1600 P/ARM SF/SM | 184.8444
| NSYSUCR90200 | 2 PERF MONT UNIV 95X2000 P/ARM SF/SM | 196.3111
| NSYBTACRNG140 | FECH COMPL P/ ARM NSYCRNG1410300D | 411.8111
| NSYTSPV450 | TAMP SUPER PERFURADA | 67.4556
| NSY2SP228 | 2 PAIN LAT A2200XP800 P/ARM SF FIX EXT | 399.1
| NSYDLCR64 | CHAS 4X16 MOD ARM A600XL400XP150-200MM | 134.4718
| NSYMPC456 | PAIN MET FIX A450XL600MM P/ARM SF/SM | 70.6667
| NSYMPC156 | PAIN MET FIX A150XL600MM P/ARM SF/SM | 56.6143
| NSYCNOH123 | KIT CNOMO P/ MANIP ARM SF/SM | 119.8
| IMT36185 | ENTRADA CABO RAPIDA M50 | 10.7222
| NSYSF22660P | ARM MET COMB IP55 2200X600X600 C/ PLAT | 1478.6051
| AM1PA7050 | PLATINE 700X500MM | 61.3444
| NSYCRNG1210400D | ARM MET 2POR OP IP55 1200X1000X400 S/P | 717.6513
| AF1EA4 | PORCA CLIP 4MM | 0.35556
| NSYSPMP40120 | PLAT PARCIAL A397XL1100MM P/ ARM SM/SF | 217.5
| NSYSTMP6060 | PLAT PARC TELEQ 575X450 P/ ARM L600MM | 161.6222
| NSY2SP186 | 2 PAIN LAT A1800XP600 P/ARM SF FIX EXT | 267.1179
| NSYMP126 | PLAT MONT P/ ARM SF/SM A1200XL600MM | 147.5778
| NSY2SP185 | 2 PAIN LAT A1800XP500 P/ARM SF FIX EXT | 276.5667
| AF1CF56 | PORCA INDEX D5+D6 | 1.1286
| NSYBP188 | PAIN POST P/ ARM SF A1800XL800MM | 239.9556
| NSYCVAC100 | CAB LIG MOT VENT L=1M | 7.8
| NSYCCOTHCF | TERMOST 32/140 F 10A-250V CONT NF | 56.1778
| NSYNM4 | PORCA M4 | 0.85556
| IMT36184 | ENTRADA CABO RAPIDA M40 | 7.9795
| IMT36163 | TAMP OBTUR M20 | 1.5333
| NSYMDT | GUIA FURACAO PORT PARC P/ ARM SF | 335.5222
| NSYTEL1242EPL | MANIP C/ CHAV 1242E P/ARM PLM | 136.9333
| NSYSFD203 | PORT METAL P/ ARM SF A2000x300MM | 349.9
| NSYDCRNG108 | PORT P/ NSYCRNG108400 | 525.1444
| NSYNM5 | PORCA M5 | 2.0429
| NSYNM6 | PORCA M6 | 0.48889
| NSYSMHR6 | 2 PERF HORIZ ADAPT L600MM P/ ARM SM | 55.5111
| NSYSBM404012 | CX IND METAL A400XL400XP120MM IP66 IK10 | 129.0111
| NSYMM33SB | PLAT MET 300X300MM P/ CX SBM | 28.9222
| NSYSF20660M | ARM P/CONTR DE MOT A2000XL600XP600MM | 1220.5111
| NSYTBC366 | CAM BARR SUP A300XL600XP600 P/ARM SF | 857.2222
| NSYTLC | ENTR CABOS 130X245MM P/ARM SF | 16.3222
| NSYSMEB | 4 OLHAIS SUSP M12 P/ ARM SFX/SMX | 40.2564
| NSYSC840 | TEJADILHO P/ ARM SF/SM L800XP400MM | 240.2444
| NSYMUCH308 | PAIN MET BASC 72MOD A300XL800 P/ SF/SM | 77.3111
| NSYCEJ | JUNT P/ ENTR CAB - 4X1MT AUTOADESIV | 21.5556
| NSYSF18860P | ARM MET COMB IP55 1800X800X600 C/ PLAT | 1495.7128
| NSYSFD188 | PORT METAL P/ARM SF A1800X800MM | 385.6615
| NSYSF201080P | ARM MET COMB IP55 2000X1000X800 C/ PL | 1958.6
| NSYSM2016402D | ARM MET MON IP55 A2000XL1600XP400 2 P | 1632.4103
| NSYSF14840 | ARM MET COMB IP55 1400X800X400 S/ PLAT | 1195.2889
| NSYSF18840T | ARM MET COMB IP55 1800X800X400 TR S/PL | 1500.2462
| NSYSF201080 | ARM MET COMB IP55 2000X1000X800 S/ PL | 1546.8923
| NSYSF20680 | ARM MET COMB IP55 2000X600X800 S/ PLAT | 1344.3333
| NSYSF2212802D | ARM MET COMB IP55 2200X1200X800 2P S/P | 2120.4333
| NSYSM1412402D | ARM MET MON IP55 1400X1200X400 2P S/PL | 1147.5795
| NSYSM1612402D | ARM MET MON IP55 1600X1200X400 2P S/PL | 1171.9077
| AM1PA8060 | Grille Telequick juxtap.800x600 | 65.3111
| NSY2SP168 | 2 PAIN LAT A1600XP800 P/ARM SF FIX EXT | 322.6222
| NSYDCRN64 | PORTA P/ ARM NSYCRN64 | 293.8222
| NSYDCRN43 | PORTA P/ ARM NSYCRN43 | 226.6889
| NSYDCRN54 | PORTA P/ ARM NSYCRN54 | 317.3556
| NSYSD12 | MESA COM 1200X1000X466MM S/PLAT 2 PORT | 1573.7889
| NSYTBP775 | CX IND PC IP66 74X74X54 TAMP OP BX | 10.0513
| NSYCRN44200P | ARM MET PORT OP IP66 400X400X200 C/PL | 140.2051
| NSYCRN88300P | ARM MET PORT OP IP66 800X800X300 C/PL | 566.4513
| NSYAS800 | SUP INF 800MM P/ BARRAM VERT P/ARM SF | 129.9222
| NSYCRNG126400 | ARM MET PORT OP IP66 1200X600X400 S/PL | 555.7436
| NSYCAF228R | FILTR SUBST P/ TECT VENTIL | 22.1641
| NSYMW10M | VISOR PLAST TRANSP 213X133MM IP55 | 45.8769
| NSYSPMP60120 | PLAT PARCIAL A597XL1100MM P/ ARM SM/SF | 208.4333
| NSYBP2010 | PAIN POST P/ ARM SF A2000XL1000MM | 291.0889
| NSYBP186 | PAIN POST P/ ARM SF A1800XL600MM | 202.1444
| NSYSPFC16100 | PED (FR+TR) 100MM P/ ARM SF/SM L1600MM | 440.8
| NSYTPLS5454A | TAMP ALT TR 95MM P/ CX PLS A540XL540 | 104.0667
| NSYST30M6S | PARAF AUTOROSCANTE TORX T30 M6X12MM | 0.2359
| NSYCCOTHDF | TERMOST 32/140 F 10A-250V CONT NA+NF | 83.4872
| NSYEB1510D6 | TRANCA P/ LIG A TERRA 10MM2 L150MM | 6.5
| IMT36183 | ENTRADA CABO RAPIDA M32 IP67 | 3.5667
| IMT36179 | ENTRADA CABO RAPIDA M12 IP67 | 1.5333
| NSYEC781 | ENTR CAB P/ARM SFP L700XP800MM 1 ENTR | 103.5
| NSYSDR100 | PERFIL SIMETR 35X15MM L990MM | 17.5667
| NSYSMBCE8 | JUNT FLEX P/ ENTR CAB - ARM SM L800MM | 59.2556
| NSYSMEC86 | ENTR CAB P/ ARM SM L800/1600XP600MM | 127.6
| NSYAEDPLA004 | DOBRAD 120? P/ARM PLA | 29.4256
| NSYSF1812602DP | ARM MET COMB IP55 1800X1200X600 2P C/P | 2013.0256
| NSYSFPA | 2 MONT ADAPT PRISMA P/ NSYSF | 201.6718
| NSYAEPZA | KIT IP54 P/ PED NSYZA | 11.2111
| NSYSF208602DP | ARM MET COMB IP55 2000X800X600 2P C/P | 1852.1111
| NSYSF2016502DP | ARM MET COMB IP55 2000X1600X500 2P C/P | 3196.2051
| NSYSUCR90140 | 2 PERF MONT UNIV 95X1400 P/ARM SF/SM | 182.9444
| NSYSPS3100SD | PED (PAIN LAT) 100MM P/ ARM CRN P300MM | 52.8
| NSYMM44SB | PLAT MET 400X400MM P/ CX SBM | 42.3
| NSYSBM20408 | CX IND METAL A200XL400XP80MM IP66 IK10 | 78.7222
| NSYSBM303012 | CX IND METAL A300XL300XP120MM IP66 IK10 | 89.7538
| NSYAEFPFSB | 4 PATILH FIX EXTER | 31.3333
| NSYAEDPLA001 | Guia interior porta PLA (conj. de 2) | 12.2667
| NSYSMDR | LIMIT ABERT PORTA MECAN P/ ARM SM | 65.1778
| NSYCFP60 | TRAV GUIA-CABOS L600MM P/ ARM SF/SM | 100.1889
| NSYBCE16 | 2 JUNT TIPO ESC P/ ENTR CABOS L1600MM | 83.4
| NSYHLCR50 | 2 PERF P/ CARG PES P500MM - MAX 525KG | 299.5222
| NSYSQCR90120 | 2 PERF MONT RAP 90X1200MM P/ ARM SF/SM | 113.8222
| NSYRC16 | 2 PAIN LAT P/ BAST FIXO CENTR A1600MM | 123.9444
| NSYSPMP40100 | PLAT PARCIAL A397XL900MM P/ARM SM/SF | 164.3
| NSYTBC336 | CAM BARR SUP A300XL300XP600 P/ ARM SF | 823.4444
| NSYHLCR60 | 2 PERF P/ CARG PES P600MM - MAX 500KG | 159.3667
| NSYSF18460 | ARM MET COMB IP55 1800X400X600 S/ PLAT | 1220.0556
| NSYSM20650P | ARM MET MON IP55 2000X600X500 C/PLAT | 1317.3026
| NSYS3DM10815T | ARM MUR DISTR MOD IP66 1000X800X150MM | 972.9667
| NSYADR100 | PERFIL DIN ASSIMETRICO L990MM | 13.7889
| NSYCL1242ECSX | MANIPUL C/CHAV 1242E | 66.3
| NSYAC600 | PERF SUP CAB P/ MONT PEDEST NSYZZ27/57 | 53.9556
| NSYMCDFIX | 6 SUP FIXACAO P/CALHA PL PASS CAB | 241.9333
| NSYPMP45100 | PLAT SUP P/ARM C/ CONS NSYSDF L1000MM | 111.6333
| NSYBTACRNG100 | HAST MET P/ FECHO CRNG A1000MM | 127.2
| NSYMM46SB | PLAT MET 400X600MM P/ CX SBM | 64.7222
| NSYCSP | OBTUR PLAST P/ PAIN FIX EXTER | 0.62222
| SL00952 | CX IND 154X113X77MM TAMP TRANSP | 14.4556
| SL03955 | CX IND 389X310X130MM 12 ENT CAB 45MM | 112.8
| NSYSF2012602D | ARM MET COMB IP55 2000X1200X600 2P S/P | 1755.1179
| SL03752 | CX IND ISOL PVC 270X220X125MM IP55 | 79.9487
| NSYVDM21UF | CHAS P/BAST FIX 19P 21U P/ARM 1000X600 | 186.6778
| AK2GA65 | CALHA PERFURADA | 18.2143
| NSYCVF54M230MM2 | KIT VENTIL 54M3 IP33 C/2 GR + 2 FILTR | 91.8256
| AM1PA6050 | Grille Telequick juxtap.600x500 | 43.9333
| NSYSF20380 | ARM MET COMB IP55 2000X300X800 S/ PLAT | 1229.6718
| NSYID2010 | PORT INTER A2000XL1000MM P/ ARM SF/SM | 603.6103
| NSYRC1U | 4 SUP FIX 1U/3U P/ ARM SF/SM | 62.5333
| NSYSF2016402DP | ARM MET COMB IP55 2000X1600X400 2P C/P | 2904.1949
| NSYSMHR8 | 2 PERF HORIZ ADAPT L800MM P/ ARM SM | 65.8
| NSYSPC5100 | PED (PAIN LAT) 100MM P/ARM SF/SM P500 | 98.8333
| NSYSPC8100 | PED (PAIN LAT) 100MM P/ARM SF/SM P800 | 102.6
| NSYBCE8 | 2 JUNT TIPO ESC P/ENTR CABOS L800MM | 40.5556
| NSYTL1242EME | INSERTO P/ CHAVE 1242E | 63.3778
| NSYMP208 | PLAT MONT P/ ARM SF/SM A2000XL800MM | 246.3897
| NSYSM1810402D | ARM MET MON IP55 1800X1000X400 2P S/PL | 1263.2222
| NSYSM1810502D | ARM MET MON IP55 1800X1000X500 2P S/PL | 1311.559
| NSYSM18640P | ARM MET MON IP55 1800X600X400 C/ PLAT | 1156.7444
| NSYSM18830P | ARM MET MON IP55 1800X800X300 C/ PLAT | 1090.7487
| NSYSM2010502DP | ARM MET MON IP55 2000X1000X500 2P C/PL | 1714.9641
| NSYSM2012402DP | ARM MET MON IP55 2000X1200X400 2P C/PL | 1709.641
| NSYSM20830 | ARM MET MON IP55 2000X800X300 S/ PLAT | 1043.641
| NSYSM20830P | ARM MET MON IP55 2000X800X300 C/ PLAT | 1253.1282
| NSYSM20860P | ARM MET MON IP55 2000X800X600 C/ PLAT | 1475.5282
| NSY2SP205 | 2 PAIN LAT A2000XP500 P/ARM SF FIX EXT | 287.9333
| AF1CG6 | PORCA CLIP M6 | 0.64444
| AF1VA410 | PARAFUSO M4X10 | 0.088889
| AM1PA9050 | Grille Telequick juxtap.900x500 | 63.8222
| NSYCVF850M230PF | VENT C/ FILTR IP54 838M3/H 230VCA | 482.3897
| NSYSFD2210 | PORT METAL P/ ARM SF A2200X1000MM | 530.2889
| NSYAEFPFXSC | 4 PATILHAS INOX FIX MURAL PARA ARM CRNG | 22.0889
| NSYSF22860P | ARM MET COMB IP55 2200X800X600 C/PLAT | 1594.0103
| NSYCRNG1012400D | ARM MET 2POR OP IP55 1000X1200X400 S/P | 1125.7641
| NSYSQCR4080 | 2 PERF MONT RAP 40X800MM P/ARM SF/SM | 51.2333
| NSYSF181040P | ARM MET COMB IP55 1800X1000X400 C/ PL | 1571.159
| NSYSMBCE6 | JUNT FLEX P/ ENTR CAB - ARM SM L600MM | 44.1
| NSYCCOHYT30VID | HIGROMETRO 9-30VCA/CC 2NA | 243.6778
| NSYSUCR65180 | 2 PERF MONT UNIV 65X1800 P/ARM SF/SM | 169.3444
| NSYEDCOS | 2 SUP FIX BARR TERRA | 63.3778
| NSYRSW27 | BAST BASC 19p N/ CENTR 27U A1400XL800 | 867.2667
| NSYEC381 | ENTR CABOS P/ ARM SF L300XP800MM 1 ENT | 58.6
| NSYTHL421PLM | FECHO C/ CHAV 421 P/ ARM PLM | 25.6
| NSYEC761 | ENTR CAB P/ARM SFP L700XP600MM 1 ENTR | 73.9897
| NSYTBS241910T | CX IND IS IP66 241X194X107 TAMP TR BX | 54.1
| NSYSFX20650 | ARM INOX 304L COMB IP55 2000X600X500MM | 4182.7487
| NSYTBS241910HT | CX IND IS IP66 241X194X107 TAMP TR ALT | 56.5444
| NSYSFD22122D | PORT DUPL METAL P/ARM SF A2200X1200MM | 718.1556
| NSYSFHD3 | MANIPULO P/ INSERT DUPL P ARM SF/SM | 160.6111
| NSYTBS241912HT | CX IND IS IP66 241X194X127 TAMP TR ALT | 55.5795
| NSYMP2212 | PLAT MONT P/ ARM SF/SM A2200XL1200MM | 460.5436
| NSYMLT6 | FECH C/ CHAVE TRIANG 6,5MM | 11.6778
| NSYINT61 | TRANSF P/FECHADURA TRIANGULAR 6,5MM | 67.559
| NSYMCOD264 | CONSOLA COMANDO A400XL600MM P/ ARM SF | 859.6333
| NSYMIC6 | 6 TRAV INTERM L600MM P/ ARM SF | 181.4222
| NSYMW10MK | VISOR PLAST TRANSP IP55 10MOD | 55.5444
| NSYS3X3215H | ARM FIX MUR INOX 316L A300XL200XP150MM | 523.8359
| NSYCRN65200P | ARM MET PORT OP IP66 600X500X200 C/PL | 268.7795
| NSYCRN66300P | ARM MET PORT OP IP66 600X600X300 C/PL | 332.6872
| NSYAMCSF | 4 ADAPTAD P/ MOT CHASS DIN | 14.8889
| NSYMS54 | Placa mont. serigraf 500X400 | 35.3556
| NSYSF2010502DP | ARM MET COMB IP55 2000X1000X500 2P C/P | 1801.3231
| NSYSPS10200 | PED (PAIN LAT) 200MM ARM SF/SM P1000MM | 131.2444
| NSYAEBFZ | KIT INST SEMI-ENTERR P/ ARM PLA/PLM | 164.0889
| NSYTBS342916HT | CX IND IS IP66 341X291X168 TAMP TR ALT | 121.8051
| NSYCAF291O | FILTRO P/AMB OLEOS G2 M1 291X291MM | 34.1143
| NSYSUCR9080 | 2 PERF MONT UNIV 95X800MM P/ARM SF/SM | 69.6
| NSYSUCR40120 | 2 PERF MONT UNIV 40X1200 P/ARM SF/SM | 109.4857
| NSYBCE12 | 2 JUNT TIPO ESC P/ ENTR CABOS L1200MM | 61.4111
| NSYSUCR90180 | 2 PERF MONT UNIV 95X1800 P/ ARM SF/SM | 195.0778
| NSYSFC64 | BASE+TOPO P/ ARM SF L600XP400MM | 359.3222
| NSYSFD186 | PORT METAL P/ ARM SF A1800X600MM | 374.5444
| NSYSFD18122D | PORT DUPL METAL P/ARM SF A1800X1200MM | 634.3795
| NSYSPBC35 | 2 PAIN LAT 300X500 P/CAM BARR ARM SF | 147.6778
| NSYTBC385 | CAM BARR SUP A300XL800XP500 P/ARM SF | 970.6333
| NSYAC320 | PERF SUP CAB P/ MONT PEDEST NSYZA25 | 51.6111
| NSYAC560 | PERF SUP CAB P/ MONT PEDEST NSYZA27 | 55.8556
| NSYCR55WU1 | RESIST AQUEC 50W 12-24VCC | 123.5795
| NSYAECPFLT25 | ENTR CAB MEMBR FL21 IP65 T25 | 60.4
| NSYRCK24 | BAST FIXO 19p 24U P/ARM SF/SM A1200MM | 83.5222
| NSYSLCR80 | 2 PERFIS TRANSV L800MM P/ARMAR SF/SM | 47.3857
| NSYCVF85M115PF | VENT C/ FILTR IP54 79M3/H 115VCA | 223.5179
| NSYCVF300M230PF | VENT C/ FILTR IP54 300M3/H 230VCA | 253.0256
| NSYIN1242E2 | TRANSFORMACAO P/ FECHADURA 1242E | 44.2571
| NSYSM1610402DP | ARM MET MON IP55 1600X1000X400 2P C/PL | 1287.4769
| NSYSPF16100 | PED (FR+TR) 100MM P/ ARM SF/SM L1600MM | 169.6615
| NSYSF18840 | ARM MET COMB IP55 1800X800X400 S/ PLAT | 1149.0769
| NSYSPF8100 | PED (FR+TR) 100MM P/ ARM SF/SM L800MM | 103.4974
| NSYSPS5100 | PED (PAIN LAT) 100MM ARM SF/SM P500MM | 43.8051
| NSYMP226 | PLAT MONT P/ ARM SF/SM A2200XL600MM | 265.1111
| NSYSM1610302D | ARM MET MON IP55 1600X1000X300 2P S/PL | 1010.2974
| NSYSF18640 | ARM MET COMB IP55 1800X600X400 S/ PLAT | 1063.4462
| NSYEC651 | ENTR CAB P/ ARM SF L600XP500MM-1 ENTR | 62.7692
| AK2LA39 | LIRA ENCAIXAVEL | 1.0444
| DZ6MZ181 | MONT 1620MM | 37.6333
| NSYSPF16200 | PED (FR+TR) 200MM P/ ARM SF/SM L1600MM | 287.1282
| NSYTBS191610HT | CX IND IS IP66 192X164X105 TAMP TR ALT | 37.7
| NSYSPF6100 | PED (FR+TR) 100MM P/ ARM SF/SM L600MM | 86.3795
| NSYADC16 | PAIN MET AJUST A50XL600MM P/ ARM SF/SM | 30.4667
| NSYCRNG128400 | ARM MET PORT OP IP66 1200X800X400 S/PL | 641.1897
| AF1EA3 | PORCA CLIP 3MM | 0.41429
| NSYSF2010402DP | ARM MET COMB IP55 2000X1000X400 2P C/P | 1754.9333
| DZ5ME5 | PORCA DESLIZANTE | 0.24444
| DZ5MF8 | PORCA DE GAIOLA | 0.61111
| NSYSF2012402DP | ARM MET COMB IP55 2000X1200X400 2P C/P | 2047.0462
| NSYSFD228T | PORT TRANSP P/ARM SF A2200XL800MM | 741.4889
| NSYMPCH458 | PAIN MET BASC A450XL800MM P/ ARM SF/SM | 102.6667
| NSYSF20860P | ARM MET COMB IP55 2000X800X600 C/ PLAT | 1622.8889
| NSYMFB | 4 SUP FIX MONTANT VERT P/ ARM SF/SM | 25.4778
| NSYSC1040 | TEJADILHO P/ ARM SF/SM L1000XP400MM | 254.4333
| NSYMR126 | PLAT MET PERF TELEQUICK 1200X600MM | 247.3667
| NSYRCK33 | BAST FIXO 19p 33U P/ARM SF/SM A1600MM | 102.7222
| NSYSD6 | MESA COM 600X1000X466MM S/PLAT 1 PORT | 1104.0667
| NSYSM18650 | ARM MET MON IP55 1800X600X500 S/ PLAT | 1155.6111
| NSYSFD2010 | PORT METAL P/ ARM SF A2000X1000MM | 460.0513
| NSYSFBKSH | KIT IP55 UNIAO ARM SF C/ ARM OLN | 84.7778
| NSYPMLA124 | PLATINA LATERAL A1250XP420MM | 101.2556
| NSYSNM6 | PORCA DESLIZANTE M6 1/4 VOLTA | 3.6667
| NSYFXT8060 | PRAT FIXA P/ ARM SF/SM L800XP600MM | 127.6
| NSYCCAST | SENSOR TEMP EXT PTC 3MT | 66.5641
| NSYCRN65250P | ARM MET PORT OP IP66 600X500X250 C/PL | 285.9795
| NSYCRNG810300D | ARM MET 2PORT OP IP55 800X1000X300 S/P | 535.9795
| NSYSPF6200 | PED (FR+TR) 200MM P/ ARM SF/SM L600MM | 157.9487
| NSYEC1041 | ENTR CAB P/ ARM SF L1000XP400MM-1 ENTR | 69.8154
| NSYSFHS1 | MANIP P/ INSERT E CHAV P/ ARM SF/SM | 55.5444
| NSYCVF850M400PF | VENT C/FILTR IP54 931M3/H 400VCA | 770.6256
| NSY2SPI204 | 2 PAIN LAT A2000XP400 P/ARM SF FIX INT | 276.0103
| NSYSF201060P | ARM MET COMB IP55 2000X1000X600 C/ PL | 1743.8872
| NSYPPS206 | PAIN SEPAR DE ARM SF A2000XL600MM | 230.4615
| NSYPIN126 | PORT INTER P/ ARM CRN/S3D/S3X 1200X600 | 223.4667
| NSYDCSH2012 | CHAS DIST MOD DUPLO A2000XL1200MM | 661.2222
| NSYPMA127 | PLAT POLIEST P/ ARM PLA A1250XL750MM | 240.6154
| NSYCSHB2010 | CHAS DIST MOD C/ ZON BARR A2000XL1000 | 772.1231
| NSYCAG33LP | ACESSORIO P/ VENTILACAO DIAM 33MM | 5.8564
| NSYCSH166 | CHAS DIST MOD L600MM P/ SF/SM 1600X600 | 230.6462
| NSYCAG130X110LM | GRELH VENTIL MET IP23 A160XL160MM | 13.5444
| NSYMD128 | CHASS 7 PERF DIN SIMETR 1200XW800 | 325.3889
| NSYSFBKE | KIT IP55 UNIAO EXT P/ ARM SF | 82.2556
| NSYSMVR14 | 2 PERF ADAPT VERTIC A1400MM P/ ARM SM | 127.6
| NSYSMVR16 | 2 PERF ADAPT VERTIC A1600MM P/ ARM SM | 130.1111
| NSYMP1410 | PLAT MONT P/ ARM SF/SM A1400XL1000MM | 225.0462
| NSYMP1412 | PLAT MONT P/ ARM SF/SM A1400XL1200MM | 277.0051
| NSYMP1212 | PLAT MONT P/ ARM SF/SM A1200XL1200MM | 281.3667
| NSYSMVR12 | 2 PERF ADAPT VERTIC A1200MM P/ ARM SM | 96.3282
| NSYSF2012602DP | ARM MET COMB IP55 2000X1200X600 2P C/P | 2097.9692
| NSYBP128 | PAIN POST P/ ARM SF A1200XL800MM | 208.5444
| NSYS3X4320 | ARM FIX MUR INOX 304L A400XL300XP200MM | 456.2564
| NSYS3X7525 | ARM FIX MUR INOX 304L A700XL500XP250MM | 1153.0667
| NSYS3X4320T | ARM FIX MUR INOX 304L 400X300X200 P/TR | 631.1333
| NSYS3X7525T | ARM FIX MUR INOX 304L 700X500X250 P/TR | 1498.2
| NSYSD6R | MESA COM 600X1000X597 S/ PL 1P PAIN TR | 1305.4556
| NSYCAG108LP | GRELH SAIDA IP20 PRET 124X124X11MM | 24.7897
| NSYTBP19128 | CX IND PC IP66 192X121X87 TAMP OP BX | 30.1641
| NSYMP148 | PLAT MONT P/ ARM SF/SM A1400XL800MM | 188.5231
| NSYSF181040 | ARM MET COMB IP55 1800X1000X400 S/ PL | 1328.5128
| NSYSF18860 | ARM MET COMB IP55 1800X800X600 S/ PLAT | 1303.1077
| NSYSF2012502D | ARM MET COMB IP55 2000X1200X500 2P S/P | 1715.3846
| NSYSF20840T | ARM MET COMB IP55 2000X800X400 TR S/PL | 1556.7897
| NSYSF22860 | ARM MET COMB IP55 2200X800X600 S/ PLAT | 1383.5179
| NSYSM14630 | ARM MET MON IP55 1400X600X300 S/ PLAT | 759.7333
| NSYSM16630 | ARM MET MON IP55 1600X600X300 S/ PLAT | 846.8333
| NSYSFBK | KIT IP55 UNIAO P/ ARM SF | 111.8359
| NSYSM1812402DP | ARM MET MON IP55 1800X1200X400 2P C/PL | 1589.6
| NSYSM18840P | ARM MET MON IP55 1800X800X400 C/ PLAT | 1132.2564
| NSYSM2012602DP | ARM MET MON IP55 2000X1200X600 2P C/PL | 1970.8308
| NSYSM20840 | ARM MET MON IP55 2000X800X400 S/ PLAT | 1059.9692
| AF1VA618 | PARAFUSO M6X18 | 0.22222
| NSYINDB51 | TRANSF P/ FECH DB 5MM P/ ARM SF/SM | 14.6667
| AF1VA512 | PARAFUSO M5X12 | 0.2
| AK2CA3 | TAMPA PARA LIRA | 4.0333
| NSYCVF560M230PF | VENT C/ FILTR IP54 562M3/H 230VCA | 393.5077
| NSYSM18650P | ARM MET MON IP55 1800X600X500 C/ PLAT | 1271.1282
| NSYEC641 | ENTR CAB P/ ARM SF L600XP400MM-1 ENTR | 54.4718
| NSYDCRN86 | PORTA P/ARM NSYCRN86 | 498.7778
| NSYTK1 | FECHO SUBST | 16.5333
| NSYSF181060P | ARM MET COMB IP55 1800X1000X600 C/ PL | 1845.3111
| NSYCVF300M24DPF | VENT C/FILTR IP54 262M3/H 24VCC | 398.6974
| NSYMPP32 | PLAT ISOL POLIESTER 300X200MM | 13.8889
| NSYMPP54 | Placa mont poliester 500x400 | 58.1143
| NSYBVS800 | 2 SUP 800MM P/ BARRAM VERT P/ARM SF | 142.9778
| NSYEMPOLN | ESP PLANO C/FECH DB5 P/ARM CMO/OLN | 96.9444
| IMT36181 | ENTRADA CABO RAPIDA M20 IP67 | 1.5333
| NSYVPLM108 | FECH E LING P/ ARM NSYPLM108 | 252.6222
| NSY2SP224 | 2 PAIN LAT A2200XP400 P/ARM SF FIX EXT | 302.9111
| NSYRSWC40 | BAST BASC 19p CENTR 40U A2000XL800 | 964.8205
| NSYAEDHPLM | DOBR P/ ARM NSYPLM43 A 86 | 8.5889
| NSYEL166D8 | Conexi? masa L160mm 6mm2 D8,3mm | 2.9333
| NSYSUCR90100 | 2 PERF MONT UNIV 95X1000 P/ ARM SF/SM | 108.8778
| NSYBP2210 | PAIN POST P/ ARM SF A2200XL1000MM | 378.0556
| NSYCVF300M115PF | VENT C/ FILTR IP54 300M3/H 115VCA | 400.0513
| NSYCRN66250P | ARM MET PORT OP IP66 600X600X250 C/PL | 303.4974
| NSYTT8ME | INSERTO P/ FECH C/ CHAVE TRIANG 8MM | 46.7222
| NSYSF1812502DP | ARM MET COMB IP55 1800X1200X500 2P C/P | 2081.4778
| NSYMPP64 | PLAT ISOL POLIESTER 600X400MM | 52.0667
| NSYSF22460 | ARM MET COMB IP55 2200X400X600 S/ PLAT | 1351.2667
| NSYTFL21CRNC | ENTR CAB FL TIPO C P/ ARM CRN | 16.5667
| NSYCRN252150P | ARM MET PORT OP IP66 250X200X150 C/PL | 93.2
| NSYCVF165M115PF | VENT C/ FILTR IP54 165M3/H 115VCA | 223.0556
| NSYPPS184 | PAIN SEPARADOR P/ARM SF A1800XL400MM | 195.6556
| NSYPPS185 | PAIN SEPARADOR P/ARM SF A1800XL500MM | 211.7333
| NSYPPS186 | PAIN SEPARADOR P/ARM SF A1800XL600MM | 236.8556
| NSYSFD1810T | Puerta trans SF/SM 1800x1000 | 741.4889
| NSYPMA55 | PLAT POLIEST P/ARM PLA A500XL500MM | 31.7222
| NSYPMA125 | PLAT POLIEST P/ARM PLA A1250XL500MM | 121.5889
| NSYPMA1212 | PLAT POLIEST P/ ARM PLA A1250XL1250MM | 318.5128
| NSYSF181050P | ARM MET COMB IP55 1800X1000X500 C/ PL | 1611.241
| NSYEC88 | ENTR CABOS P/ARM SF L800XP800MM | 80.8
| NSYSPRJ | 4 PES FIX AJUST A22MM P/ARM SF/SM | 19.3778
| NSYBCE10 | 2 JUNT TIPO ESC P/ ENTR CABOS L1000MM | 52.4778
| NSYBCE4 | 2 JUNT TIPO ESC P/ ENTR CABOS L400MM | 14.4444
| NSYCRN88200P | ARM MET PORT OP IP66 800X800X200 C/PL | 525.9692
| NSYCRN108250P | ARM MET PORT OP IP66 1000X800X250 C/PL | 663.1487
| NSYFNM6 | PORCA M6 P/ FIX MONTANTES VERTICAIS | 0.85556
| NSYFNM8 | PORCA M8 P/ FIX MONTANTES VERTICAIS | 0.85556
| NSYSF2012802DP | ARM MET COMB IP55 2000X1200X800 2P C/P | 2389.2556
| NSYSFC104 | BASE+TOPO P/ ARM SF L1000XP400MM | 422.5111
| NSYSFC105 | BASE+TOPO P/ ARM SF L1000XP500MM | 482.0222
| NSYSFC106 | BASE+TOPO P/ARM SF L1000XP600MM | 474.5111
| NSYEMR | 6 ADAPT ALT P/ PLATINA | 8.9111
| NSYSPC4100 | PED (PAIN LAT) 100MM P/ ARM SF/SM P400 | 103.0889
| NSYSFD2082D | PORT DUPL METAL P/ARM SF A2000X800MM | 598.8205
| NSYCAG12LPH1 | VALV ANTI-CONDENS 1BAR | 9.1222
| NSYMPC458 | PAIN MET FIX A450XL800MM P/ ARM SF/SM | 95.7556
| NSYSFD226T | Puerta trans SF/SM 2200x600 | 631.2513
| NSYBP228 | PAIN POST P/ ARM SF A2200XL800MM | 256.5128
| NSYSPS6100SD | PED (PAIN LAT) 100MM P/ MES COM P600MM | 59.5111
| NSYTLD | ENTR CABOS 345X130MM P/ARM CRNG | 24.2333
| NSYSGF | 4 PECAS FIX SOLO P/ PEDESTAL | 147.6286
| NSYCRN43150P | ARM MET PORT OP IP66 400X300X150 C/PL | 116.5846
| NSYCPT17 | TUBO ONDULADO 17MM P/PASS DE CABOS | 167.5667
| NSYCPTS17 | SUP P/TUBO ONDUL 17MM P/PASS CABOS | 11.8778
| NSYMR68 | PLAT MET PERF TELEQUICK 600X800MM | 186.3889
| NSYPMA107 | PLAT POLIEST P/ARM PLA A1000XL750MM | 260.8444
| NSYSDCR8 | 2 PERFIS L800MM P/ REF PORT ARM SF/SM | 35.8667
| NSYSDCR6 | 2 PERFIS L600MM P/ REF PORT ARM SF/SM | 29.7667
| NSYSDCR5 | 2 PERFIS L500MM P/ REF PORT ARM SF/SM | 24.7667
| NSYCRNG126400T | ARM MET PORT TR IP66 1200X600X400 S/PL | 862.6667
| NSYMCSX | MANIP SUBST P/ ARM SFX/SMX | 75.2556
| NSYSUCR40160 | 2 PERF MONT UNIV 40X1600 P/ARM SF/SM | 125.4222
| NSYS3X4620 | ARM FIX MUR INOX 304L A400XL600XP200MM | 670.9436
| NSYCRN106300P | ARM MET PORT OP IP66 1000X600X300 C/PL | 634.5949
| NSYSFX20860 | ARM INOX 304L COMB IP55 2000X800X600MM | 6132.8222
| NSYPUNX | 4 SUPORT ELEV P/ ARM SFX | 212.4889
| NSYSUCR4030 | 2 PERF MONT UNIV 40X300MM P/ ARM SF/SM | 39.7667
| NSYEC44 | ENTR CABOS P/ ARM SF L400XP400MM | 32.7778
| NSYCAF291M | FILTRO ANTI INSECT INOX 291X291MM | 20.6359
| NSYTJ10040 | TEJAD P/ARM CRN/S3D L1000XP400MM | 237.5222
| NSYMR810 | PLAT MET PERF TELEQUICK 800X1000MM | 273.1111
| NSYPMA105 | PLAT POLIEST P/ ARM PLA A1000XL500MM | 95.9667
| NSYTCD276 | 6 PARAF C/ FENDA P/ FECHO CXS PLS | 5.4889
| NSYEC1282 | ENTR CAB P/ ARM SF L1200XP800MM-2 ENTR | 183.1
| NSYSUCR4070 | 2 PERF MONT UNIV 40X700MM P/ ARM SF/SM | 59.9
| NSYDCRN65 | PORTA P/ARM NSYCRN65 | 367.5889
| NSYSF16660P | ARM MET COMB IP55 1600X600X600 C/ PLAT | 1482.8889
| NSYSFC128 | BASE+TOPO P/ ARM SF L1200XP800MM | 661.9778
| NSYMDVR8 | MONT VERT ALUM A800MM | 29.7667
| NSYBP146 | PAIN POST P/ ARM SF A1400XL600MM | 189.4556
| NSYTLCFL | ENTR CABOS FL 130X245MM P/ ARM SF | 22.6
| NSYPMA710 | PLAT POLIEST P/ARM PLA A750XL1000MM | 242.8111
| NSYTBP29248T | CX IND PC IP66 291X241X88 TAMP TR BX | 85.9667
| NSYSF208602D | SF s/placa 2P 2000x800x600 | 1709.2667
| NSYSMPS8 | 2 CARRIS P800MM P/ MONT PLATINA ARM SF | 25.5
| NSYSBTB | 4 SUP MONT PLAT JUSTAPOST P/ ARM SF | 45.0889
| NSYSMNDR | LIMIT ABERT PORTA PNEUM P/ ARM SM | 225.6667
| NSYDCRN106 | PORTA P/ ARM NSYCRN106 | 528.9444
| NSYDLSD12 | TAMP P/ CONS NSYSD12R | 1703.2333
| NSYHLCR40 | 2 PERF P/ CARG PES P400MM - MAX 575KG | 146.5556
| NSYINS61 | TRANSFORM P/ FECHADURA QUADRADA 6MM | 14.6667
| NSYCVF38M115PF | VENT C/ FILTR IP54 38M3/H 115VCA | 126.5026
| NSYDCRNG126R | PORT DIR P/ NSYCRNG1212300/400D | 570.4889
| NSYDPR200 | PERFIL COMBINADO DIN L2000MM | 34.0286
| NSYSF18850P | ARM MET COMB IP55 1800X800X500 C/ PLAT | 1429.3538
| NSYBTACRNG120 | HAST MET P/ FECHO CRNG A1200MM | 127.2
| NSYSFD146 | PORT METAL P/ARM SF A1400X600MM | 352.3111
| NSYMR53 | PLAT MET PERF TELEQUICK 500X300MM | 65.6667
| AK2CD75 | TAMP P/ CAL PL | 7.2556
| NSYSPFC18200 | PED (FR+TR) 200MM P/ARM SF/SM L1800MM | 648.5
| NSYSUCR65120 | 2 PERF MONT UNIV 65X1200 P/ ARM SF/SM | 112.7333
| NSYSFC125 | BASE+TOPO P/ ARM SF L1200XP500MM | 567.3778
| NSYEL3525D8 | CAB LIG ? TERR 25MM2 350MM TERM 8,3MM | 31.5222
| NSYS3X3315H | ARM FIX MUR INOX 316L A300XL300XP150MM | 641.4974
| NSYDCRNG128 | PORTA P/NSYCRNG128300/400 | 593.1556
| NSYTBC345 | CAM BARR SUP A300XL400XP500 P/ARM SF | 737.4222
| NSYRSW640 | CHASS P/ BAST 19p 40U A2000XL600-800MM | 726.6222
| NSYSDT6 | PRAT BASCUL L600MM P/ ARM SF/SM | 231.2
| NSYAMRD11155TB | PERF DIN SIM 15X5MM 105MM P/ TBS/TBP | 4.5444
| NSYAC280 | PERF SUP CAB P/MONT PEDEST NSYZM253 | 44.1
| NSYVDM12UF | CHAS P/ BAST FIX 19p 12U P/ARM 600X600 | 141.6111
| NSYSFPSC60 | KIT FIX POSTE P/ARM CRN L600MM | 112.1889
| NSYTHL2331APLM | FECHO C/ CHAV 2331A P/ARM PLM | 26.8444
| NSYAEDH120S3D | DOBR PORT 120? | 9.3222
| NSYML23 | FECH C/CHAV 2233X P/PORT PARC ARM SF | 19.3444
| NSYMR34 | PLAT MET PERF TELEQUICK 300X400MM | 56.5444
| NSYBP2212 | PAIN POST P/ ARM SF A2200XL1200MM | 385.4222
| NSY2SP225 | 2 PAIN LAT A2200XP500 P/ARM SF FIX EX | 330.5333
| NSYSUCR65100 | 2 PERF MONT UNIV 65X1000 P/ARM SF/SM | 88.8222
| NSYSDT8 | PRAT BASCUL L800MM P/ ARM SF/SM | 269.8778
| NSYS3CM806030 | CX COMANDO IP54-IK10 A800XL600XP300MM | 1057.2667
| NSYCRNG1010300T | ARM MET 2POR TR IP55 1000X1000X300 S/P | 959.2111
| NSYDCRNG126L | PORT ESQ P/ NSYCRNG1212300/400D | 458.4
| NSYSBM406012 | CX IND METAL A400XL600XP120MM IP66 | 155.1556
| NSYTHL1242EPLM | FECHO C/ CHAV 1242E P/ ARM PLM | 24.9778
| NSYPMA712 | PLAT POLIEST P/ARM PLA A750XL1250MM | 251.8
| NSYLSSFX20 | FECH COMPL P/CMLX201260 | 837.7667
| NSYFXT8040 | PRAT FIXA P/ ARM SF/SM L800XP400MM | 107.1179
| NSYAEPZM | KIT IP54 P/ BASE+UNIAO ARM PLM | 5.6111
| NSYBP203 | PAIN POST P/ ARM SF A2000XL300MM | 193.2
| NSYSF12840P | ARM MET COMB IP55 1200X800X400 C/ PLAT | 1421.2333
| NSYAMFET204TB | 4 ESPACAD AUTOROSC 20MM P/CXS TBS/TBP | 17.9333
| NSYAMFEP204TB | 4 ESPACAD 20MM P/CAIXAS TBS/TBP | 17.0778
| NSYCAAPV | KIT ANTI-VANDAL P/ GRELH VENT | 11.4556
| NSYMM34SB | PLAT MET 300X400MM P/CX SBM | 32.5286
| NSYCEK | JUNTA AUTOADESIVA P/ ENTR CAB ARM SF | 14.1889
| NSYBPI206 | PAIN POST FIX INT P/SF A2000XL600MM | 304.6667
| NSYCRN65150P | ARM MET PORT OP IP66 600X500X150 C/PL | 245.9179
| AK2GD7550 | CAL PL 75x50 | 16.0714
| NSYPMLA103 | PLATINA LATERAL A1000XP320MM | 54.4556
| NSYSQCR9040 | 2 PERF MONT RAP 90X400MM P/ARM SF/SM | 64.6667
| IMT36160 | JUNT MULTI M32 | 5.1889
| NSYSDR50A | PERFIL SIMETR 35X15MM L450MM | 21.3556
| NSYSDCR10 | 2 PERFIS L1000MM P/ REF PORT ARM SF/SM | 43.3111
| NSYEC1281 | ENTR CAB P/ARM SF L1200XP800MM-1 ENTR | 155.6
| NSYTHL2433APLM | FECHO C/ CHAV 2433A P/ARM PLM | 26.8444
| NSYAEDHSB | 6 DOBRAD P/NSYSBM | 99.4444
| NSYINT91 | TRANSF P/FECH TRIANG 9MM P/ARM SF/SM | 14.5444
| NSYCAP125LE | COB CEM P/ GRELH VENT 125X125MM | 908.0714
| NSYCFP100 | TRAV GUIA-CABOS L1000MM P/ ARM SF/SM | 115.5889
| NSYEC1662 | ENTR CAB P/ARM SF L1600XP600MM-2 ENTR | 211.9889
| NSYPMLA123 | PLATINA LATERAL A1250XP320MM | 67.6333
| NSYDCRN75 | PORTA P/ARM NSYCRN75 | 491.1444
| NSYSMPS6 | 2 CARRIS P600MM P/MONT PLATINA ARM SF | 20.2111
| NSYSF188602DP | ARM MET COMB IP55 1800X800X600 2P C/P | 1882.6556
| NSYSFD204 | PORT METAL P/ARM SF A2000x400MM | 328.6769
| NSYTLGME | PLACA PASSA CAB ECE S3D 495x220 | 391.6556
| NSYS3X12830H | ARM FIX MUR INOX 316L 1200X800X300MM | 3701.6923
| NSYCUF400 | FILTR SINTETIC AA LAT 400 | 14.2556
| NSYCEA36 | PERM AR 36W 230V MONT LAT 771X316X93 | 1474.6359
| NSYCEA50 | PERM AR 50W 230V MONT LAT 771X316X93 | 1864.6051
| NSYCEA80 | PERM AR 80W 230V MONT LAT 1260X317X108 | 2330.759
| NSYCEW1K | PERM AR/AGU 1000W 230V LAT 450X310X115 | 2272.5538
| NSYCEW1K8 | PERM AR/AGU 1750W 230V LAT 901X398X137 | 3204.8615
| NSYID186 | PORT INTER A1800XL600MM P/ ARM SF/SM | 489.3026
| NSYAPFWM | KIT ADAPT MONT PEDEST ARM CRN | 13.1889
| NSYSFD206 | PORT METAL P/ARM SF A2000X600MM | 411.6444
| NSYSPMP2580 | PLAT PARCIAL A247XL700MM P/ARM SM/SF | 133.2556
| NSYCAG12LPH2 | VALV ANTI-CONDENS 0,1BAR | 8.4205
| NSYSFD228 | PORT METAL P/ARM SF A2200X800MM | 437.6222
| NSYSPMP25120 | PLAT PARCIAL A247XL1100MM P/ARM SM/SF | 191.3
| NSYBHS500 | 2 SUP 500MM P/ BARRAM HORIZ P/ ARM SF | 131.9795
| NSYCRN325150P | ARM MET PORT OP IP66 300X250X150 C/PL | 87.0974
| NSYTBS24198T | CX IND ISOL IP66 241X194X87 TAMP TR BX | 45.1897
| NSYTBS1397T | CX IND ISOL IP66 138X93X72 TAMP TR BX | 16.9
| NSYPMA1210 | PLAT POLIEST P/ARM PLA A1250XL1000MM | 266.6564
| NSYCNFM6 | PORCA GAIOLA M6 | 0.94359
| NSYTHL405PLM | FECHO C/CHAV 405 P/ARM PLM | 23.4051
| NSYTL220PLM | FECH C/ CHAVE 220 | 26.8444
| NSYPMLA73 | PLATINA LATERAL A750XP320MM | 27.8444
| NSYSFBKF | KIT IP55 UNIAO INT P/ ARM SF | 27.7111
| NSYSFC108 | BASE+TOPO P/ ARM SF L1000XP800MM | 511.9556
| NSYBP1810 | PAIN POST P/ ARM SF A1800XL1000MM | 284.3
| NSYIN1242E1 | TRANSFORMACAO P/FECHADURA 1242E | 27.9667
| NSYCVF850M115PF | VENT C/ FILTR IP54 983M3/H 115VCA | 641.0872
| NSYSFC66 | BASE+TOPO P/ARM SF L600XP600MM | 439.1
| NSYSUCR4080 | 2 PERF MONT UNIV 40X800MM P/ ARM SF/SM | 51.0256
| NSYS3DEX4320 | ARM MUR MET ATEX IP66 300X200X150MM | 213.3667
| NSYSFELB | 4 PECAS DE ELEVACAO P/ ARMARIO SF | 72.1026
| NSYCNM8 | PORCA EXTRAIVEL M8 | 1.3143
| NSYDPA3 | PORTA-ESQUEMAS TAM A3 | 31.3444
| NSYAS500 | SUP INF 500MM P/ BARRAM VERT P/ ARM SF | 108
| NSYSFLOCKDB5 | TRANSF FECH P/ DB 5MM P/ ARM SF/SM | 49.7333
| NSYSM2016502D | ARM MET MON IP55 A2000XL1600XP500 2 P | 1900.3282
| NSYMP1612 | PLAT MONT P/ ARM SF/SM A1600XL1200MM | 326.5949
| NSYSPS6100 | PED (PAIN LAT) 100MM ARM SF/SM P600MM | 51.9077
| NSYSF1812402D | ARM MET COMB IP55 1800X1200X400 2P S/P | 1546.8923
| NSYSF201050 | ARM MET COMB IP55 2000X1000X500 S/ PL | 1397.1077
| NSYSF20640 | ARM MET COMB IP55 2000X600X400 S/ PLAT | 1073.5692
| NSYSF20860T | ARM MET COMB IP55 2000X800X600 TR S/PL | 1620.0923
| NSYSM1212402DP | ARM MET MON IP55 1200X1200X400 2P C/PL | 1356.3444
| NSYSM14840P | ARM MET MON IP55 1400X800X400 C/ PLAT | 946.6462
| NSYSM16640T | ARM MET MON IP55 1600X600X400 TR S/ PL | 1111.2103
| SL00088 | CX IND 83X83X50MM 6 ENT CAB 20MM | 5.3222
| SL00959 | CX IND 305X225X126MM TAMP TRANSP | 58.9
| SL09139 | PLATINA P/ CXS SL 306X226MM | 15.8444
| NSYAEUBUSC | 4 PECAS P/ UNIAO ARM CRN S/PASS CABOS | 19.2111
| NSYMUC206 | PAIN MET FIX 24MOD A200XL600 P/ SF/SM | 51.8333
| NSYBCME | FECHO BLOQUEIO P/ CADEADO P/ ARM PLD | 34.4222
| NSYEX206 | ESPACADOR 20MM M6 | 1.1282
| NSYTVR7 | 2 MONTANTES VERTICAIS L750MM | 86.7444
| NSYEN20 | UNIAO MET EN P/ PERFIS COMBINADOS | 1.1
| NSYVDM4U4P | ARM MET 300X600X400MM BAST BASC 4U | 863.7333
| NSYDLM88 | CHASS MODUL DLM A700XL500MM - 88 MOD | 225.6667
| NSYB406 | PORCA DESLIZANTE M6-C40 | 1.5889
| NSYTVR15 | 2 MONTANTES VERTICAIS L1500MM | 131.4256
| NSYSDCR200 | 4 SUP AJUST MONT PLAT P/ ARM P200MM | 55.6333
| NSYEX306 | ESPACADOR 30MM M6 | 1.5692
| NSYEX166 | ESPACADOR 16MM M6 | 0.73333
| NSYTBS19128T | CX IND ISOL IP66 192X121X87 TAMP TR BX | 27.6222
| NSYVDM7UP | CHASS P/BAST BASC 19p 7U P/ARM 400X600 | 230.5
| NSYCCOTHOF | TERMOST 32/140 F 10A-250V CONT NA | 51.8564
| NSYML405SD | FECHO C/ CHAV 405E P/ MES COM SD | 30.6889
| NSYTT8CSX | INSERTO P/ CHAV TRIANG 8MM | 27.7111
| NSYCAG35LP | ACESSORIO P/ VENTILACAO DIAM 35MM | 7.5077
| NSYCR250W230VV | RESIST AQUEC C/ VENT 250W 230VCA | 264.9641
| NSYAMRD24357TB | PERF DIN SIM 35X15MM 225MM P/ TBS/TBP | 6.2444
| NSYSCX10040 | TEJAD INOX 304L L1000XP400 P/ SFX/SMX | 836.6889
| NSY17991 | VENTILADOR CEM IP54 156M3/H 230V | 662.5333
| NSYAMPA2419TB | PLAT ISOL P/ CAIXAS TBS/TBP 241X194MM | 37.7
| NSYAMPA3429TB | PLAT ISOL P/ CAIXAS TBS/TBP 341X291MM | 48.9556
| NSYAMPM2419TB | PLAT METAL P/ CAIXAS TBS/TBP 241X194MM | 23.5
| NSYAMRD19357TB | PERF DIN SIM 35X7,5MM 175MM P/ TBS/TBP | 4.4222
| NSYAMRD34357TB | PERF DIN SIM 35X15MM 325MM P/ TBS/TBP | 8.4778
| NSYCAF125L55 | FILTR SUBS P/ TAMP VENT IP55 125X125 | 18.8923
| NSYCAP223LXF | TAMP VENT INOX IP55 223X223MM | 650.3282
| NSYCCOTH30VID | TERMOST ELECTR 5/50?C 9-30VCA/CC 2NA | 182.6256
| NSYCR100WU2C | RESIST AQUEC ISOL 100W 110/250VCA | 168.2974
| NSYCR10WU2 | RESIST AQUEC 10W 110/250VCA | 71.1897
| NSYCR150WU2 | RESIST AQUEC 150W 110/250VCA | 222.5436
| NSYCR400W230VV | RESIST AQUEC C/ VENT 400W 230VCA | 293.959
| NSYCR50WU2C | RESIST AQUEC ISOL 55W 110/250VCA | 106.2462
| NSYINPULSD | BOT IMPULS ABERT MES COM SD | 7.9778
| NSYPMP85100 | PLAT INF P/ ARM C/ CONS NSYSDF L1000MM | 223.4889
| NSYPMP8560 | PLAT P/ MESA COMAND NSYSD L600MM | 129.9333
| NSYSDX8 | MESA COM 800X1000X500MM INOX 1 PORT | 3946.8889
| NSYSCX12040 | TEJAD INOX 304L L1200XP400 P/ SFX/SMX | 836.6889
| NSYSCX16060 | TEJAD INOX 304L L1600XP600 P/ SFX/SMX | 1170.7333
| NSYTX6025 | TEJADILHO INOX P/ ARMARIOS L600XP250MM | 248.1231
| NSYCRN65250T | ARM MET PORT TR IP66 600X500X250 S/ PL | 330.1111
| NSYCRN46300 | ARM MET PORT OP IP66 400X600X300 S/ PL | 189.2
| NSYCRN44200 | ARM MET PORT OP IP66 400X400X200 S/ PL | 117.7846
| NSYCRN43200T | ARM MET PORT TR IP66 400X300X200 S/ PL | 207.2923
| NSYCRN325150 | ARM MET PORT OP IP66 300X250X150 S/ PL | 74.4718
| NSYCHCOB | PLACA P/ MONT DE ARM CRN ENTR CABOS B | 24.8778
| NSYCRN108300T | ARM MET PORT TR IP66 1000X800X300 S/PL | 637.0359
| NSYS3HF6420P | ARM MUR ALUZINC CEM IP55 600X400X200MM | 917.4462
| NSYCL220CRN | FECHO C/ CHAV 220 P/ ARM CRN | 15.6667
| NSYTC6CRN | TRANSF P/ FECHAD C/ CHAVE QUADRADA 6MM | 15.4111
| NSYTC8CRN | TRANSF P/ FECHAD C/ CHAVE QUADRADA 8MM | 11.5667
| NSYRE60 | 4 PAR ELEV 60MM TECT P/ ARM SF | 50.3556
| NSYECPC6 | ENTR CABOS CONICA PVC 43/5MM | 1.6333
| NSYPFCR | 4 PATILHAS FIX MURAL PARA ARM CRN | 11.0889
| NSYTSACRNC | PLAC ABS ENTR CABOS TIPO C P/ ARM CRN | 24.3778
| NSYTLCRNA | PLAC MET ENTR CABOS TIPO A P/ ARM CRN | 8.5333
| NSYCMUIA50 | UNIAO INT ART P/ TUB 50X50MM- CXS S3CM | 630.4513
| NSYCMT5020 | TUB SECC QUADR 50X50MM L2000MM P/ S3CM | 459.7222
| NSYMF44 | PLAT MET MICROPERFUR 400X400MM | 30.4333
| NSYMF75 | PLAT MET MICROPERFUR 700X500MM | 76.0718
| NSYMM32 | PLAT METALICA 300x200MM | 8.7282
| NSYMM44 | PLAT METALICA 400x400MM | 20.1231
| NSYMM65 | PLAT METALICA 600x500MM | 40.1333
| NSYTVR20 | 2 MONTANTES VERTICAIS L2000MM | 154.7282
| NSY2SP166 | 2 PAIN LAT A1600XP600 P/ARM SF FIX EXT | 281.9333
| NSYMM86 | PLAT METALICA 800x600MM | 77.8667
| NSYMR1010 | PLAT MET PERF TELEQUICK 1000X1000MM | 324.6111
| NSYMR106 | PLAT MET PERF TELEQUICK 1000X600MM | 189.4667
| NSYMR3025 | PLAT MET PERF TELEQUICK 300X250MM | 34.9444
| NSYMR32 | PLAT MET PERF TELEQUICK 300X200MM | 31.6556
| NSYTPLS1827 | TAMP BX TR 45MM P/ CX PLS A180XL270 | 19.2857
| NSYTPLS2736A | TAMP ALT TR 95MM P/ CX PLS A270XL360 | 51.6
| NSYTPLS5454 | TAMP BX TR 45MM P/ CX PLS A540XL540 | 85.1556
| NSYPF27X | 4 PATILHAS FIX MUR INOX P/ CAIXAS PLS | 20
| NSYMFSC80D | KIT PERF DIN 35X15MM L800MM C/ SUP REG | 32.2556
| NSYDLS12 | CHASS DISTR MOD 1X12MOD P/ CX 180X270 | 63.3778
| NSYPMB2736 | PLAT MONT BAQUEL P/ CX PLS 270X360MM | 28.7143
| NSYUM27360 | KIT UNIAO TOT ABERT 290MM P/ CXS PLS | 31.3556
| NSYCS400PLM | PERFIL DIN SIMETRICO 35MM L430MM | 5
| NSYPMP800DLA | PLATINA MET P/ CHASSIS DLA240 | 25.3444
| NSYPTZ42P | PLAC ADAPT ARM PLA 2P PART INF AB P420 | 56.9744
| NSYFSPLAZ | 4 PERN FIX SOLO P/ ARM PLA | 69.1
| NSYPMB1010 | PLAT ISOLANTE P/ ARM PLA A1000XL1000MM | 265.7333
| NSYTTG60 | 2 GUIAS TELESC P/ PRAT P600MM P/ SF/SM | 146.5556
| NSYTVR12 | 2 MONTANTES VERTICAIS L1200MM | 128.8333
| NSYSPMP4060 | PLAT PARCIAL A397XL500MM P/ ARM SM/SF | 132.8667
| NSYMUC306 | PAIN MET FIX 48MOD A300XL600 P/ SF/SM | 60.3795
| NSYMP2210 | PLAT MONT P/ ARM SF/SM A2200XL1000MM | 342.6256
| NSYMUCH408 | PAIN MET BASC 72MOD A400XL800 P/ SF/SM | 93.3111
| NSYTBS241910 | CX IND IS IP66 241X194X107 TAMP OP BX | 37.1692
| NSYCRN345150 | ARM MET PORT OP IP66 300X450X150 S/ PL | 172.1778
| NSYSUCR6560 | 2 PERF MONT UNIV 65X600MM P/ ARM SF/SM | 56.1667
| NSYPIN54 | PORT INTER P/ ARM CRN/S3D/S3X 500X400 | 131.9282
| NSYS3DB25515 | ARM MUR P/ BORNES IP66 250X500X150MM | 257.1556
| NSYTJ6025 | TEJAD P/ ARM CRN/S3D L600XP250MM | 108.0889
| NSYTJ2015 | TEJAD P/ ARM CRN/S3D L200XP150MM | 58
| NSYSW | 4 ROD TRANSP P/ ARM SF/SM/SD | 229.1444
| NSYDB2015M | CX DERIV METAL IP55 A206XL156XP83MM | 43.9556
| NSYPMD3530 | PLATINA MONT P/ CAIXAS 357X307MM | 30.9889
| NSYEC86 | ENTR CABOS P/ARM SF L800XP600MM | 58.9
| NSYCVF85M230PF | VENT C/ FILTR IP54 85M3/H 230VCA | 217.3538
| AF1CF34 | PORC DESL M3-M4 1-4 VOLT | 1.7
| NSYSPCR | SUPORT P/ MONT PERFIS NO PEDEST SF/SM | 10.7222
| NSYSFPB | KIT 4 SUPORT FIX PLATINA P/ARM NSYSF | 37
| NSYSQCR6580 | 2 PERF MONT RAP 65X800MM P/ ARM SF/SM | 57.8769
| NSYSFP20780 | ARM MET IP55 2000X700X800 SIST PRISMA | 2084.3795
| NSYINT101 | TRANSF P/ FECH TR 10MM P/ ARM SF/SM | 15.1667
| NSYCR20WU1 | RESIST AQUEC 20W 12-24VCC | 90.6462
| NSYSFP20760T | ARM MET IP55 2000X700X600 P/TR PRISMA | 2100
| NSYMD54 | CHASS 4 PERF DIN SIMETR 500X400MM | 93.0889
| NSYSM181040P | ARM MET MON IP55 1800X1000X400 C/ PLAT | 1275.9897
| NSYAMFET154TB | 4 ESPACAD AUTOROSC 15MM P/ CXS TBS/TBP | 15.2222
| NSYCRN325200P | ARM MET PORT OP IP66 300X250X200 C/PL | 98.3692
| NSYS3CM608030 | CX COMANDO IP54-IK10 A600XL800XP300MM | 1057.2667
| NSYRCK19KIT | KIT FIX CENTR P/REFORCO BAST ARM SF | 64.2889
| NSYMUCH606 | PAIN MET BASC 72MOD A600XL600 P/ SF/SM | 104.1222
| NSYCCOTH230VID | TERMOST ELECTR 5/50?C 230VCA 2NA | 177.3744
| NSYSF226100E | ARM MET P/RACK 19' 2200X600X1000 P/TR | 2438.8444
| NSYSF2212602D | ARM MET COMB IP55 2200X1200X600 2P S/P | 1836.1949
| NSYSF2016502D | ARM MET COMB IP55 2000X1600X500 2P S/P | 2690.1641
| NSYID228 | PORT INTER A2200XL800MM P/ARM SF/SM | 643.9889
| NSYDLM168 | CHASS MODUL DLM A1000XL600MM - 168 MOD | 351.3778
| NSYVA272M | JANELA TRANSP 2 MOD - TAMPA BAIXA | 16.4
| NSYBN206 | PORCA DESLIZANTE M6-C20 | 1.1
| NSYEVA20 | UNIAO MET EVA P/ PERFIS COMBINADOS | 2.2
| NSYDLM240 | CHASS MODUL DLM A1000XL800MM - 234 MOD | 387.2222
| NSYDLM84 | CHASS MODUL DLM A800XL600MM - 84 MOD | 224.1538
| NSYCNT40 | PERFIL SIMETRICO PERF TIPO C40 L2000MM | 25.9889
| NSYBN408 | PORCA DESLIZANTE M8-C40 | 1.4667
| NSYEX208 | ESPACADOR 20MM M8 | 1.7
| NSYE1025 | ESPACADOR A10MM M5 | 0.61111
| NSYUASFX | 4 SUPORTES FIX TRAV P/ ARM SM | 21.9667
| NSYMB33 | PLAT ISOL BAQUELITE 300X300MM | 17.7444
| NSYVA278MA | JANELA TRANSP 8 MOD - TAMPA ALTA | 23.5556
| NSYEX1006 | ESPACADOR 100MM M6 | 2.0308
| NSYVD2M5U5 | ARM MET 300X600X480MM BAST FIXO 5U DUP | 1240.1667
| NSYEX406 | ESPACADOR 40MM M6 | 1.2222
| NSYVDM8U4F | ARM MET 400X600X400MM BAST FIXO 8U | 731.7556
| NSYMPS40 | 2 SUP P400MM FIX PLAT PARC ARM SF/SM | 48.6333
| NSYAMPM1916TB | PLAT METAL P/ CAIXAS TBS/TBP 192X164MM | 20.9333
| NSYSDC63 | CONS MOD IP55-IK10 L600XP300 PORT BASC | 695.3222
| NSY17997 | GRELHA IP54 CEM 156 223X223MM | 315.2103
| NSYTBS1397 | CX IND ISOL IP66 138X93X72 TAMP OP BX | 10.7282
| NSYEC125 | ENTR CABOS P/ ARM SF L1200XP500MM | 103.3556
| NSY2SPX184 | 2 PAIN LAT A1800XP400MM P/ ARM SFX | 1470.8103
| NSYTBP1397 | CX IND PC IP66 138X93X72 TAMP OP BX | 17.6308
| NSYTBS241912H | CX IND IS IP66 241X194X127 TAMP OP ALT | 45.1897
| NSYMR1410 | PLAT MET PERF TELEQUICK 1400X1000MM | 444.4778
| NSYMFPLAZ104 | MOLD FIX SOLO P/ ARM PLA L1000XP420MM | 343.8222
| NSYTPLS3654 | TAMP BX TR 45MM P/ CX PLS A360XL540 | 49.7744
| NSYPMB3636 | PLAT MONT BAQUEL P/ CX PLS 360X360MM | 32.2
| NSYTEMPL | MANIP ABERTURA P/ ARM PLM | 76.8
| NSYPMM5472 | PLAT MONT MET P/ CAIXAS PLS 540X720MM | 76.0111
| NSYTCD274 | 4 PARAF C/ FENDA P/ FECHO CXS PLS | 4.0333
| NSYDPLM200 | 4 SUP AJUST P200MM P/ MONT DA PLATINA | 72.5556
| NSYTCSPLM | PORCA PLASTICA + PARAFUSO AUTOROSC | 1.2222
| NSYTEX8 | EXTENSAO PORCA M8 | 3.1487
| NSYBANPLA73 | PRAT DE SUPORTE P/ ARM PLA P320XL750MM | 113.7
| NSYPMB107 | PLAT ISOLANTE P/ ARM PLA A1000XL750MM | 192.8103
| NSYPMM1210 | PLAT MONT MET P/ ARM PLA A1250XL1000MM | 296.9744
| NSYTSPLA | INSERT P/ BOTAO DE PRESSAO P/ ARM PLA | 10.9778
| NSYPMP500DLP | PLAT METAL A146XL402MM P/ PLA L500MM | 24.0667
| NSYPMR75 | PLAT TELEQUICK P/ ARM PLA A750XL500MM | 105.0889
| NSYSBPLA | SUP INTERM P/ ARMARIOS PLA C/ 2 PORTAS | 40.0222
| NSYTBP24198 | CX IND PC IP66 241X194X87 TAMP OP BX | 51.3026
| NSYMPS50 | 2 SUP P500MM FIX PLAT PARC ARM SF/SM | 49.9222
| NSYSIMP18 | PLAC INTERM P/CONT DE PLAT A1800MM | 82.1231
| NSYCMUCC80 | FIX ROT HOR P/TUBO 80X80MM-CXS S3CM | 987.8429
| NSYCEW2K5 | PERM AR/AGU 2500W 230V LAT 901X398X137 | 3671.0051
| NSYCEW3K5 | PERM AR/AGU 3500W 230V MONT LAT | 4415.5233
| NSYCEW4K5 | PERM AR/AGU 4500W 230V MONT LAT | 3962.3077
| NSYCEW6K | PERM AR/AGU 6000W 230V MONT LAT | 4486.7795
| NSYCEW6K2P4 | PERM AR/AGU 6000W 400V MONT LAT | 5326.8
| NSYCU1K | UNID CLIM 1000W-230V MONT LAT | 3088.3179
| NSYCU1K2 | UNID CLIM 1250W-230V MONT LAT | 3612.6872
| NSYCU1K22P4 | UNID CLIM 1250W-400V MONT LAT | 4209.0769
| NSYCU1K2P4 | UNID CLIM 1000W-2X400V MONT LAT | 3554.4718
| NSYCU1K2R | UNID CLIM 1150W-230V TOP A415XL567X401 | 3612.6872
| NSYCU1K5R | UNID CLIM 1550W-230V TOP A415XL567X401 | 3962.3077
| NSYCU1K6 | UNID CLIM 1600W-230V MONT LAT | 4195.3846
| NSYCU1K62P4 | UNID CLIM 1600W-2X400V MONT LAT | 4836.3897
| NSYCU2K | UNID CLIM 2000W-230V MONT LAT | 4719.8564
| NSYCU2K3P4 | UNID CLIM 2000W-3X400V MONT LAT | 5302.5538
| NSYCU2K3P4R | UNID CLIM 2050W-3X400V TOP A415XL567X401 | 5593.8359
| NSYCU2KR | UNID CLIM 2050W-230V TOP A415XL567X401 | 5069.4769
| NSYCU300H | UNID CLIM 300W-230V LAT A340XL525XP135 | 2156.0103
| NSYCU3K3P4 | UNID CLIM 2900W-3X400V MONT LAT | 6817.5487
| NSYCU3K3P4R | UNID CLIM 2900W-3X400V TOP A496XL797X492 | 6817.5487
| NSYCU400 | UNID CLIM 380W-230V LAT A800XL350XP195 | 2114.7487
| NSYCU400R | UNID CLIM 410W-230V TOP A264XL486XP259 | 2796.9128
| NSYCU4K3P4 | UNID CLIM 3850W-3X400V MONT LAT | 7400.2359
| NSYCU4K3P4R | UNID CLIM 3850W-3X400V TOP A496XL797X492 | 7516.7795
| NSYCU600 | UNID CLIM 640W-230V LAT A606XL316XP212 | 2563.8359
| NSYCU800 | UNID CLIM 820W-230V LAT A783XL348XP215 | 2800.5949
| NSYCU800R | UNID CLIM 820W-230V TOP A340XL600XP340 | 3204.8615
| NSYSFC166 | BASE+TOPO P/ARM SF L1600XP600MM | 725.0556
| AM1PA3070 | Grille Telequick juxtap.300x700 | 35.3333
| NSYLDB5 | CHAVE DUPLA BARRA 5MM | 8.4513
| NSYCRNG108400 | ARM MET PORT OP IP66 1000X800X400 S/PL | 579.0667
| NSYSTMP2260 | PLAT PARC TELEQ 200X450 P/ ARM L600MM | 79.9222
| NSYSF22680 | ARM MET COMB IP55 2200X600X800 S/ PLAT | 1464
| NSY2SP184 | 2 PAIN LAT A1800XP400 P/ARM SF FIX EXT | 250.7111
| NSYEC661 | ENTR CAB P/ ARM SF L600XP600MM-1 ENTR | 72.2051
| NSYSD8 | MESA COM 800X1000X466MM S/PLAT 1 PORT | 1312.7333
| NSYCSH126 | CHAS DIST MOD L600MM P/ SF/SM 1200X600 | 213
| NSYSFTB16 | 2 BARR ELEV/TRANSP L1600MM P/ ARM SF | 1559.7778
| NSYTBP342912 | CX IND PC IP66 341X291X128 TAMP OP BX | 123.0111
| NSYSM18860 | ARM MET MON IP55 1800X800X600 S/ PLAT | 1119.8769
| NSYTBP241912HT | CX IND PC IP66 241X194X127 TAMP TR ALT | 70.8667
| NSYRCDR18 | LIMIT ABERT 180? P/ BAST 19p ARM SF/SM | 217.5385
| NSYS3DEX6625 | ARM MUR MET ATEX IP66 300X200X150MM | 360.4444
| SL00940 | CX IND 395X315X130MM TAMP OPAC | 74.3111
| SL03925 | CX IND 306X226X125MM 12 ENT CAB 32MM | 80.9857
| NSYSF18860T | ARM MET COMB IP55 1800X800X600 TR S/PL | 1566.4103
| SL09160 | PLATINA P/ CX SL 220X168MM | 8.1667
| SL03080 | CX IND ISOL PVC 110X75X88MM IP55 | 14.0889
| SL03180 | CX IND ISOL PVC 135X74X72MM IP55 | 17.2308
| SL03750 | CX IND ISOL PVC 270X220X105MM IP55 | 71.2103
| NSYMPCH456 | PAIN MET BASC A450XL600MM P/ ARM SF/SM | 82.5667
| NSYMUC406 | PAIN MET FIX 48MOD A400XL600 P/ SF/SM | 70.2778
| NSYMUC458 | PAIN MET FIX 108MOD A450XL800 P/ SF/SM | 90.7556
| NSYPMP7502DLP | PLAT METAL A298XL611MM P/ PLA L750MM | 69.5
| NSYDLM112 | CHASS MODUL DLM A800XL600MM - 112 MOD | 258.5778
| NSYPMP400DLM | PLAT P/ APAR N/ MOD A308MM P/ ARM L400 | 21.2556
| NSYADR200 | PERFIL DIN ASSIMETRICO L2000MM | 18.7889
| NSYDLM66 | CHASS MODUL DLM A700XL500MM - 66 MOD | 204.3556
| NSYMB108 | PLAT ISOL BAQUELITE 1000X800MM | 144.4615
| NSYMB106 | PLAT ISOL BAQUELITE 1000X600MM | 130.7111
| NSYVA278M | JANELA TRANSP 8 MOD - TAMPA BAIXA | 22.3333
| NSYEX508 | ESPACADOR 50MM M8 | 1.9077
| NSYEX1008 | ESPACADOR 100MM M8 | 3.0556
| NSYVDM14U4F | ARM MET 700X600X400MM BAST FIXO 14U | 890.1
| NSYUTA22 | UNIAO METALICA P/ PERFIS COMBINADOS | 1.9556
| NSYMPC206 | PAIN MET FIX A200XL600MM P/ ARM SF/SM | 48
| NSYAEFTB | CONJ DE 4 PATAS DE FIXACAO | 6.1222
| NSYCR20WU2 | RESIST AQUEC 20W 110/250VCA | 85.8154
| NSY17996 | GRELHA IP54 CEM 61 | 231.9385
| NSYSMX18660PC | ARM INOX 304L MON P/ PC 1800X600X600MM | 10322.4556
| NSYTBP11116 | CX IND PC IP66 116X116X62 TAMP OP BX | 16.2769
| NSYTBS241910H | CX IND IS IP66 241X194X107 TAMP OP ALT | 41.6923
| NSYTBS885 | CX IND ISOL IP66 89X89X54 TAMP OP BX | 6.3667
| NSYS2535 | TERMINAL SEGURANCA SIGMA 1X35MM2 | 3.6778
| NSYCRN88300 | ARM MET PORT OP IP66 800X800X300 S/ PL | 350.2154
| NSYCVF165M24DPF | VENT C/ FILTR IP54 190M3/H 24VCC | 152.9231
| NSYCRNG126300 | ARM MET PORT OP IP66 1200X600X300 S/PL | 525.5897
| NSYCRNG1410300D | ARM MET 2POR OP IP55 1400X1000X300 S/P | 1373.2444
| NSYSTBR3 | 2 PERF P300MM P/ MONT 2 PLAT EM ARM SM | 44.9556
| NSYCRN86300T | ARM MET PORT TR IP66 800X600X300 S/ PL | 463.3128
| NSYCRN86200T | ARM MET PORT TR IP66 800X600X200 S/ PL | 440.9846
| NSYCRN68300T | ARM MET PORT TR IP66 600X800X300 S/ PL | 602.0556
| NSYCRN64200 | ARM MET PORT OP IP66 600X400X200 S/ PL | 150.1538
| NSYCRN54200T | ARM MET PORT TR IP66 500X400X200 S/ PL | 272.9026
| NSYCRN54150T | ARM MET PORT TR IP66 500X400X150 S/ PL | 247.2821
| NSYCRN34200 | ARM MET PORT OP IP66 300X400X200 S/ PL | 120.6051
| NSYCRN33150 | ARM MET PORT OP IP66 300X300X150 S/ PL | 87.4872
| NSYCRN33200T | ARM MET PORT TR IP66 300X300X200 S/ PL | 220.5
| NSYTT8CRN | INSERTO P/ CHAVE TRIANG 8MM | 11.241
| NSYTC2 | ENTRADA DE CABOS 22MM | 0.64286
| NSYRBLZ21686 | LIG DERIV NEUTR/TERR 2X16MM2 + 8X6MM2 | 11.0444
| NSYS06 | TERMINAL SEGURANCA SIGMA 1X6MM2 | 2.5143
| NSYBHS600 | 2 SUP 600MM P/ BARRAM HORIZ P/ ARM SF | 131.9795
| NSYCN9M615 | PORCA GAIOLA M6 ESPESS 1,5MM | 0.64444
| NSYS3CM505025 | CX COMANDO IP54-IK10 A500XL500XP250MM | 742.5026
| NSYCMUMC50 | FIX HOR ROT P/ TUBO 50X50MM - CXS S3CM | 1007.9111
| NSYCMT2560110 | SUP P/ DOCUM/TECL - MONT EM CX S3CM | 842.5286
| NSYMF128 | PLAT MET MICROPERFUR 1200X800MM | 274.7111
| NSYMF64 | PLAT MET MICROPERFUR 600X400MM | 45.7111
| NSYMM1010 | PLAT METALICA 1000X1000MM | 184.7692
| NSYMM2540 | PLAT METALICA 250x400MM | 11.3778
| NSYMR33 | PLAT MET PERF TELEQUICK 300X300MM | 42.5
| NSYMM2550 | PLAT METALICA 250x500MM | 18.9778
| NSYMM43 | PLAT METALICA 400x300MM | 16.4103
| NSYMM55 | PLAT METALICA 500x500MM | 34.2359
| NSYMM88 | PLAT METALICA 800x800MM | 101.0564
| NSYMR44 | PLAT MET PERF TELEQUICK 400X400MM | 63.5667
| NSYMR46 | PLAT MET PERF TELEQUICK 400X600MM | 80.2
| NSYTPLS2727 | TAMP BX TR 45MM P/ CX PLS A270XL270 | 21.3556
| NSYTPLS2727A | TAMP ALT TR 95MM P/ CX PLS A270XL270 | 37.3714
| NSYDLS48 | CHASS DISTR MOD 4X12MOD P/ CX 540X270 | 98.5556
| NSYDLS24 | CHASS DISTR MOD 2X12MOD P/ CX 270X270 | 66.1444
| NSYPMM3636 | PLAT MONT MET P/ CAIXAS PLS 360X360MM | 29.7667
| NSYPMB5454 | PLAT MONT BAQUEL P/ CX PLS 540X540MM | 68.0778
| NSYPFXPLM | 4 PAT FIX MUR INOX P/ ARM PLM | 29.7231
| NSYTEX6 | EXTENSAO PORCA M6 | 3.0556
| NSYTT7PL | INSERT P/ CHAVE TRIANG 7MM | 20.7556
| NSYTEDB5PL | MANIP C/ CHAV BARR DUPL 5MM P/ ARM PLM | 116.5667
| NSYBANPLA54 | PRAT DE SUPORTE P/ ARM PLA P420XL500MM | 108.8222
| NSYPMB105 | PLAT ISOLANTE P/ ARM PLA A1000XL500MM | 105.0444
| NSYDPLA4 | 4SUP AJUST P420MM P/ MONT PLAT ARM PLA | 100.6359
| NSYPMB77 | PLAT ISOLANTE P/ ARM PLA A750XL750MM | 145.6778
| NSYPMM107 | PLAT MONT MET P/ ARM PLA A1000XL750MM | 115.4359
| NSYPMM1510 | PLAT MONT MET P/ ARM PLA A1500XL1000MM | 342.2462
| NSYPMM55 | PLAT MONT MET P/ ARM PLA A500XL500MM | 39.4154
| NSYPMM77 | PLAT MONT MET P/ ARM PLA A750XL750MM | 81.8769
| NSYRETPLAZ | RETENCAO DE PORTA P/ ARM PLA/PLAZ/PLAT | 57.7778
| NSYTDB5PLA | TRANSF FECH BARRA DUPLA 5MM P/ ARM PLA | 37.9
| NSYCSH206 | CHAS DIST MOD L600MM P/ SF/SM 2000X600 | 282.8889
| NSYEC85 | ENTR CABOS P/ARM SF L800XP500MM | 52.0513
| NSYTBP241912H | CX IND PC IP66 241X194X127 TAMP OP ALT | 66.1949
| NSYTVR14 | 2 MONTANTES VERTICAIS L1400MM | 138.7222
| NSYSPMP6060 | PLAT PARCIAL A597XL500MM P/ ARM SM/SF | 128.2462
| NSY2SP128 | 2 PAIN LAT A1200XP800 P/ARM SF FIX EXT | 262.0889
| NSYAZ4PLA | ADAPT PED TIPO N P/ TIPO H ARM PLA | 139.6889
| AM1PA3015 | Grille Telequick juxtap.300x150 | 12.1778
| NSYMFSC60D | KIT PERF DIN 35X15MM L600MM C/ SUP REG | 26.5846
| NSYSM2016602D | ARM MET MON IP55 A2000XL1600XP600 2 P | 2147.5
| NSYCRNG1210300D | ARM MET 2POR OP IP55 1200X1000X300 S/P | 608.8205
| NSYCRNG128300 | ARM MET PORT OP IP66 1200X800X300 S/PL | 560.041
| NSYSM18840 | ARM MET MON IP55 1800X800X400 S/ PLAT | 929.4667
| NSYMP2012 | PLAT MONT P/ ARM SF/SM A2000XL1200MM | 400.2462
| NSYSF1810602D | ARM MET COMB IP55 1800X1000X600 2P S/P | 1651.0333
| NSYSF201040T | ARM MET COMB IP55 2000X1000X400 TR S/P | 1864.1556
| NSYSF20450 | ARM MET COMB IP55 2000X400X500 S/ PLAT | 1057.3744
| NSYSF20860 | ARM MET COMB IP55 2000X800X600 S/ PLAT | 1262.4821
| NSYSM1212402D | ARM MET MON IP55 1200X1200X400 2P S/PL | 1171.9667
| NSYSM14840 | ARM MET MON IP55 1400X800X400 S/ PLAT | 766.0923
| NSYSM16640P | ARM MET MON IP55 1600X600X400 C/ PLAT | 982.1231
| AM1PA1270 | Grille Telequick juxtap.120x700 | 23.4444
| NSYMFS1D | 2 SUP REGUL P/ PERFIS DIN EM ARM SF/SM | 10.8778
| NSYSMWFIX | 2 PATILH FIX A PAREDE P/ ARM SM | 38.5436
| NSYMUC158 | PAIN MET FIX 36MOD A150XL800 P/ SF/SM | 51.2
| NSYMPC158 | PAIN MET FIX A150XL800MM P/ ARM SF/SM | 49.9222
| NSYSM20860T | ARM MET MON IP55 2000X800X600 TR S/ PL | 1750.8778
| AF1EA5 | PORCA CLIP 5MM | 0.35897
| NSYSF22880 | ARM MET COMB IP55 2200X800X800 S/ PLAT | 1638.5889
| NSYMUCH156 | PAIN MET BASC 24MOD A150XL600 P/ SF/SM | 50.5556
| NSYSF20850P | ARM MET COMB IP55 2000X800X500 C/ PLAT | 1430.1333
| NSYCSH128 | CHAS DIST MOD L800MM P/ SF/SM 1200X800 | 213.8667
| NSYSQCR4050 | 2 PERF MONT RAP 40X500MM P/ARM SF/SM | 42.7
| NSYSM20650 | ARM MET MON IP55 2000X600X500 S/ PLAT | 1131.3641
| NSYAMFSTB | 100 PARAFUS 4X10MM | 15.2222
| SL00938 | CX IND 244X194X96MM TAMP OPAC | 18.8308
| SL03615 | CX IND 194X14X77MM 10 ENT CAB 25MM | 24.9667
| NSYSQCR6540 | 2 PERF MONT RAP 65X400MM P/ARM SF/SM | 49.4222
| SL09154 | PLATINA P/CX SL 170X135MM | 7.4222
| SL02560 | CX IND ISOL PVC 105X105X66MM IP55 | 12.7795
| NSYVA2712MA | JANELA TRANSP 12 MOD - TAMPA ALTA | 31.0111
| NSYEX106 | ESPACADOR 10MM M6 | 0.61111
| NSYVD2M8U4 | ARM MET 400X600X380MM BAST FIXO 8U DUP | 1325.4889
| NSYVA276M | JANELA TRANSP 6 MOD - TAMPA BAIXA | 13.9222
| NSYE1525 | ESPACADOR A15MM M5 | 0.73333
| NSYSDCR300 | 4 SUP AJUST MONT PLAT P/ ARM P300MM | 62.7111
| NSYVA274M | JANELA TRANSP 4 MOD - TAMPA BAIXA | 18.8889
| NSYVDM5U4F | ARM MET 300X600X400MM BAST FIXO 5U | 657.886
| NSYVD2M5U4 | ARM MET 300X600X380MM BAST FIXO 5U DUP | 1174.4889
| NSYEC45 | ENTR CABOS P/ARM SF L400XP500MM | 37.8111
| NSYPMP85120 | PLAT INF P/ ARM C/ CONS NSYSDF L1200MM | 220.8821
| NSYSMX16660PC | ARM INOX 304L MON P/ PC 1600X600X600MM | 9661.6556
| NSY17998 | GRELHA IP54 CEM 480 291X291MM | 538.4286
| NSYAEDH20TB | 2 DOBRAD P/ CXS TBS/TBP TAMP 20MM | 19.2111
| NSYAMPA1916TB | PLAT ISOL P/ CAIXAS TBS/TBP 192X164MM | 30.2333
| NSYCAG114LPF | GRELH SAIDA P/ NSYCVF156 120X120X38MM | 5.6923
| NSYCAG78LPF | GRELH SAIDA P/ NSYCVF35 80X80X25MM | 4.9949
| NSYCAP125LXF | TAMP VENT INOX IP55 125X125MM | 451.0974
| NSYCCOTHD | TERMOST 0/+60C 10A-250V CONT NA+NF | 76.0718
| NSYCR150WU2C | RESIST AQUEC ISOL 147W 110/250VCA | 211.9692
| NSYMPB6SD | 4 SUP P/ MONT DE PLAT EM ARM SD P600MM | 252.5444
| NSYPLS30 | LIMITADOR PNEUM P/ MESA DE COMANDO | 125.6556
| NSYSDC42 | CONS MOD IP55-IK10 L400XP200 PORT BASC | 488.1556
| NSYSDC43 | CONS MOD IP55-IK10 L400XP300 PORT BASC | 575.1111
| NSYSDC62 | CONS MOD IP55-IK10 L600XP200 PORT BASC | 599.6333
| NSYSDCX62 | CONSOLA MOD INOX L600XP200MM | 1463.3889
| NSYSDH | MANIP SUBST P/ MES COM SD | 53.1077
| NSYSDX10 | MESA COM 1000X1000X500MM INOX 1 PORT | 4311.9222
| NSYTBS19168T | CX IND ISOL IP66 192X164X87 TAMP TR BX | 32.6778
| NSYTBS775 | CX IND ISOL IP66 74X74X54 TAMP OP BX | 5.0769
| NSYSTDCXH | INSERTO P/ CHAV DUPL BARR INOX | 57.0051
| NSYSTDNCSX | FECHADURA C/ CHAV DUPL BARR SUBST | 12.0513
| NSYTC6CSX | INSERTO P/ CHAV QUADR 6MM | 27.7111
| NSYTX3015 | TEJADILHO INOX P/ ARMARIOS L300XP150MM | 196.8111
| NSYTX3020 | TEJADILHO INOX P/ ARMARIOS L300XP200MM | 245.2333
| NSYTX4020 | TEJADILHO INOX P/ ARMARIOS L400XP200MM | 236.6359
| NSYECPC3 | ENTR CABOS CONICA PVC 25/5MM | 0.62222
| NSYCRN66250 | ARM MET PORT OP IP66 600X600X250 S/ PL | 217.3538
| NSYS3X8625H | ARM FIX MUR INOX 316L A800XL600XP250MM | 2069.4359
| NSYSMX18640 | ARM INOX 304L MON IP55 1800X600X400MM | 4675.5222
| NSYTC7CSX | INSERTO P/ CHAV QUADR 7MM | 27.7111
| NSYCAG291LPC | GRELH IP54 SUBST RAL7032 336X316X18MM | 61.7778
| NSYCRN65200 | ARM MET PORT OP IP66 600X500X200 S/ PL | 172.5744
| NSYMR66 | PLAT MET PERF TELEQUICK 600X600MM | 123.0462
| NSYTPLS3636 | TAMP BX TR 45MM P/ CX PLS A360XL360 | 50.0429
| NSYCNT20 | PERFIL SIMETRICO PERF TIPO C20 L2000MM | 13.7436
| NSYDLS36 | CHASS DISTR MOD 3X12MOD P/ CX 360X270 | 89.4333
| NSYTC8PL | INSERTO P/ FECH C/ CHAVE QUADRADA 8MM | 24.3556
| NSYPMB2727 | PLAT MONT BAQUEL P/ CX PLS 270X270MM | 16.7111
| NSYAE25 | SUPORT P/ BARRAM P/ CXS PLS | 29.8222
| NSYSFP500 | CONJ FIXACAO A POSTE P/ ARMARIO PLM75 | 172.1444
| NSYDPLM350 | 4 SUP AJUST P350MM P/ MONT DA PLATINA | 100.0667
| NSYVEA9 | DISPOSITIVO DE PURGA | 2.6889
| NSYBANPLA53 | PRAT DE SUPORTE P/ ARM PLA P320XL500MM | 90.0923
| NSYPMB1012 | PLAT ISOLANTE P/ ARM PLA A1000XL1250MM | 273.7026
| NSYPMM1012 | PLAT MONT MET P/ ARM PLA A1000XL1250MM | 367.8154
| NSYPMB75 | PLAT ISOLANTE P/ ARM PLA A750XL500MM | 113.8857
| NSYPMM127 | PLAT MONT MET P/ ARM PLA A1250XL750MM | 171.7436
| NSYPMR57 | PLAT TELEQUICK P/ ARM PLA A500XL750MM | 93.7444
| NSYRETPLA | RETENCAO DE PORTA P/ ARM PLA/PLAZ/PLAT | 33.8974
| NSYSM14640 | ARM MET MON IP55 1400X600X400 S/ PLAT | 805.1077
| NSYTBP241910HT | CX IND PC IP66 241X194X107 TAMP TR ALT | 59.8111
| NSY2SP125 | 2 PAIN LAT A1200XP500 P/ARM SF FIX EXT | 221.2778
| NSY2SP124 | 2 PAIN LAT A1200XP400 P/ARM SF FIX EXT | 214.6222
| NSYMUC608 | PAIN MET FIX 108MOD A600XL800 P/ SF/SM | 130.1778
| AK2GD3750 | CALHA PLAST 37,5X50MM | 8.8889
| NSYID1810 | PORT INTER A1800XL1000MM P/ ARM SF/SM | 580.4444
| NSYSM181040 | ARM MET MON IP55 1800X1000X400 S/ PLAT | 1021.7949
| NSYSF18680T | ARM MET COMB IP55 1800X600X800 TR S/PL | 1582.2
| NSYSF201040P | ARM MET COMB IP55 2000X1000X400 C/ PL | 1611.241
| NSYTJ3015 | TEJAD P/ ARM CRN/S3D L300XP150MM | 66.9111
| NSYS3DB25415 | ARM MUR P/ BORNES IP66 250X400X150MM | 241.6556
| NSYPMP45120 | PLAT SUP P/ ARM C/ CONS NSYSDF L1200MM | 165.5222
| NSYTJ4025 | TEJAD P/ ARM CRN/S3D L400XP250MM | 86.7
| NSYPIN128 | PORT INTER P/ ARM CRN/S3D/S3X 1200X800 | 223.6513
| NSYDBN2015 | CX DERIV METAL IP55 A206XL156XP83MM | 34.4718
| NSYDB88M | CX DERIV METAL IP55 A85XL85XP49MM | 14.4444
| NSYAPLD85 | PLAT ISOL P/ ARM PLD A850XL465XP320MM | 93.8222
| NSYAPLD812 | 2 PLAT ISOL P/ ARM PLD A850XL1115XP320 | 202.0333
| NSYJED8122 | JUNTA ESTANQ IP54 P/ ARM PLD L1115MM | 84.0222
| NSYJED8500 | JUNTA ESTANQ IP54 P/ ARM PLD L465MM | 47.6778
| NSYJED860 | JUNTA ESTANQ IP54 P/ ARM PLD L590MM | 53.8333
| NSYDBN1010 | CX DERIV METAL IP55 A105XL105XP49MM | 15.4154
| NSYDBN1510 | CX DERIV METAL IP55 A155XL105XP61MM | 19.8667
| NSYBBH30D | TERM BIMETALICO 10-95MM2 | 17.5333
| NSYATPUND | OBTURADOR | 7.7846
| NSYCTL600DLM | ESPELHO FRONTAL FECHADO L600MM | 25.0359
| NSYCTL800DLM | ESPELHO FRONTAL FECHADO L800MM | 35.4462
| NSYDLCR24 | CHASS 2X12 MOD P/ ARM A400XL300XP150MM | 83.0778
| NSYDLCR36 | CHASS 3X12 MOD P/ ARM A400XL300XP150MM | 83.2124
| NSYDLCR48 | CHASS 3X16 MOD P/ARM A500XL400XP150MM | 98.0718
| NSYSF18650T | ARM MET COMB IP55 1800X600X500 TR S/PL | 1406.2564
| NSYSF2012802D | ARM MET COM IP55 2000X1200X800 2PS/P | 1823.959
| NSYCR150WU3 | RESIST AQUEC 150W 270/420VCA | 266.2778
| NSYCR55WU3 | RESIST AQUEC 50W 270/420VCA | 129.5179
| NSYSM20640 | ARM MET MON IP55 2000X600X400 S/ PLAT | 1002.5333
| NSYSPS4200 | PED (PAIN LAT) 200MM ARM SF/SM P400MM | 49.9282
| NSYSPMP4080 | PLAT PARCIAL A397XL700MM P/ ARM SM/SF | 138.9333
| NSYSM1810402DP | ARM MET MON IP55 1800X1000X400 2P C/PL | 1611.7889
| NSYSPF12200 | PED (FR+TR) 200MM P/ ARM SF/SM L1200MM | 218.3385
| AK2GA315 | CALHA FIXA 1 MONT | 21.7
| NSYSPS4100SD | PED (PAIN LAT) 100MM P/ MES COM P400MM | 49.5
| NSY2SP206 | 2 PAIN LAT A2000XP600 P/ARM SF FIX EXT | 308.3
| NSY2SP126 | 2 PAIN LAT A1200XP600 P/ARM SF FIX EXT | 227.8111
| NSYCRNG1010300D | ARM MET 2POR OP IP55 1000X1000X300 S/P | 583.6718
| NSYTELJISPL | MANIP C/CHAVE JIS P/ARM PLM | 110.0889
| NSYSF16880 | ARM MET COMB IP55 1600X800X800 S/ PLAT | 1400.8111
| NSYSF18440 | ARM MET COMB IP55 1800X400X400 S/ PLAT | 1028.1128
| NSYSDP8M | PORTA-ESQUEMAS METLICO L800MM | 82.6444
| NSYTVR22 | 2 MONTANTES VERTICAIS L2200MM | 183.2444
| NSYSFV14 | MONTANTES VERT P/ ARM SF 1400MM | 284.3897
| NSYSFC85 | BASE+TOPO P/ ARM SF L800XP500MM | 403.2821
| IMT36182 | ENTRADA CABO RAPIDA M25 | 1.4154
| NSYCR50WU3C | RESIST AQUEC ISOL 55W 270/420VCA | 123.7231
| NSYSF2212602DP | ARM MET COMB IP55 2200X1200X600 2P C/P | 2188.2872
| NSYEC64 | ENTR CABOS P/ ARM SF L600XP400MM | 39.3
| SL00931 | CX IND 123X83X78MM TAMP OPAC | 8.9
| SL02500 | CX IND 103X103X60MM 6 ENT CAB 25MM | 8.4205
| SL09601 | ENTR CAB CONIC IP55 D4/20MM | 0.63333
| NSYTC8ML | TRANSF P/FECHAD C/CHAVE QUADRADA 8MM | 17.2667
| NSYBICRN | CONJUNTO DOBRADICAS NSYCRN | 10.5667
| NSYMB32 | PLAT ISOL BAQUELITE 300X200MM | 13.1556
| NSYDLM48P | CHASS MODUL DLM A600XL400MM - 48 MOD | 168.7444
| NSYPMP300DLM | PLAT P/ APAR N/ MOD A208MM P/ ARM L300 | 18.9444
| NSYSDR200B | PERFIL SIMETR 35X7,5MM L2000MM | 7.4222
| NSYVA2712M | JANELA TRANSP 12 MOD - TAMPA BAIXA | 26.4778
| NSYEX126 | ESPACADOR 12MM M6 | 0.61111
| NSYEMA40 | UNIAO MET EMA P/ PERFIS COMBINADOS | 5
| NSYSUCR40100 | 2 PERF MONT UNIV 40X1000 P/ ARM SF/SM | 67.1
| NSYVDM11UP | CHAS P/BAST BASC 19P 11U P/ARM 600X600 | 270.3
| NSYVDM10U4F | ARM MET 500X600X400MM BAST FIXO 10U | 811
| NSYTX8030 | TEJADILHO INOX P/ ARMARIOS L800XP300MM | 348
| NSYCCOHY230VID | CONTR HUM RELAT 110/240VCA 2NA | 218.4615
| NSYTBS292412T | CX IND IS IP66 291X241X128 TAMP TR BX | 82.8667
| NSYPHX200 | 4 PE SUP INOX A200MM P/ ARM SFX/SMX | 1563.7889
| NSYSFX181240 | ARM INOX 304L COMB IP55 1800X1200X400 | 6683.6222
| NSYSFX20840 | ARM INOX 304L COMB IP55 2000X800X400MM | 4939.6821
| NSYTBS29248T | CX IND ISOL IP66 291X241X88 TAMP TR BX | 75.3889
| NSYSMVR18 | 2 PERF ADAPT VERTIC A1800MM P/ ARM SM | 180.6857
| NSYCRN65250 | ARM MET PORT OP IP66 600X500X250 S/ PL | 198.4923
| NSYCRN46300T | ARM MET PORT TR IP66 400X600X300 S/ PL | 374.9111
| NSYCMT5015 | TUB SECC QUADR 50X50MM L1500MM P/ S3CM | 302.1333
| NSYMM75 | PLAT METALICA 700x500MM | 48.3385
| NSYCRN88300T | ARM MET PORT TR IP66 800X800X300 S/ PL | 553.7333
| NSYCRN54250 | ARM MET PORT OP IP66 500X400X250 S/ PL | 147.9692
| NSYCRN46250T | ARM MET PORT TR IP66 400X600X250 S/ PL | 310
| NSYCRN33150T | ARM MET PORT TR IP66 300X300X150 S/ PL | 200.7667
| NSYCRN43150T | ARM MET PORT TR IP66 400X300X150 S/ PL | 206.5744
| NSYEL226D6 | CAB LIG A TERR 6MM2 220MM TERM 6,4MM | 14.2778
| NSYTLCRNO | PLAC MET ENTR CABOS TIPO 0 P/ ARM CRN | 5.7667
| NSYCMUTC80 | ANG FIX P/ TUBO 80X80MM - CXS S3CM | 604.2556
| NSYCL405CRN | CRN CIERRE CON LLAVE 405 | 15.559
| NSYTEDB5ML | TRANSF FECH BARRA DUPLA | 89.5889
| NSYEC7 | ENTR CABOS CONICA 52/13MM | 1.6333
| NSYEL1710D6 | CAB LIG A TERR 10MM2 170MM TERM 6,4MM | 16.8222
| NSYS04 | TERMINAL SEGURANCA SIGMA 1X4MM2 | 1.8333
| NSYCOCN80 | PILAR MONTAGEM P/ ARM CRN | 261.4556
| NSYTSACRNB | PLAC ABS ENTR CABOS TIPO B P/ ARM CRN | 16.4556
| NSYID168 | PORT INTER A1600XL800MM P/ ARM SF/SM | 522.1128
| NSYLT8 | CHAVE TRIANGULAR 6,5-8MM P/ ARM CRN | 10.9333
| NSYBPA7032 | SPRAY P/ PINTURA RAL7032 | 37.0769
| NSYMF106 | PLAT MET MICROPERFUR 1000X600MM | 128.6111
| NSYMM108 | PLAT METALICA 1000x800MM | 131.0154
| NSYMM1210 | PLAT METALICA 1200X1000MM | 211.2821
| NSYMR64 | PLAT MET PERF TELEQUICK 600X400MM | 92.7897
| NSYTPLS2754A | TAMP ALT TR 95MM P/ CX PLS A270XL540 | 78.9
| NSYMM64 | PLAT METALICA 600x400MM | 35.8769
| NSYMM66 | PLAT METALICA 600x600MM | 46.8
| NSYSCCDINLG75 | SUP PLAST P/ 5 CABOS L75MM | 52.5444
| NSYCN20 | PERFIL SIMETRICO TIPO C20 L2000MM | 12.4444
| NSYTPLS2754 | TAMP BX TR 45MM P/ CX PLS A270XL540 | 54.7571
| NSYCN40 | PERFIL SIMETRICO TIPO C40 L2000MM | 21.1
| NSYCVF38M48DPF | VENT C/ FILTR IP54 44M3/H 48VCC | 210.2111
| NSYMUC308 | PAIN MET FIX 72MOD A300XL800 P/ SF/SM | 73.4778
| NSYPMM2754 | PLAT MONT MET P/ CAIXAS PLS 270X540MM | 27.2
| NSYFSP27360 | KIT FIX A POSTE P/ CAIXAS PLS L360MM | 84.6333
| NSYCL27L405 | FECHADURA LAT C/ CHAVE P/ CAIXAS PLS | 22.6359
| NSYSFP400 | CONJ FIXACAO A POSTE P/ ARM PLM54 E 64 | 152.041
| NSYCS600PLM | PERFIL DIN SIMETRICO 35MM L635MM | 6.5333
| NSYCDBPLM | FECHADURA STANDARD P/ ARM PLM | 18.5846
| NSYMFPLAZ124 | MOLD FIX SOLO P/ ARM PLA L1250XP420MM | 387.6778
| NSYPMB155 | PLAT ISOLANTE P/ ARM PLA A1500XL500MM | 314.5
| NSYSPLA75 | 2 SUP VERT CH BASC 19p ARM PLA 750X750 | 73.9333
| NSYPMB510 | PLAT ISOLANTE P/ ARM PLA A500XL1000MM | 104.8333
| NSYPMM105 | PLAT MONT MET P/ ARM PLA A1000XL500MM | 107.8872
| NSYPMM125 | PLAT MONT MET P/ ARM PLA A1250XL500MM | 162.841
| NSYPMM157 | PLAT MONT MET P/ ARM PLA A1500XL750MM | 220.5026
| NSYPMM75 | PLAT MONT MET P/ ARM PLA A750XL500MM | 59.0154
| NSYPMR155 | PLAT TELEQUICK P/ ARM PLA A1500XL500MM | 205.1111
| NSYCDB3 | FECH STANDARD DUPL BARR 3MM P/ ARM CRN | 18.3692
| NSYTBP16128 | CX IND PC IP66 164X121X87 TAMP OP BX | 25.7641
| NSYTBP16128T | CX IND PC IP66 164X121X87 TAMP TR BX | 28.5222
| NSYTBP191210H | CX IND PC IP66 192X121X105 TAMP OP ALT | 37.8111
| NSYTBP19168 | CX IND PC IP66 192X164X87 TAMP OP BX | 36.7179
| NSYTBP29248 | CX IND PC IP66 291X241X88 TAMP OP BX | 78.2154
| NSYTBP342916H | CX IND PC IP66 341X291X168 TAMP OP ALT | 139.8769
| NSYTBP342916HT | CX IND PC IP66 341X291X168 TAMP TR ALT | 135.8051
| NSYTBS292416HT | CX IND IS IP66 291X241X168 TAMP TR ALT | 99.2667
| NSYCSH208 | CHAS DIST MOD L800MM P/ SF/SM 2000X800 | 289.5333
| NSYMUC606 | PAIN MET FIX 72MOD A600XL600 P/ SF/SM | 102.6333
| NSYCVF85M48DPF | VENT C/ FILTR IP54 80M3/H 48VCC | 261.3556
| NSYTX2515 | TEJADILHO INOX P/ ARMARIOS L250XP150MM | 194.0667
| NSYINT81 | TRANSFORM P/ FECHADURA TRIANGULAR 8MM | 15.1667
| NSYMPCH406 | PAIN MET BASC A400XL600MM P/ ARM SF/SM | 74.6222
| NSYEC66 | ENTR CABOS P/ ARM SF L600XP600MM | 48.2154
| NSYCL405CSX | FECHADURA C/ CHAVE N? 405 | 63.1077
| NSYMUCH458 | PAIN MET BASC 108MOD 450X800 P/ SF/SM | 102.6667
| NSYTJ5025 | TEJAD P/ ARM CRN/S3D L500XP250MM | 98.2667
| NSYTJ10030 | TEJAD P/ ARM CRN/S3D L1000XP300MM | 152.1538
| NSYDPR100 | PERFIL COMBINADO DIN L990MM | 14.8889
| NSYAPLD86 | PLAT ISOL P/ ARM PLD A850XL590XP320MM | 145.2444
| NSYMB43 | PLAT ISOL BAQUELITE 400X300MM | 20.4308
| NSYMB75 | PLAT ISOL BAQUELITE 700X500MM | 65.0462
| NSYMB86 | PLAT ISOL BAQUELITE 800X600MM | 87.9077
| NSYMB3025 | PLAT ISOL BAQUELITE 300X250MM | 13.9179
| NSYUCA22 | UNIAO METALICA P/ PERFIS COMBINADOS | 1.8333
| NSYCAG291LPF | GRELH IP54 C/ FILTR G2 M1 336X316X18MM | 79.3026
| NSYSFD168 | PORT METAL P/ ARM SF A1600X800MM | 354.8821
| NSYSFV16 | MONTANTES VERT P/ ARM SF 1600MM | 290.0821
| NSYSFC88 | BASE+TOPO P/ ARM SF L800XP800MM | 485.4556
| NSYAELYTCRG8 | 2 OLHAIS ELEV M8 P/ ARM CRN | 33.7111
| NSYSIMP22 | PLAC INTERM P/CONT DE PLAT A2200MM | 97.5667
| AM1EA200 | MONTANTE UNIVERSAL | 17.8
| NSYIN1332E1 | TRANSFORMACAO P/ FECHADURA 1332E | 30.6889
| NSYTBP241910 | CX IND PC IP66 241X194X107 TAMP OP BX | 59.6615
| NSYSFD206T | PORT TRANSP P/ ARM SF A2000XL600MM | 608.7556
| NSYINDIN2 | ADAPTADOR PARA FECHADURA C/ CANHAO DIN | 14.0444
| NSYSPF4200 | PED (FR+TR) 200MM P/ ARM SF/SM L400MM | 142.6974
| NSYMDCM20 | INT PORTA 10A - NA+NF P/ ARMARIOS SM | 51.5282
| NSYCRNG812300D | ARM MET 2PORT OP IP55 800X1200X300 S/P | 664.4205
| NSYEC441 | ENTR CAB P/ARM SF L400XP400MM-1 ENTR | 52.0513
| NSYCAG104X95LM | GRELH VENTIL MET IP23 A120XL120MM | 9.6111
| NSYDCRNG125L | PORT ESQ P/ NSYCRNG1210300/400D | 430.7
| NSYSPFC18100 | PED (FR+TR) 100MM P/ ARM SF/SM L1800MM | 496.3
| NSY2SPI185 | 2 PAIN LAT A1800XP500 P/ARM SF FIX INT | 316.0889
| NSYSMPFA | SUP FIX INTERM PLATINA P/ ARM SF/SM | 7.0333
| NSYMW10MR | KIT FIX AP MOD P/ VIS PLAST | 46.4778
| NSYIN421E1 | TRANSFORMACAO P/ FECHADURA 421E | 27.9667
| NSYTJ2515 | TEJAD P/ARM CRN/S3D L250XP150MM | 61.7556
| NSYCAF125O | FILTRO P/AMB OLEOS G2 M1 125X125MM | 15.9692
| NSYTBP191610H | CX IND PC IP66 192X164X105 TAMP OP ALT | 43.0889
| NSYCRN33200P | ARM MET PORT OP IP66 300X300X200 C/PL | 109.8872
| NSYFDLSD | FECH SUBST DB 3MM P/ PORT FRONT SD | 172.4778
| NSYSPTR77 | ACESS MONT PAIN TRANSP P/ ARM PLA | 46.9333
| NSYSFX18640 | ARM INOX 304L COMB IP55 1800X600X400MM | 3837.559
| NSYS3X4320H | ARM FIX MUR INOX 316L A400XL300XP200MM | 776.8205
| NSYSBM20308 | CX IND METAL A200XL300XP80MM IP66 IK10 | 74.3
| NSYSFX201060 | ARM INOX 304L COMB IP55 2000X1000X600 | 7296.7889
| NSYSUCR4090 | 2 PERF MONT UNIV 40X900MM P/ ARM SF/SM | 71
| NSYVR18 | 2 MONTANTES VERTICAIS A1800MM | 87.9667
| NSYVR22 | 2 MONTANTES VERTICAIS A2200MM | 108.2222
| NSYMD66 | CHASS 6 PERF DIN SIMETR 600X600MM | 155.5556
| NSYMD75 | CHASS 6 PERF DIN SIMETR 700X500MM | 164.5778
| NSY1TH | 2 PEGAS P/ PRAT TELESCOP | 26.6222
| NSYPMA510 | PLAT POLIEST P/ARM PLA A500XL1000MM | 101.6333
| NSYCAF223M | FILTRO ANTI INSECT INOX 223X223MM | 16.6769
| NSYTJ2520 | TEJAD P/ARM CRN/S3D L250XP200MM | 66.9111
| NSYAECPFLBP | ENTR CAB MEMBR FL21 MET | 21.6444
| NSYSCCDINLG140 | SUP PLAST P/ 9 CABOS L140MM | 56.0889
| AK2CD25 | TAPA PARA CANALETA G | 8.3778
| NSYMPBSD | CONJ 4 SUPORT PLAT P/MES COM SD | 267.0222
| NSYBP226 | PAIN POST P/ARM SF A2200XL600MM | 252.6444
| NSYBP2012 | PAIN POST P/ ARM SF A2000XL1200MM | 347.6
| NSYTBS292412HT | CX IND IS IP66 291X241X128 TAMP TR ALT | 89.2222
| NSYTJ12040 | TEJAD P/ARM CRN/S3D L1200XP400MM | 248.1889
| NSYBP1812 | PAIN POST P/ARM SF A1800XL1200MM | 328.5222
| NSYSBM304012 | CX IND METAL A300XL400XP120MM IP66 IK10 | 101.1282
| NSYAMRD3040 | KIT PERF SIM E SUPORT | 61
| NSYMPP3025 | PLAT ISOL POLIESTER 300X250MM | 15.4667
| NSYAMRD34155TB | PERF DIN SIM 15X5MM 325MM P/ TBS/TBP | 9.4667
| NSYMPP108 | PLAT ISOL POLIESTER 1000X800MM | 237.9
| NSYTBP191210HT | CX IND PC IP66 192X121X105 TAMP TR ALT | 37.4556
| NSYWMK43 | KIT MONT SOLO A300XP400MM P/ARM CRN | 476.1667
| NSYBP184 | PAIN POST P/ARM SF A1800XL400MM | 189.4556
| NSYMPP75 | PLAT ISOL POLIESTER 700X500MM | 77.7667
| NSYMPP86 | PLAT ISOL POLIESTER 800X600MM | 107.5795
| NSYTBS111113H | CX IND IS IP66 116X116X133 TAMP OP ALT | 21.4222
| NSYTLG2FL | ENTR CABOS FL 495X220MM P/ARM CRNG | 47.2
| IMT36152 | JUNT P/ BUCIM M16 | 0.38889
| IMT36153 | JUNT P/ BUCIM M20 | 0.38889
| AK2GD2550 | CAL PLAST RAL7030 25x50 2MTS | 16.2667
| NSYSM10M5HP | Tornillo cabeza aislante M5x10 | 3.8111
| NSYCAF125T | FILTRO SINT FIN G3 M1 125X125MM | 17.7
| IMT36151 | JUNT P/ BUCIM M12 | 0.38889
| NSYTBP292412H | CX IND PC IP66 291X241X128 TAMP OP ALT | 97.8256
| NSYTCM274 | 4 PARAF C/ FENDA P/FECHO CXS PLS | 6.5333
| NSYSPC | Soporte canaleta encliquetable | 1.1889
| NSYSFD166 | PORT MET?L P/ ARM SF A1600X600MM | 343.5077
| NSYTJ6040 | TEJAD P/ARM CRN/S3D L600XP400MM | 124.9111
| NSYTCM278 | 8 PARAF C/FENDA P/FECHO CXS PLS | 9.3556
| NSYCRN106250P | ARM MET PORT OP IP66 1000X600X250 C/PL | 611.7333
| NSYSMPS4 | 2 CARRIS P400MM P/ MONT PLATINA ARM SF | 16.3222
| NSYRCSUP15 | 2 SUP POST P/ COND CABOS PROF 150MM | 80.0778
| NSYSFC65 | BASE+TOPO P/ARM SF L600XP500MM | 360.9026
| NSYBVS600 | 2 SUP 600MM P/ BARRAM VERT P/ ARM SF | 128.6444
| NSYDCRN3025 | PORTA P/ARM NSYCRN325 | 295.9556
| NSYSFX201260 | ARM INOX 304L COMB IP55 2000X1200X600 | 8838.6556
| NSYCFS96 | 2 TRAV GUIA-CABOS L600MM 90? P/ SF/SM | 140.4571
| NSYMD64 | CHASS 6 PERF DIN SIMETR 600X400MM | 125.0556
| NSYMD43 | CHASS 4 PERF DIN SIMETR 400X300MM | 81.3778
| NSYRSW645 | CHASS P/ BAST 19" 45U A2200XL600-800MM | 763.4222
| NSYMM11SB | Platine Metal 150x150 | 5.5111
| NSYCVF575M230MB | VENT TECTO 570M3/H 230VCA | 782.4923
| NSYTBP342912T | Caja ind tapa tr PC 341x291x128 | 120.5667
| NSYSBM204012 | CX IND METAL A200XL400XP120MMIP66OK10 | 89.1897
| NSYSBM151512 | CX IND METAL A150XL150XP120MM IP66 IK10 | 65.1556
| NSYRCKP12 | Bastidor fijo parcial 19P 12U | 99.7846
| NSYCAG223LFHD | Metal Grida HD 223x223mm | 715.2308
| NSYTLDME | ENTR CABOS FLEXI L800MM | 213.4778
| NSYS3DM4315T | ARM MUR DISTR MOD IP66 400X300X150MM | 173.5286
| NSYSLCR40 | 2 traviesas ligeras 400 | 34.0889
| NSYTBP19128T | CX IND PC IP66 192X121X87 TAMP TR BX | 32.3111
| NSYAEDSTSB | Tornillos Triangulares 6,5mm SBM | 21.2889
| NSYAMRD60357SB | Profilé DIN 35x7.5 Lg 600 | 11.8444
| NSYMM36SB | Platine Metal 300x600 | 30.2333
| NSYSBM306012 | Bte ind Metal Pleine 300x600x120 | 135.9
| NSYAS400 | SUP INF 400MM P/ BARRAM VERT P/ ARM SF | 101.8667
| NSYBP204 | PAIN POST P/ ARM SF A2000XL400MM | 206.1667
| NSYBVS400 | 2 SUP 400MM P/ BARRAM VERT P/ ARM SF | 114.1778
| NSYDTEF32T | DATALOG TEMP 32K DTTLOG | 231.0564
| NSYLAM1M | Cable interconexión Lámp. LED IEC | 52.359
| NSYLAM1MDC | CAB ALIM 1,5MM LAMP LED S/TOM IEC | 56.7222
| NSYLAM1MDCUL | CAB ALIM 1,5MM LAMP LED S/TOM UL | 56.7222
| NSYLAM1MUL | CAB ALIM 1,5MM LAMP LED 120/230VCA UL | 56.7222
| NSYLAM3M | Cable aliment. lámpara LED IEC. | 33.9487
| NSYLAM3MDC | CAB ALIM 3MM LAMP LED S/TOM IEC | 49.3889
| NSYLAM3MDCUL | CAB ALIM 3MM LAMP LED S/TOM UL | 49.3889
| NSYLAM3MUL | CAB ALIM 3MM LAMP LED 120/230VCA UL | 37.8556
| NSYLAMLD | Lámpara LED, sin enchufe | 164.6256
| NSYLAMLDB | LAMPADA LED BRITISH 120/230 VCA IEC | 206.8222
| NSYLAMLDD | Lámp. LED, sin enchufe+dector | 217.4564
| NSYLAMLDF | Lámpara LED, enchufe VDE - FR | 163.7333
| NSYLAMLDS | Lámpara LED, enchufe SCHUKO | 164.0333
| NSYLAMLDU | LAMPADA LED USA 120/230 VCA UL | 190.4
| NSYLAMLDVDC | Lámp. LED 24-48Vdc sin toma | 222.2111
| NSYLAMPORTLD | LAMP PORT LED 10W | 179.3111
| NSYLAMT5LD1 | Lámpara LED T5 Pequeña | 61.3846
| NSYLAMT5LD1VDC | LAMP ECON LED 24/48VCC 5W IP20 | 113.2513
| NSYLAMT5LD2 | Lámpara LED T5 Grande | 76.7179
| NSYMPFIX | KIT FIX PLAT MONT PARC OP | 30.6333
| NSYMPLGYFC600 | PLAT MONT W600 P/ LGY FC | 28.0222
| NSYMPLGYFC800 | PLAT MONT W800 P/ LGY FC | 30.5222
| NSYSFC124 | BASE+TOPO SF L1200XP400MM | 542.1222
| NSYSFC164 | BASE+TOPO SF L1600XP400MM | 661.9778
| NSYSFC165 | BASE+TOPO SF L1600XP500MM | 712.3667
| NSYSFC44 | BASE+TOPO SF L400XP400MM | 352.9222
| NSYSFC45 | BASE+TOPO SF L400XP500MM | 359.3222
| NSYSFC46 | BASE+TOPO SF L400XP600MM | 365.6111
| NSYSFC48 | BASE+TOPO SF L400XP800MM | 384.4556
| NSYSFD185 | Puerta ciega SF/SM 1800x500 | 335.6333
| NSYSFD205 | Puerta ciega SF/SM 2000x500 | 384.4889
| NSYSFD225 | Puerta ciega SF/SM 2200x500 | 388.0222
| NSYSPFX16100H | Zoc Inox Kit front A1600x100 316L | 812.3692
| NSYSPFX6100H | Zoc Inox Kit front A600x100 316L | 539.7333
| NSYSPFX8100H | Zoc Inox Kit front A800x100 316L | 546.9846
| NSYSPSX4100H | Zoc Inox Kit later P400x100 316L | 201
| NSYBTACRNG80 | CRNG complete linkage H800mm | 127.2
| NSYIN2452E1 | Bombin tipo Cierre llave 2452E | 25.8154
| NSYCRN22150 | ARM MET PORT OP IP66 200X200X150 S/ PL | 134
| NSYFB45 | Escuadras fijación carriles 45º | 10.8718
| NSYRSF38L | Teto expandido std SF A300xP800mm | 395.8889
| NSYS3DM8615T | S3D Modul. 800X600X150 puerta tra | 972.9556
| NSYCCASTE | SENSOR TEMP EXT PTC 3MT | 52.8667
| NSYEL166D6 | Conexión de masa L160mm 6mm2 D6,4 | 7.4
| NSYUT20 | Conector carril C UT 54x54 | 1.9556
| NSYAEDPLM108 | Enganche(4) falleba de PLM108 | 22.4778
| NSYAMRD30357SB | Profilé DIN 35x7.5 Lg 300 | 3.0222
| NSYSBM154012 | Bte ind Metal Pleine 150x400x120 | 83.1556
| NSYCUFX1K2T2K | Filtro metalico AA Lat 1K2-1K6-2K | 122.4205
| NSYAMRD50357SB | Profilé DIN 35x7.5 Lg 500 | 10.5111
| NSYMP168 | PLAT MONT P/ ARM SF/SM A1600XL800MM | 200.6769
| NSYSF20650P | ARM MET COMB IP55 2000X600X500 C/ PLAT | 1292.1744
| NSYSM1816402D | ARM MET MON IP55 1800X1600X400 2P S/PL | 1538.9333
| NSYSM1816502D | ARM MET MON IP55 1800X1600X500 2P S/PL | 1799.8
| NSYSM1816502DP | ARM MET MON IP55 1800X1600X500 2P C/PL | 2095.7231
| NSYSM18850 | ARM MET MON IP55 1800X800X500 S/ PLAT | 1049.4872
| AK2CA6 | TAMPA PARA LIRA | 8.0111
| AK2GA35 | CALHA PERFURADA | 11.7667
| DZ5MF6 | PORCA DE GAIOLA | 0.4
| NSYSM18850T | ARM MET MON IP55 1800X800X500 TR S/ PL | 1384.1949
| NSYMP1810 | PLAT MONT P/ ARM SF/SM A1800XL1000MM | 296.6769
| NSYCRNG128300T | ARM MET PORT TR IP66 1200X800X300 S/PL | 807.6923
| NSYSPF12100 | PED (FR+TR) 100MM P/ ARM SF/SM L1200MM | 145.7333
| NSYS3DEX8630 | ARM MUR MET ATEX IP66 800X600X300MM | 396.4
| NSYSQCR9080 | 2 PERF MONT RAP 90X800MM P/ ARM SF/SM | 68.4444
| NSYSF14840P | ARM MET COMB IP55 1400X800X400 C/PLAT | 1491.0667
| NSYSF16680 | ARM MET COMB IP55 1600X600X800 S/ PLAT | 1370
| NSYRSW40 | BAST BASC 19p N/ CENTR 40U A2000XL800 | 837.7333
| NSYSF1810602DP | ARM MET COMB IP55 1800X1000X600 2P C/P | 1932.1778
| NSYRSW45 | BAST BASC 19p N/ CENTR 45U A2200XL800 | 891.5179
| NSYRSWP21 | BAST BASC PARCIAL 19p 21U A1002MM | 758.4
| NSYRCK29 | BAST FIXO 19p 29U P/ ARM SF/SM A1400MM | 96.3111
| NSYSPFV8100 | PED (FR+TR) VENT 100MM P/ SF/SM L800MM | 146.5556
| NSYSPV6100 | PED (PAIN LAT) VENT 100MM SF/SM P600MM | 62.9222
| NSYSFTB24 | 2 BARR ELEV/TRANSP L2400MM P/ ARM SF | 1821.0222
| NSYMP228 | PLAT MONT P/ ARM SF/SM A2200XL800MM | 265.5179
| NSYMFSC80 | KIT PERF DIN 35X15MM L800MM C/ SUP FIX | 25.6
| NSYSDP6M | PORTA-ESQUEMAS METALICO L600MM | 78.6333
| NSYCRS200W230V | RESIST AQUEC C/ VENT 200W 230VCA | 419.241
| NSYBP148 | PAIN POST P/ ARM SF A1400XL800MM | 198.1846
| NSYSFD148T | PORT TRANSP P/ ARM SF A1400XL800MM | 596.0111
| NSY2SP145 | 2 PAIN LAT A1400XP500 P/ARM SF FIX EXT | 235.7222
| NSYRSWC27 | BAST BASC 19p CENTR 27U A1400XL800 | 815.1556
| NSYVR20 | 2 MONTANTES VERTICAIS A2000MM | 94.1889
| NSYSQCR9060 | 2 PERF MONT RAP 90X600MM P/ARM SF/SM | 61.9385
| NSYTBP292412HT | CX IND PC IP66 291X241X128 TAMP TR ALT | 103.4111
| SL00939 | CX IND 306X226X127MM TAMP OPAC | 47.2513
| SL03735 | CX IND 244X194X96MM 12 ENT CAB 32MM | 39.4111
| NSYPMP600DLM | PLAT P/ APAR N/ MOD A508MM P/ ARM L600 | 26.3667
| NSYVA272MA | JANELA TRANSP 2 MOD - TAMPA ALTA | 17.3444
| NSYADR200D | PERFIL DIN ASSIMETRICO L2000MM PERF | 20
| NSYEN60 | UNIAO MET EN P/ PERFIS COMBINADOS | 8.0556
| NSYVDM16UP | CHAS P/BAST BASC 19p16U P/ARM 800X600 | 317.3
| NSYVD2M10U5 | ARM MET 500X600X480 BAST FIXO 10U DUPL | 1599.7222
| NSYBN406 | PORCA DESLIZANTE M6-C40 | 1.4667
| NSYMB65 | PLAT ISOL BAQUELITE 600X500MM | 49.0556
| NSYPLS24 | LIMITADOR PNEUM P/ MESA DE COMANDO | 122.0333
| NSYVD2M10U4 | ARM MET 500X600X380 BAST FIXO 10U DUPL | 1945.4
| NSYAMPM2924TB | PLAT METAL P/ CAIXAS TBS/TBP 291X241MM | 23.7231
| NSYSDX6 | MESA COM 600X1000X500MM INOX 1 PORT | 3655.4222
| NSYCR170W230VVC | RESIST AQUEC ISOL C/ VENT 177W-230VCA | 350.8444
| NSYTBS16128 | CX IND ISOL IP66 164X121X87 TAMP OP BX | 16.6051
| NSYEC126 | ENTR CABOS P/ ARM SF L1200XP600MM | 146.2857
| NSY2SPX204 | 2 PAIN LAT A2000XP400MM P/ ARM SFX | 1570.6564
| NSYTBS24198 | CX IND ISOL IP66 241X194X87 TAMP OP BX | 31.8564
| NSYPFCX | 4 PATILHAS INOX 304L FIXA??O MURAL | 35.8154
| NSYEC124 | ENTR CABOS P/ ARM SF L1200XP400MM | 94.1889
| NSYCRN66300 | ARM MET PORT OP IP66 600X600X300 S/ PL | 241.0974
| NSYSTBR6 | 2 PERF P600MM P/MONT 2 PLAT EM ARM SM | 66.8111
| NSYCRN43200 | ARM MET PORT OP IP66 400X300X200 S/ PL | 100.9333
| NSYCRN325200T | ARM MET PORT TR IP66 300X250X200 S/ PL | 195.2556
| NSYS70 | TERMINAL SEGURANCA SIGMA 1X70MM2 | 7.4444
| NSYCMUCC50 | FIX ROT HOR P/ TUBO 50X50MM - CXS S3CM | 472.7889
| NSYCRN252150 | ARM MET PORT OP IP66 250X200X150 S/ PL | 79.9667
| NSYCRN108300 | ARM MET PORT OP IP66 1000X800X300 S/PL | 423.7846
| NSYCRN106250 | ARM MET PORT OP IP66 1000X600X250 S/PL | 356.7282
| NSYS3HF8630P | ARM MUR ALUZINC CEM IP55 800X600X300MM | 1585
| NSYRBLZ216146 | LIG DERIV NEUTR/TERR 2X16MM2 + 14X6MM2 | 16.5
| NSYS10 | TERMINAL SEGURANCA SIGMA 1X10MM2 | 2.2
| NSYS16 | TERMINAL SEGURANCA SIGMA 1X16MM2 | 2.3692
| NSYS50 | TERMINAL SEGURANCA SIGMA 1X50MM2 | 5.5
| NSYCHCOC | PLACA P/ MONT DE ARM CRN ENTR CABOS C | 33.1444
| NSYCHCOA | PLACA P/ MONT DE ARM CRN ENTR CABOS A | 18.4556
| NSYTLCRNC | PLAC MET ENTR CABOS TIPO C P/ ARM CRN | 12.4333
| NSYS3CM406025 | CX COMANDO IP54-IK10 A400XL600XP250MM | 708.7778
| NSYS3CM404020 | CX COMANDO IP54-IK10 A400XL400XP200MM | 530.0333
| NSYCMUMA80 | FIX MUR ART P/ TUBO 80X80MM - CXS S3CM | 1379.1667
| NSYCMT8010 | TUB SECC QUADR 80X80MM L1000MM P/ S3CM | 233.8333
| NSYMF33 | PLAT MET MICROPERFUR 300X300MM | 20.5778
| NSYMF65 | PLAT MET MICROPERFUR 600X500MM | 79.1857
| NSYMM1212 | PLAT METALICA 1200X1200MM | 236.6769
| NSYMF86 | PLAT MET MICROPERFUR 800X600MM | 101.4256
| NSYMR88 | PLAT MET PERF TELEQUICK 800X800MM | 206.1
| NSYTUP7032 | RETOQUE PINTURA RAL7032 | 56.9889
| NSYMM3025 | PLAT METALICA 300x250MM | 9.7333
| NSYCRNG106400 | ARM MET PORT OP IP66 1000X600X400 S/PL | 496.1026
| NSYMR54 | PLAT MET PERF TELEQUICK 500X400MM | 72.7795
| NSYMR75 | PLAT MET PERF TELEQUICK 700X500MM | 136.3667
| NSYDLS242 | CHASS DISTR MOD 2X12MOD P/ CX 360X270 | 86.8444
| NSYTPLS2736 | TAMP BX TR 45MM P/ CX PLS A270XL360 | 26.2333
| NSYDPLM250 | 4 SUP AJUST P250MM P/ MONT DA PLATINA | 80.0778
| NSYPMM2736 | PLAT MONT MET P/ CAIXAS PLS 270X360MM | 22.3333
| NSYPMB5472 | PLAT MONT BAQUEL P/ CX PLS 540X720MM | 90.0556
| NSYSFP600 | CONJ FIXACAO A POSTE P/ ARMARIO PLM86 | 164.6564
| NSYTCL405ME | INSERTO E CHAVE 405 P/ ARM PLD | 48.8615
| NSYTT8PL | INSERT P/ CHAVE TRIANG 8MM | 23.9778
| NSYTEL405PL | MANIP C/ CHAVE 405 P/ ARM PLM | 132.3692
| NSYBANPLA74 | PRAT DE SUPORTE P/ ARM PLA P420XL750MM | 117.4889
| NSYPMB1212 | PLAT ISOLANTE P/ ARM PLA A1250XL1250MM | 388.9846
| NSYEDPLA | 4 SUP P/ MONT PLAT ADIC EM ARM PLA | 36.5889
| NSYPMM1512 | PLAT MONT MET P/ ARM PLA A1500XL1250MM | 513.8769
| NSYPMM710 | PLAT MONT MET P/ ARM PLA A750XL1000MM | 145.6205
| NSYPMP750DLP | PLAT METAL A146XL652MM P/ PLA L750MM | 38.0111
| NSYPMR77 | PLAT TELEQUICK P/ ARM PLA A750XL750MM | 144.9889
| NSYSPLA100 | 2 SUP VER CH BASC 19p ARM PLA 1000X750 | 75.2308
| NSYUVPLA | KIT P/ UNIAO VERTICAL DE ARMARIOS PLA | 23.7889
| NSYSIMP16 | PLAC INTERM P/CONT DE PLAT A1600MM | 91.2889
| NSYCCOTHO | TERMOST 0/60 C 10A-250V CONT NA | 45.3949
| NSYTBP292416H | CX IND PC IP66 291X241X168 TAMP OP ALT | 123.4222
| NSYMPC406 | PAIN MET FIX A400XL600MM P/ ARM SF/SM | 70.2778
| NSY2SP208 | 2 PAIN LAT A2000XP800 P/ARM SF FIX EXT | 361.8111
| NSYMUCH208 | PAIN MET BASC 36MOD A200XL800 P/ SF/SM | 60.4222
| NSYSMEC84 | ENTR CAB P/ ARM SM L800XP400MM | 105.6111
| NSYMPCH158 | PAIN MET BASC A150XL800MM P/ ARM SF/SM | 53.7556
| NSYMPCH156 | PAIN MET BASC A150XL600MM P/ ARM SF/SM | 51.2
| NSYTJ6030 | TEJAD P/ ARM CRN/S3D L600XP300MM | 110.9444
| NSYPIN75 | PORT INTER P/ ARM CRN/S3D/S3X 700X500 | 155.3538
| NSYTJ8020 | TEJAD P/ ARM CRN/S3D L800XP200MM | 119.6444
| AK2GD5075 | CAL PL 50x75 | 13.1444
| NSYSFD20122D | PORT DUPL METAL P/ARM SF A2000X1200MM | 639.5795
| NSYSFD2010T | PORT TRANSP P/ ARM SF A2000XL1000MM | 719.241
| NSYSFP20750T | ARM MET IP55 2000X700X500 P/TR PRISMA | 2025.0667
| NSYSPCP | SUP CALH PLAST D22MM | 2.6222
| NSYCRN54250P | ARM MET PORT OP IP66 500X400X250 C/PL | 204.6564
| NSYSPC6100 | PED (PAIN LAT) 100MM P/ARM SF/SM P600 | 100.9667
| NSYSF201050P | ARM MET COMB IP55 2000X1000X500 C/PL | 1675.3026
| NSYCSH168 | CHAS DIST MOD L800MM P/ SF/SM 1600X800 | 254.9889
| NSYSMHR12 | 2 PERF HORIZ ADAPT L1200MM P/ ARM SM | 78.6222
| NSYTJ8025 | TEJAD P/ ARM CRN/S3D L800XP250MM | 120.9
| NSYTJ8030 | TEJAD P/ ARM CRN/S3D L800XP300MM | 125.0111
| NSYSFD226 | PORT METAL P/ARM SF A2200X600MM | 417.8
| NSYSPF8200 | PED (FR+TR) 200MM P/ ARM SF/SM L800MM | 177.9692
| NSYSPF3200 | PED (FR+TR) 200MM P/ ARM SF/SM L300MM | 134.2462
| NSYCAF223O | FILTRO P/ AMB OLEOS G2 M1 223X223MM | 22.6154
| NSYEC1061 | ENTR CAB P/ ARM SF L1000XP600MM-1 ENTR | 101.3889
| NSYCAF291T | FILTRO SINT FIN G3 M1 291X291MM | 22.2429
| NSYSPS3100 | PED (PAIN LAT) 100MM ARM SF/SM P300MM | 37.641
| NSYCRNG126300T | ARM MET PORT TR IP66 1200X600X300 S/PL | 729.8462
| NSYID208 | PORT INTER A2000XL800MM P/ ARM SF/SM | 535.7949
| NSYTBS16128T | CX IND ISOL IP66 164X121X87 TAMP TR BX | 23.8667
| NSYTLE | ENTR CABOS 445X130MM P/ ARM CRNG | 27.9889
| NSYSNSM8 | PORCA DESLIZ DENT M8 1/4 VOLTA | 3.9
| NSYSNM8 | PORCA DESLIZANTE M8 1/4 VOLTA | 3.6667
| NSYMD108 | CHASS 6 PERF DIN SIMETR 1000XW800 | 241.0778
| NSYPMA1010 | PLAT POLIEST P/ARM PLA A1000XL1000MM | 278.5333
| NSYDPA4 | PORTA-ESQUEMAS TAM A4 P22MM | 13.0667
| NSYSPS8200 | PED (PAIN LAT) 200MM ARM SF/SM P800MM | 97.5778
| NSYCRNG1212400D | ARM MET 2POR OP IP55 1200X1200X400 S/P | 1182.6154
| NSYCAG45LP | ACESSORIO P/ VENTILACAO DIAM 45,5MM | 25.0111
| NSY2SPQ188 | 2 PAIN LAT A1800XP800 P/ARM SF FIX RAP | 509.7444
| NSYSF20440 | ARM MET COMB IP55 2000X400X400 S/ PLAT | 1033.6308
| NSYSF20480 | ARM MET COMB IP55 2000X400X800 S/ PLAT | 1357.5556
| NSYSMX201040 | ARM INOX 316L MON IP55 2000X1000X400MM | 6301.2556
| NSYSMX201250 | ARM INOX 316L MON IP55 2000X1200X500MM | 6760.8778
| NSYSMX201660 | ARM INOX 304L MON IP55 2000X1600X600MM | 8237.3889
| NSYS3X3215 | ARM FIX MUR INOX 304L A300XL200XP150MM | 308.3077
| NSYS3X4315 | ARM FIX MUR INOX 304L A400XL300XP150MM | 415.5179
| NSYS3X8625 | ARM FIX MUR INOX 304L A800XL600XP250MM | 1177.2923
| NSYS3X8830 | ARM FIX MUR INOX 304L A800XL800XP300MM | 1300.6154
| NSYCAG180X62M | GRELH VENTIL MONT LAT IP20 A208XL90MM | 12.1429
| NSYCAG317X120M | GRELH VENTIL MONT LAT IP20 A345XL148MM | 14.5333
| NSYCAG417X120M | GRELH VENTIL MONT LAT IP20 A445XL148MM | 16.7556
| NSYCVF35M230 | VENT 35M3/H 230VCA 80X80X25MM | 32.8718
| NSYCVF35M115 | VENT 35M3/H 120VCA 80X80X25MM | 45.8564
| NSYCVA78M | GRELH PROT POST P/ NSYCVF156 D78MM | 10.5026
| NSYCVF65M115PF | VENTILADOR 65M3/H 115VCA | 111.9282
| NSYCAF108 | FILTRO P/ GRELHA NSYCAG108LP | 5.2308
| NSYSDF128 | ARM C/ CONS 1200X1400X845 S/PL P POST | 2964.3444
| NSYSDF168 | ARM C/ CONS 1600X1400X845 S/PL P POST | 3637.3333
| NSYSDF1610 | ARM C/ CONS 1600X1400X1045 S/PL P POST | 3726.8778
| NSYSFBKR | KIT REFORC UNIAO P/ ARM SF | 72.1026
| NSYSF18660P | ARM MET COMB IP55 1800X600X600 C/ PLAT | 1513.7556
| NSYSF16860P | ARM MET COMB IP55 1600X800X600 C/ PLAT | 1538.5222
| NSYRSW36 | BAST BASC 19p N/ CENTR 36U A1800XL800 | 925.9333
| AK2GA39 | CALHA PERFURADA | 14.1667
| NSYINPULS1 | BOT PRES P/ ABERT DE PORT P/ ARM SF/SM | 7.6821
| NSYSPMP2560 | PLAT PARCIAL A247XL500MM P/ ARM SM/SF | 111.9778
| NSYSF14640 | ARM MET COMB IP55 1400X600X400 S/ PLAT | 1032.3077
| NSYSF18660 | ARM MET COMB IP55 1800X600X600 S/ PLAT | 1241.7538
| NSYSF2010602D | ARM MET COMB IP55 2000X1000X600 2P S/P | 1701.7778
| NSYSF20660 | ARM MET COMB IP55 2000X600X600 S/ PLAT | 1206.3692
| NSYSF221060P | ARM MET COMB IP55 2200X1000X600 C/ PL | 1942.2564
| NSYSM1410402DP | ARM MET MON IP55 1400X1000X400 2P C/PL | 1183.4154
| NSYSM1612302DP | ARM MET MON IP55 1600X1200X300 2P C/PL | 1448.1538
| NSYSM16840 | ARM MET MON IP55 1600X800X400 S/ PLAT | 862.5538
| NSYMP188 | PLAT MONT P/ ARM SF/SM A1800XL800MM | 217.5179
| NSYMP1812 | PLAT MONT P/ ARM SF/SM A1800XL1200MM | 368.2051
| AF1VC820 | PARAFUSO TH 8X20 | 0.61111
| AF1CG4 | PORCA ENCAIXAVEL | 0.64444
| DZ6MZ151 | MONT 1320MM | 30.8778
| NSYDCRN108 | PORTA P/ ARM NSYCRN108 | 583.0778
| NSYINT71 | TRANSF P/ FECH TRIANG 7MM P/ ARM SF/SM | 14.5444
| NSYSPF10200 | PED (FR+TR) 200MM P/ ARM SF/SM L1000MM | 199.3436
| NSYIN3123A1 | TRANSFORMACAO P/ FECHADURA 3123A | 27.9667
| NSYSM14640P | ARM MET MON IP55 1400X600X400 C/ PLAT | 967.5077
| NSYSFD208T | PORT TRANSP P/ ARM SF A2000XL800MM | 625.4462
| NSYCSH146 | CHAS DIST MOD L600MM P/ SF/SM 1400X600 | 237.7889
| NSYID188 | PORT INTER A1800XL800MM P/ ARM SF/SM | 530.6974
| NSYCRP1W230VTVC | TERMOVENTIL 400/550W 230VCA | 530.4556
| NSYS3DEX3320 | ARM MUR MET ATEX IP66 300X200X150MM | 194.6778
| NSYTBP292412 | CX IND PC IP66 291X241X128 TAMP OP BX | 90.6154
| SL00080 | CX IND D85X48MM 4 ENT CAB 20MM | 3.9333
| SL09138 | PLATINA P/ CXS SL 244X194MM | 11.9111
| NSYCVF170M115 | VENT CIRCUL 170M3/H 115VCA | 146.7111
| SL09135 | PLATINA P/CX SL 170X105MM | 6.4667
| SL03360 | CX IND ISOL PVC 170X105X82MM IP55 | 24.8718
| NSYMPC306 | PAIN MET FIX A300XL600MM P/ ARM SF/SM | 81.8
| NSYCTL300DLM | ESPELHO FRONTAL FECHADO L300MM | 14.4667
| NSYVA274MA | JANELA TRANSP 4 MOD - TAMPA ALTA | 18.8
| NSYUR20 | UNIAO METALICA P/ PERFIS COMBINADOS | 1.2222
| NSYDLM48 | CHASS MODUL DLM A500XL400MM - 48 MOD | 143.1111
| NSYTT6ME | INSERT P/ CHAVE TRIANG 6,5MM | 39.1444
| NSYSDR200 | PERFIL SIMETR PERF 35X15MM L2000MM | 18.4333
| NSYEX506 | ESPACADOR 50MM M6 | 1.8051
| NSYTDB5ME | FECHADURA C/ CHAVE BARRA DUPLA | 40.3889
| NSYEX186 | ESPACADOR 18MM M6 | 0.73333
| NSYTBS1176 | CX IND ISOL IP66 116X74X62 TAMP OP BX | 8.1444
| NSYVDM16U4P | ARM MET 800X600X400MM BAST BASC 16U | 1239.5333
| NSYVD2M14U4 | ARM MET 700X600X380 BAST FIXO 14U DUPL | 1646.9111
| NSYSTDCSX | INSERTO P/ CHAV DUPL BARR SUBST | 11.0667
| NSYCCOTHI | TERMOST 0/60 C 250V CONT NA/NF | 82.441
| NSYTBS19128 | CX IND ISOL IP66 192X121X87 TAMP OP BX | 18.1846
| NSY2SPX206 | 2 PAIN LAT A2000XP600MM P/ ARM SFX | 2032.3333
| NSYEC3 | ENTR CABOS CONICA 27/7MM | 0.96667
| NSYCRN86300 | ARM MET PORT OP IP66 800X600X300 S/ PL | 292.6564
| NSYCRN75200T | ARM MET PORT TR IP66 700X500X200 S/ PL | 324.2564
| NSYCRN66300T | ARM MET PORT TR IP66 600X600X300 S/ PL | 431.0564
| NSYCRN66200 | ARM MET PORT OP IP66 600X600X200 S/ PL | 202.6564
| NSYCRN54250T | ARM MET PORT TR IP66 500X400X250 S/ PL | 291.241
| NSYCRN54150 | ARM MET PORT OP IP66 500X400X150 S/ PL | 118.8718
| NSYCRN44200T | ARM MET PORT TR IP66 400X400X200 S/ PL | 245.5077
| NSYCAG38LP | ACESSORIO P/ VENTILACAO DIAM 38MM | 26.2444
| NSYSCX10030 | TEJAD INOX 304L L1000XP300 P/ SFX/SMX | 799.1111
| NSYTX5025 | TEJADILHO INOX P/ ARMARIOS L500XP250MM | 314.1444
| NSYCRN108250T | ARM MET PORT TR IP66 1000X800X250 S/PL | 613.8462
| NSYCRN106300 | ARM MET PORT OP IP66 1000X600X300 S/PL | 378.1538
| NSYS3HF6625P | ARM MUR ALUZINC CEM IP55 600X600X250MM | 1266.6667
| NSYCBCCRN | FECH P/ CADEADO P/ ARM CRN | 41.5282
| NSYDBP | CHAVE PLASTICA DUPLA BARRA | 3.4778
| NSYTC7CRN | TRANSF P/ FECHAD C/ CHAVE QUADRADA 7MM | 15.4111
| NSYTC7ML | TRANSF P/ FECHAD C/ CHAVE QUADRADA 7MM | 32.1889
| NSYTDBCRN | INSERTO P/ CHAVE DUPL BARR 3MM | 2.2
| NSYTEL405ML | TRANSF MANIP ESCAM C/ CHAV 405 | 129.7286
| NSYTERML | TRANSF FECHAD ESCAMOT C/ CHAV REFORC | 173.5
| NSYTET7ML | TRANSF FECHAD ESCAMOT TIPO TRIANG 7MM | 95.8111
| NSYBPC3 | Guia cables vertical 1800x200x35 | 218.0444
| NSYTSML | TRANSF FECH 3 PONT P/ COM MAN | 59.2778
| NSYTT7CRN | INSERTO P/ CHAVE TRIANG 7MM | 16.9
| NSYTT8ML | INSERTO P/ CHAV TRIANG 8MM | 28.9556
| NSYEC1 | ENTR CABOS CONICA 25/3MM | 0.75556
| NSYECPC5 | ENTR CABOS CONICA PVC 33/5MM | 1.0111
| NSYRBLZ216296 | LIG DERIV NEUTR/TERR 2X16MM2 + 29X6MM2 | 34.4333
| NSYS95100 | TERMINAL SEGURANCA SIGMA 1X100MM2 | 7.8111
| NSYTSACRND | PLAC ABS ENTR CABOS TIPO D P/ ARM CRN | 30.1222
| NSYTLCRNB | PLAC MET ENTR CABOS TIPO B P/ ARM CRN | 8.5889
| NSYS3CM304020 | CX COMANDO IP54-IK10 A300XL400XP200MM | 527.9111
| NSYCMUIA80 | UNIAO INT ART P/ TUB 80X80MM- CXS S3CM | 1773.2143
| NSYCMT8005 | TUB SECC QUADR 80X80MM L500MM P/ S3CM | 119.5333
| NSYMF43 | PLAT MET MICROPERFUR 400X300MM | 25.9667
| NSYMF66 | PLAT MET MICROPERFUR 600X600MM | 63.0778
| NSYMM126 | PLAT METALICA 1200X600MM | 158.2667
| NSYMM106 | PLAT METALICA 1000x600MM | 103.0462
| NSYMR86 | PLAT MET PERF TELEQUICK 800X600MM | 150.0923
| NSYPMB1510 | PLAT ISOLANTE P/ ARM PLA A1500XL1000MM | 490.6769
| NSYSFEB | 4 OLHAIS SUSPENSAO P/ ARMARIO SF | 22.7385
| NSYSF18660PC | ARM C/ RACK P/ PC A1800XL600XP600MM | 3376.9333
| NSYPMM3672 | PLAT MONT MET P/ CAIXAS PLS 360X720MM | 67.4714
| NSYCS200PLM | PERFIL DIN SIMETRICO 35MM L215MM | 4.0667
| NSYPMB1827 | PLAT MONT BAQUEL P/ CX PLS 180X270MM | 14.8889
| NSYPMM3654 | PLAT MONT MET P/ CAIXAS PLS 360X540MM | 30.8615
| NSYUM27270 | KIT UNIAO TOT ABERT 200MM P/ CXS PLS | 22.5667
| NSYTCT278 | 8 PARAF CAB TRIANG P/ FECHO CXS PLS | 8.1333
| NSYSFP300 | CONJ FIXACAO A POSTE P/ ARMARIO PLM43 | 147.4154
| NSYTCSM6PLM | PORCA PLASTICA C/ PORCA METALICA M6 | 1.2222
| NSYCS300PLM | PERFIL DIN SIMETRICO 35MM L330MM | 4.2667
| NSYPMP400DLA | PLATINA MET P/ CHASSIS DLA48/48P | 22.1556
| NSYPMP500DLA | PLATINA MET P/ CHASSIS DLA66/88 | 26.2333
| NSYTLRME | FECHADURA C/ CHAVE REFORCADA | 117.3
| NSYBCPL | FECHO BLOQUEIO P/ CADEADO P/ ARM PLM | 27.8222
| NSYTERPL | MANIP C/ CHAV REFORCADA P/ ARM PLM | 144.6444
| NSYBCPLA | FECHO DE BLOQ P/ CADEADO P/ ARM PLA | 95.1556
| NSYPMB125 | PLAT ISOLANTE P/ ARM PLA A1250XL500MM | 145.0974
| NSYPMB127 | PLAT ISOLANTE P/ ARM PLA A1250XL750MM | 219
| NSYPTZ4 | PLAC ADAPT ARM PLA 1P PART INF AB P420 | 25.4769
| NSYFMPLA | 6 PATILHAS FIXACAO MURAL P/ ARM PLA | 21.6
| NSYPMA77 | PLAT POLIEST P/ ARM PLA A750XL750MM | 209.1385
| NSYPMM1010 | PLAT MONT MET P/ ARM PLA A1000XL1000MM | 235.4872
| NSYPMM1212 | PLAT MONT MET P/ ARM PLA A1250XL1250MM | 476.9333
| NSYPMM155 | PLAT MONT MET P/ ARM PLA A1500XL500MM | 210.8308
| NSYPMM712 | PLAT MONT MET P/ ARM PLA A750XL1250MM | 240.1
| NSYPMR105 | PLAT TELEQUICK P/ ARM PLA A1000XL500MM | 136.2256
| NSYPMR107 | PLAT TELEQUICK P/ ARM PLA A1000XL750MM | 162.7282
| NSYSPLA125 | 2 SUP VER CH BASC 19p ARM PLA 1250X750 | 92.5744
| NSYSPLA150 | 2 SUP VER CH BASC 19p ARM PLA 1500X750 | 102.7222
| NSYCAG223LPC | GRELH IP54 SUBST RAL7032 268X248X18MM | 47.5556
| NSYDCSH1812 | CHAS DIST MOD DUPLO A1800XL1200MM | 560.5222
| NSYSMP2D4 | KIT ADAPT P/ MONT 2 PLAT ARM SF P400MM | 148.5667
| NSYSMP2D6 | KIT ADAPT P/ MONT 2 PLAT ARM SF P600MM | 172.4222
| NSYTBS1179H | CX IND ISOL IP66 116X74X94 TAMP OP ALT | 15.1111
| NSYEC1651 | ENTR CAB P/ ARM SF L1600XP500MM-1 ENTR | 164.2667
| NSYSFP20760 | ARM MET IP55 2000X700X600 SIST PRISMA | 1884.9231
| NSYEDCOC | 2 SUPORTES FIX BARR TERRA | 22.5667
| NSYSPV8100 | PED (PAIN LAT) VENT 100MM SF/SM P800MM | 78.3667
| NSYMPCH608 | PAIN MET BASC A600XL800MM P/ ARM SF/SM | 131.8444
| NSYEC461 | ENTR CAB P/ARM SF L400XP600MM-1 ENTR | 65.5556
| NSYSUCR6540 | 2 PERF MONT UNIV 65X400MM P/ARM SF/SM | 45.6333
| NSYCAG170X190LM | GRELH VENTIL MET IP23 A220XL220MM | 16.8778
| NSYSFMDR | LIMIT ABERT PORTA MECAN P/ARM SF | 38.6889
| NSYSUCR40200 | 2 PERF MONT UNIV 40X2000 P/ ARM SF/SM | 126.359
| NSYMUC156 | PAIN MET FIX 24MOD A150XL600 P/ SF/SM | 59.0857
| NSYPMA75 | PLAT POLIEST P/ ARM PLA A750XL500MM | 59.3538
| NSYCRNG108400T | ARM MET PORT TR IP66 1000X800X400 S/PL | 796.3077
| NSYSIMP20 | PLAC INTERM P/ CONT DE PLAT A2000MM | 83.2205
| NSYDCSH1816 | CHAS DIST MOD DUPLO A1800XL1600MM | 652.7
| NSYMUC456 | PAIN MET FIX 72MOD A450XL600 P/ SF/SM | 77.4444
| NSYEC35 | ENTR CABOS P/ ARM SF L300XP500MM | 32.7778
| NSYSF1810402DP | ARM MET COMB IP55 1800X1000X400 2P C/P | 1687.0051
| NSYSMHR10 | 2 PERF HORIZ ADAPT L1000MM P/ ARM SM | 67.0667
| AK2GA33 | CALHA PERFURADA | 9.3444
| AK2GA615 | CALHA PERFURADA | 23.5111
| NSYSM2012502D | ARM MET MON IP55 A2000XL1200XP500 2 P | 1604.5889
| NSYSF181050 | ARM MET COMB IP55 1800X1000X500 S/ PL | 1495.0556
| NSYSF2010402D | ARM MET COMB IP55 2000X1000X400 2P S/P | 1512.5436
| NSYSF20360 | ARM MET COMB IP55 2000X300X600 S/ PLAT | 1080.1231
| NSYSF20850T | ARM MET COMB IP55 2000X800X500 TR S/PL | 1612.1333
| NSYSM1210302DP | ARM MET MON IP55 1200X1000X300 2P C/PL | 1130.2462
| NSYSM14830P | ARM MET MON IP55 1400X800X300 C/ PLAT | 908.9538
| NSYSM16640 | ARM MET MON IP55 1600X600X400 S/ PLAT | 816.2564
| NSYSM18830 | ARM MET MON IP55 1800X800X300 S/ PLAT | 909.7333
| NSYDPA44 | PORTA-ESQUEMAS TAM A4 P40MM | 13.7436
| NSYSB90 | SUP FIX AJUST 90MM P/ PLATINA | 6.4333
| NSYSM20840T | ARM MET MON IP55 2000X800X400 TR S/ PL | 1459.8769
| NSYMFS1 | 2 SUP FIXOS P/ PERFIS DIN EM ARM SF/SM | 10.7444
| AM1PA3050 | Grille Telequick juxtap.300x500 | 31.6667
| AK2GA69 | CALHA PERFURADA | 17.7778
| NSYSTMP4560 | PLAT PARC TELEQ 425X450 P/ ARM L600MM | 125.0444
| NSYCRNG86400 | ARM MET PORT OP IP66 800X600X400 S/ PL | 427.0564
| NSYSF18650 | ARM MET COMB IP55 1800X600X500 S/ PLAT | 1232.5111
| NSYMP146 | PLAT MONT P/ ARM SF/SM A1400XL600MM | 188.5667
| NSYSQCR65100 | 2 PERF MONT RAP 65X1000MM P/ ARM SF/SM | 101.3429
| NSYSUCR4050 | 2 PERF MONT UNIV 40X500MM P/ ARM SF/SM | 38.2154
| NSYMPS30 | 2 SUP P300MM FIX PLAT PARC ARM SF/SM | 45.7
| NSYSPS5200 | PED (PAIN LAT) 200MM ARM SF/SM P500MM | 62.7692
| NSYSF16660 | ARM MET COMB IP55 1600X600X600 S/ PLAT | 1224.4615
| NSYDCM20 | INT PORTA 10A - NA+NF P/ ARM SF/SFX | 27.0974
| NSYCR100WU3C | RESIST AQUEC ISOL 100W 270/420VCA | 185.8256
| NSYPPS205 | PAIN SEPARADOR P/ARM SF A2000XL500MM | 215.9692
| NSYEC105 | ENTR CABOS P/ ARM SF L1000XP500MM | 75.8556
| NSYS3DEX7525 | ARM MUR MET ATEX IP66 300X200X150MM | 369.7889
| NSYTBP1397T | CX IND PC IP66 138X93X72 TAMP TR BX | 18.6
| NSYRCDR12 | LIMIT ABERT 120? P/ BAST 19p ARM SF/SM | 283.5143
| NSYCR20WU1C | RESIST AQUEC ISOL 21W 12-24VCC | 106.9333
| NSYSQCR4040 | 2 PERF MONT RAP 40X400MM P/ARM SF/SM | 34.7667
| NSYTBP191610HT | CX IND PC IP66 192X164X105 TAMP TR ALT | 44.8222
| NSY2SPQ206 | 2 PAIN LAT A2000XP600 P/ARM SF FIX RAP | 434.5111
| NSYSMVR20 | 2 PERF ADAPT VERTIC A2000MM P/ARM SM | 152.0778
| SL00937 | CX IND 194X144X78MM TAMP OPAC | 15.7111
| SL03555 | CX IND 152X114X75MM 10 ENT CAB 25MM | 13.1778
| SL03620 | CX IND ISOL PVC 220X168X106MM IP55 | 38.0103
| SL03520 | CX IND ISOL PVC 170X135X107MM IP55 | 28.9846
| SL03640 | CX IND ISOL PVC 220X168X85MM IP55 | 40.5436
| SL09106 | 4 SUP FIX P/ CX SL | 6.6667
| NSYEC84 | ENTR CABOS P/ARM SF L800XP400MM | 47.1
| NSYAEUBU41SC | MOLDURA UNIAO P/ ARM CRN 435X185MM | 56.6222
| NSYSDCR400 | 4 SUP AJUST MONT PLAT P/ ARM P400MM | 61.2923
| NSYPMP500DLM | PLAT P/ APAR N/ MOD A408MM P/ ARM L500 | 24.5778
| NSYB204 | PORCA DESLIZANTE M4-C20 | 3.3889
| NSYE2025 | ESPACADOR A20MM M5 | 0.85556
| NSYVA2724M | JANELA TRANSP 2X12 MOD - TAMPA BAIXA | 36.5333
| NSYEX608 | ESPACADOR 60MM M8 | 2.4333
| NSYETU79 | SUP 79X55MM P/ MONT PERF/APARELH | 3.6667
| NSYAMPA2924TB | PLAT ISOL P/ CAIXAS TBS/TBP 291X241MM | 41.5
| NSYVDM20UP | CHAS P/BAST BAS 19p 20U P/ARM 1000X600 | 360.3
| NSYCCOHYT230VID | HIGROMETRO 230VCA 2NA | 224.9333
| NSYCR10WU2C | RESIST AQUEC ISOL 10W 110/250VCA | 67.2103
| NSYSDX12 | MESA COM 1200X1000X500MM INOX 1 PORT | 4569.6222
| NSYEC65 | ENTR CABOS P/ARM SF L600XP500MM | 48.4778
| NSYS3X302515H | ARM FIX MUR INOX 316L A300XL250XP150MM | 605.9897
| NSYSMX141030 | ARM INOX 304L MON IP55 1400X1000X300MM | 4577.2
| NSYTBS19168 | CX IND ISOL IP66 192X164X87 TAMP OP BX | 21.5795
| NSYCRN68300 | ARM MET PORT OP IP66 600X800X300 S/ PL | 307.5897
| NSYCRN75200 | ARM MET PORT OP IP66 700X500X200 S/ PL | 182.7385
| NSYCRN64250T | ARM MET PORT TR IP66 600X400X250 S/ PL | 280.8513
| NSYCRN34200T | ARM MET PORT TR IP66 300X400X200 S/ PL | 232.8103
| NSYTC1 | ENTRADA DE CABOS 20MM | 0.42222
| NSYCMUMA50 | FIX MUR ART P/ TUBO 50X50MM - CXS S3CM | 682.8556
| NSYCRN106300T | ARM MET PORT TR IP66 1000X600X300 S/PL | 582.5128
| NSYS3HF4320P | ARM MUR ALUZINC CEM IP55 400X300X200MM | 786.0333
| NSYCLL405CRN | FECHO METAL C/ CHAV 405 P/ ARM CRN | 32.0103
| NSYCHCOD | PLACA P/ MONT DE ARM CRN ENTR CABOS D | 45.0333
| NSYCMUMR50 | BASE FIXA P/ TUBO 50X50MM - CXS S3CM | 281.7333
| NSYCMUCP50 | ANG FIX ROT VERT P/ TUBO 50X50 P/ S3CM | 1077.0444
| NSYBPA7035 | SPRAY P/ PINTURA RAL7035 | 35.8974
| NSYMF1210 | PLAT MET MICROPERFUR 1200X1000MM | 277.0051
| NSYMM2520 | PLAT METALICA 250x200MM | 5.9077
| NSYMR108 | PLAT MET PERF TELEQUICK 1000X800MM | 233.4556
| NSYMR43 | PLAT MET PERF TELEQUICK 400X300MM | 44.6154
| NSYMPC308 | PAIN MET FIX A300XL800MM P/ ARM SF/SM | 69.6333
| NSYTMME | FECHADURA MANUAL | 14.7889
| NSYPMB2754 | PLAT MONT BAQUEL P/ CX PLS 270X540MM | 29.7667
| NSYPMM5454 | PLAT MONT MET P/ CAIXAS PLS 540X540MM | 47.9692
| NSYTEX5 | EXTENSAO PORCA M5 | 2.5667
| NSYTET8PL | MANIP C/ CHAV TRIANG 8MM P/ ARM PLM | 111.3444
| NSYMFPLAZ73 | MOLD FIX SOLO P/ ARM PLA L750XP320MM | 267.5667
| NSYPMB55 | PLAT ISOLANTE P/ ARM PLA A500XL500MM | 36.7222
| NSYDPLA3 | 4SUP AJUST P320MM P/ MONT PLAT ARM PLA | 92.5641
| NSYMFPLAZ53 | MOLD FIX SOLO P/ ARM PLA L500XP320MM | 234.2462
| NSYPMB712 | PLAT ISOLANTE P/ ARM PLA A750XL1250MM | 188.1846
| NSYPMR55 | PLAT TELEQUICK P/ ARM PLA A500XL500MM | 73.8
| NSYTBP292412T | CX IND PC IP66 291X241X128 TAMP TR BX | 103.4111
| NSYTBP241910H | CX IND PC IP66 241X194X107 TAMP OP ALT | 63.4
| AK2CD37 | TAMP P/ CALHA PLAST AK2GD37 | 5.0111
| NSYCSHB1810 | CHAS DIST MOD C/ ZON BARR A1800XL1000 | 747.3
| NSYRCK42 | BAST FIXO 19P 42U P/ ARM SF/SM A2000MM | 113.4556
| NSYSFBK19 | KIT IP55 UNIAO P/ ARM SF C/ BAST | 110.5231
| NSYINKR2 | ADAPT P/ CHAVE REFORC P/ ARM SF/SM | 131.3286
| NSYEC841 | ENTR CAB P/ ARM SF L800XP400MM-1 ENTR | 63.9077
| NSYPPS204 | PAIN SEPARADOR P/ ARM SF A2000XL400MM | 213.7333
| NSYTSA2422SE | ENTR CAB RECT 112X36MM 22 FUROS IP65 | 216.1222
| NSYBLKH123 | KIT ENCR P/CADEADO P/MANIP ARM SF/SM | 45.4872
| NSYSM18850P | ARM MET MON IP55 1800X800X500 C/ PLAT | 1403.9111
| NSYDCSH1612 | CHAS DIST MOD DUPLO A1600XL1200MM | 513.1556
| NSYSFV12 | MONTANTES VERT P/ ARM SF 1200MM | 289.1333
| NSYMP166 | PLAT MONT P/ ARM SF/SM A1600XL600MM | 195.0256
| NSYSPFV6100 | PED (FR+TR) VENT 100MM P/ SF/SM L600MM | 123.3222
| NSYEC1051 | ENTR CAB P/ ARM SF L1000XP500MM-1 ENTR | 86.4205
| NSYEC351 | ENTR CAB P/ ARM SF L300XP500MM-1 ENTR | 45.9077
| NSYEC881 | ENTR CAB P/ ARM SF L800XP800MM-1 ENTR | 99.0051
| NSYS3DEX10830 | ARM MUR MET ATEX IP66 1000X800X300MM | 600.3111
| NSYSMX16840 | ARM INOX 304L MON IP55 1600X800X400MM | 4870.3111
| NSYS3X3315 | ARM FIX MUR INOX 304L A300XL300XP150MM | 369.3436
| NSYS3X121030 | ARM FIX MUR INOX 304L 1200X1000X300 2P | 2950.841
| NSYS3X6420T | ARM FIX MUR INOX 304L 600X400X200 P/TR | 753.2821
| NSYCAG110X46M | GRELH VENTIL MONT LAT IP20 A144XL62MM | 7.6333
| NSYCVF170M230 | VENT CIRCUL 170M3/H 230V | 122.3179
| NSYCAG223LPF | GRELH IP54 C/ FILTR G2 M1 268X248X18MM | 60.8513
| NSYCAG216X62M | GRELH VENTIL MONT LAT IP20 A244XL90MM | 12.0444
| NSYCAG317X91M | GRELH VENTIL MONT LAT IP20 A345XL118MM | 14.5538
| NSYCVF156M230 | VENT 156M3/H 230VCA 120X120X38MM | 30.7077
| NSYCVA114M | GRELH PROT POST P/ NSYCVF156 D114MM | 6.441
| NSYCVF65M230PF | VENTILADOR 65M3/H 230VCA | 96.4513
| NSYCVF575M230MF | VENT TECTO 570M3/H 230VCA | 689.0462
| NSYCAC228RMF | ELEM VENTIL NATURAL P/ MONT NO TECTO | 606.1026
| NSYEC882 | ENTR CAB P/ ARM SF L800XP800MM-2 ENTR | 114.6462
| NSYEC104 | ENTR CABOS P/ARM SF L1000XP400MM | 56.3889
| AF1VA416 | PARAFUSO M4X16 | 0.14444
| NSYSM14830 | ARM MET MON IP55 A1400XL800XP300 S/PL | 752.7487
| NSYSF16860 | ARM MET COMB IP55 1600X800X600 S/ PLAT | 1240.9231
| NSYSF18850 | ARM MET COMB IP55 1800X800X500 S/ PLAT | 1201.2821
| NSYSF2012402D | ARM MET COMB IP55 2000X1200X400 2P S/P | 1697.9077
| NSYSF20840 | ARM MET COMB IP55 2000X800X400 S/ PLAT | 1166.1538
| NSYSF22660 | ARM MET COMB IP55 2200X600X600 S/ PLAT | 1400.8111
| NSYSM1412402DP | ARM MET MON IP55 1400X1200X400 2P C/PL | 1362.8718
| NSYSM1612402DP | ARM MET MON IP55 1600X1200X400 2P C/PL | 1466.8103
| NSYDCE10 | ENTR CAB C/ 4 ABERT P/ ARM SF L1000MM | 32.1556
| NSYCW55 | MOLD P/ PROT CONTR 500X500MM | 736.0111
| NSYSF12860P | ARM MET COMB IP55 1200X800X600 C/ PLAT | 1478.6222
| NSYCRN33150P | ARM MET PORT OP IP66 300X300X150 C/PL | 109.8564
| NSYCR10WU1C | Resist.Calef.Aisl. 10W, 12-24V | 78.9128
| NSYS3HF10830P | ARM MUR ALUZINC CEM IP55 1000X800X300 | 1890.2667
| NSYSF2016402D | ARM MET COMB IP55 2000X1600X400 2P S/P | 2494.7692
| NSYCAP291LZF | TAMP VENT ALUZINC IP55 291X291MM | 450.5846
| NSYBL27 | 2 DOBRAD INTERN P/ CXS PLS | 24.2154
| NSYSC850 | TEJADILHO P/ARM SF/SM L800XP500MM | 250.5333
| NSYCRN46250P | ARM MET PORT OP IP66 400X600X250 C/PL | 210.5889
| NSYCUF1KT2K | FILTR SINTETIC AA LAT 1K2-1K6-2K | 25.9333
| NSYCUF400R | FILTR SINTETIC AA TOP 400 | 13.159
| NSYSBM305012 | CX IND METAL A300XL500XP120MM IP66 IK10 | 119.9222
| NSYBCE3 | 2 JUNT TIPO ESC P/ ENTR CABOS L300MM | 9.1778
| IMT36180 | ENTRADA CABO RAPIDA ISO M16 | 1.5333
| NSYTBC365 | CAM BARR SUP A300XL600XP500 P/ ARM SF | 790.9222
| NSYDCRNG125R | PORT DIR P/ NSYCRNG1210300/400D | 537.7444
| NSYAC1120 | PERF SUP CAB P/ MONT PEDEST NSYZZ21/51 | 83.7667
| NSYAC360 | PERF SUP CAB P/ MONT PEDEST NSYZZ25/55 | 45.0889
| NSYSBM203012 | CX IND METAL A200XL300XP120MM IP66 | 78.8308
| NSYINBENZ1 | TRANSF P/ FECH DAIM BENZ P/ARM SF/SM | 15.2778
| AK2GD7575 | CAL PL 75x75 | 12.8889
| NSYMM23SB | PLAT MET 200X400MM P/ CX SBM | 13.5333
| NSYCUF1K2T2KR | FILTR SINTETIC AA TOP 1K2-1K5-2K | 28.7444
| NSYCUF3KT4KR | FILTR SINTETIC AA TOP 3K-4K | 35.3026
| NSYTLDFL | ENTR CABOS FL 345X130MM P/ARM CRNG | 26.7444
| NSYRCKP8 | BAST FIX PARC 8U A400XL600MM P/ SF/SM | 122.0667
| NSYRCKS6 | 4 SUP P600MM P/ BAST FIXO CENTR L800MM | 123.9444
| NSYEC682 | ENTR CAB P/ ARM SF L600XP800MM-2 ENTR | 104.1
| NSYSF12640P | ARM MET COMB IP55 1200X600X400 C/ PLAT | 1126.4
| NSYST30M6 | PARAFUSO TORX T30 M6X16MM | 1.4
| AK2GD5050 | CANALETA GRIS | 10.8778
| NSYCRS200W240V | RESIST AQUEC C/ VENT 200W 240VCA | 489.7846
| AK2CD100 | TAMP P/ CAL PL | 16.7143
| NSYAMRD24155TB | PERF DIN SIM 15X5MM 225MM P/TBS/TBP | 5.6444
| NSYAMRD19155TB | PERF DIN SIM 15X5MM 150MM P/TBS/TBP | 4.6667
| NSYSFD18102D | PORT DUPL METAL P/ARM SF A1800X1000MM | 655.1
| NSYSF181060 | ARM MET COMB IP55 1800X1000X600 S/ PL | 1449.7538
| NSYSBM202012 | CX IND MET A200XL200XP120MM IP66 IK10 | 67.2615
| NSYLCK20SF | FECH SUBST P/ ARM SF/SM 1 PORT A2000MM | 354.4714
| NSYCFS128 | 2 TRAV GUIA-CABOS L800MM 120? P/ SF/SM | 30.9
| NSYCRS100W240V | RESIST AQUEC C/ VENT 100W 240VCA | 439.5795
| NSYCUF3KT4K | FILTR SINTETIC AA LAT 2K-3K | 40.0444
| AK2GD10075 | CAL PL 100x75 | 27.8889
| NSYSMD16122D | PORT DUPL OP A1600XL1200MM P/ARM SM | 1283.6556
| AK2GD2525 | CAL PLAST RAL7030 25x25 2MTS | 9.5857
| NSYCUF800R | FILTR SINTETIC AA TOP 800 | 19.2
| NSYTC8ME | INSERTO 8MM QUADR | 49.2
| NSYSUPLA3G | COMPL UNIAO HORIZ P/ ARM PLA P320MM | 86.2667
| NSYSUPLA3TG | COMPL UNIAO HORIZ P/ PLA C/ TEJ P320MM | 113.5889
| NSYSUPLA4G | COMPL UNIAO HORIZ P/ ARM PLA P420MM | 93.0256
| NSYSUPLA4TG | COMPL UNIAO HORIZ P/ PLA C/ TEJ P420MM | 110.6462
| NSYTJPLA103G | TEJADILHO P/ ARM PLA L1000XP320MM | 78.2667
| NSYTJPLA104G | TEJADILHO P/ ARM PLA L1000XP420MM | 96.9641
| NSYTJPLA123G | TEJADILHO P/ ARM PLA L1250XP320MM | 99.3333
| NSYTJPLA124G | TEJADILHO P/ ARM PLA L1250XP420MM | 106.3179
| NSYTJPLA53G | TEJADILHO P/ ARM PLA L500XP320MM | 60.2462
| NSYTJPLA54G | TEJADILHO P/ ARM PLA L500XP420MM | 64.3077
| NSYTJPLA73G | TEJADILHO P/ ARM PLA L750XP320MM | 66.6667
| NSYTJPLA74G | TEJADILHO P/ ARM PLA L750XP420MM | 68.9231
| NSYTL27270G | PLAC PASSA CAB 200MM P/ CX PLS 270MM | 35.6143
| NSYTL27360G | PLAC PASSA CAB 290MM P/ CX PLS 360MM | 36.1222
| NSYTLA4420G | TAMPA P/ BUCINS P/ ARM PLM75/86 | 72.5667
| NSYTLA6420G | TAMPA P/ BUCINS P/ ARM PLM108 | 87.5889
| NSYTPLSC1827G | TAMP BX OPAC 45MM P/ CX PLS A180XL270 | 20
| NSYTPLSC2727AG | TAMP ALT OPAC 95MM P/ CX PLS A270XL270 | 35.3556
| NSYTPLSC2727G | TAMP BX OPAC 45MM P/ CX PLS A270XL270 | 25.2556
| NSYTPLSC2736AG | TAMP ALT OPAC 95MM P/ CX PLS A270XL360 | 46.8111
| NSYTPLSC2736G | TAMP BX OPAC 45MM P/ CX PLS A270XL360 | 32.5667
| NSYTPLSC2754AG | TAMP ALT OPAC 95MM P/ CX PLS A270XL540 | 70.7111
| NSYTPLSC2754G | TAMP BX OPAC 45MM P/ CX PLS A270XL540 | 57.5889
| NSYTPLSC3654AG | TAMP ALT OPAC 95MM P/ CX PLS A360XL540 | 73.9333
| NSYTPLSC3654G | TAMP BX OPAC 45MM P/ CX PLS A360XL540 | 61.9667
| NSYTPLSC3672AG | TAMP ALT OPAC 95MM P/ CX PLS A360XL720 | 126.8714
| NSYTPLSC5454AG | TAMP ALT OPAC 95MM P/ CX PLS A540XL540 | 110.0111
| NSYAC1080 | PERF SUP CAB P/ MONT PEDEST NSYZA212 | 83.7667
| NSYAECPFLT35 | ENTR CAB MEMBR FL21 T35 | 64.7795
| NSYTPLSC5454G | TAMP BX OPAC 45MM P/ CX PLS A540XL540 | 88.5778
| NSYTPLSC5472AG | TAMP ALT OPAC 95MM P/ CX PLS A540XL720 | 188.6429
| NSYTPLSP1827G | TAMP BX POLI 45MM P/ CX PLS A180XL270 | 29.5667
| NSYTPLSP2727G | TAMP BX POLI 45MM P/ CX PLS A270XL270 | 44.7222
| NSYTPLSP2736G | TAMP BX POLI 45MM P/ CX PLS A270XL360 | 64.0556
| NSYTPLSP2754G | TAMP BX POLI 45MM P/ CX PLS A270XL540 | 83.0333
| NSYTPLSP3636G | TAMP BX POLI 45MM P/ CX PLS A360XL360 | 67.7556
| NSYTPLSP3654G | TAMP BX POLI 45MM P/ CX PLS A360XL540 | 81.8
| NSYTPLSP5454G | TAMP BX POLI 45MM P/ CX PLS A540XL540 | 108.6556
| NSYZA2103G | PED IP44 A200XL1000XP320 P/ ARM NSYPLA | 300.0923
| NSYZA2104G | PED IP44 A200XL1000XP420 P/ ARM NSYPLA | 311.6923
| NSYZA2123G | PED IP44 A200XL1250XP320 P/ ARM NSYPLA | 334.7795
| NSYZA2124G | PED IP44 A200XL1250XP420 P/ ARM NSYPLA | 341.6
| NSYZA253G | PED IP44 A200XL500XP320 P/ ARM NSYPLA | 238.9128
| NSYZA254G | PED IP44 A200XL500XP420 P/ ARM NSYPLA | 259.7231
| NSYZA273G | PED IP44 A200XL750XP320 P/ ARM NSYPLA | 265.5179
| NSYZA274G | PED IP44 A200XL750XP420 P/ ARM NSYPLA | 277.0051
| NSYZD1232G | PEDESTAL P/ ARM PLD A850XL1115XP320MM | 562.0923
| NSYZD5300G | PEDESTAL P/ ARM PLD A850XL465XP320MM | 474.2778
| NSYZD630G | PEDESTAL P/ ARM PLD A850XL590XP320MM | 461.4462
| NSYZD831G | PEDESTAL P/ ARM PLD A850XL785XP320MM | 551.1556
| NSYZHPLA103G | PED A900MM ARM PLA 1000X320 ABERT INF | 641.6923
| NSYZHPLA104G | PED A900MM ARM PLA 1000X420 ABERT INF | 680.6974
| NSYZHPLA123G | PED A900MM ARM PLA 1250X320 ABERT INF | 752.6769
| NSYZHPLA124G | PED A900MM ARM PLA 1250X420 ABERT INF | 779.7436
| NSYCTL600DLAG | ESP FRONT FECH L555MM P/CHAS DLA84/112 | 21.3667
| NSYCTL750DLPG | ESPELHO FECHADO P/ ARM PLA L750MM | 30.1333
| NSYCTL800DLAG | ESP FRONT FECH L755MM P/ CHASS DLA240 | 24.5744
| NSYDLA112G | CHAS DISTR MOD DLA 4FIL-112MOD P/PLM86 | 207.3744
| NSYDLA234G | CHAS DIST MOD DLA 6FIL-234MOD P/PLM108 | 320.0111
| NSYDLA24G | CHAS DISTR MOD DLA 2FIL-24MOD P/ PLM43 | 108.9333
| NSYDLA48G | CHAS DISTR MOD DLA 3FIL-48MOD P/ PLM54 | 133.7778
| NSYDLA48PG | CHAS DISTR MOD DLA 3FIL-48MOD P/ PLM64 | 141.7
| NSYDLA66G | CHAS DISTR MOD DLA 4FIL-66MOD P/ PLM75 | 189.3222
| NSYDLA84G | CHAS DISTR MOD DLA 4FIL-84MOD P/ PLM86 | 211.0778
| NSYDLA88G | CHAS DISTR MOD DLA 4FIL-86MOD P/ PLM75 | 190.7222
| NSYDLP114G | CHASS DISTR MOD 6FIL P/ PLA 1000X500 | 324.9436
| NSYDLP114PG | CHASS DISTR MOD 6FIL P/ PLA 1250X500 | 326.1231
| NSYDLP132G | CHASS DISTR MOD 4FIL P/ PLA 750X750 | 385.0444
| NSYDLP133G | CHASS DISTR MOD 7FIL P/ PLA 1250X500 | 333.4462
| NSYDLP152G | CHASS DISTR MOD 8FIL P/ PLA 1500X500 | 412.8923
| NSYDLP165G | CHASS DISTR MOD 5FIL P/ PLA 1000X750 | 342.0513
| NSYDLP171G | CHASS DISTR MOD 9FIL P/ PLA 1500X500 | 438.841
| NSYDLP198G | CHASS DISTR MOD 6FIL P/ PLA 1000X750 | 366.5333
| NSYDLP198PG | CHASS DISTR MOD 6FIL P/ PLA 1250X750 | 372.759
| NSYDLP231G | CHASS DISTR MOD 7FIL P/ PLA 1250X750 | 397.1385
| NSYDLP264G | CHASS DISTR MOD 8FIL P/ PLA 1500X750 | 443.9487
| NSYDLP297G | CHASS DISTR MOD 9FIL P/ PLA 1500X750 | 474.4103
| NSYDLP57G | CHASS DISTR MOD 3FIL P/ PLA 750X500 | 249.3744
| NSYDLP76G | CHASS DISTR MOD 4FIL P/ PLA 750X500 | 262.9026
| NSYDLP95G | CHASS DISTR MOD 5FIL P/ PLA 1000X500 | 298.5026
| NSYDLP99G | CHASS DISTR MOD 3FIL P/ PLA 750X750 | 329.8872
| NSYDLPLM18G | CHAS DIST MOD 2 FIL-18MOD P/ PLM3025/T | 85.7667
| NSYDPLA105G | Puerta PLA 1000x500 7035 maneta | 629.0556
| NSYDPLA105HG | Puerta PLAZT 1000x500 7035 maneta | 744.5949
| NSYDPLA107G | Puerta PLA 1000x750 7035 maneta | 755.3667
| NSYDPLA107HG | Puerta PLAZT 1000x750 7035 maneta | 864.1778
| NSYDPLA125G | Puerta PLA 1250x500 7035 maneta | 786.6333
| NSYDPLA125HG | Puerta PLAZT 1250x500 7035 maneta | 873.8872
| NSYDPLA127G | Puerta PLA 1250x750 7035 maneta | 879.1778
| NSYDPLA127HG | Puerta PLAZT 1250x750 7035 maneta | 1104.7692
| NSYDPLA155G | Puerta PLA 1500x500 7035 maneta | 874.1778
| NSYDPLA155HG | Puerta PLAZT 1500x500 7035 maneta | 1095.5282
| NSYDPLA157G | Puerta PLA 1500x750 7035 maneta | 903.9077
| NSYDPLA157HG | Puerta PLAZT 1500x750 7035 maneta | 1249.0667
| NSYDPLA55G | Puerta PLA 500x500 7035 maneta | 370.1778
| NSYDPLA55HG | Puerta PLAZT 500x500 7035 maneta | 979.2333
| NSYDPLA57G | Puerta PLA 500x750 7035 maneta | 370.1778
| NSYDPLA57HG | Puerta PLAZT 500x750 7035 maneta | 979.2333
| NSYDPLA75G | Puerta PLA 750x500 7035 maneta | 370.1778
| NSYDPLA75HG | Puerta PLAZT 750x500 7035 maneta | 671.5778
| NSYDPLA77G | Puerta PLA 750x750 7035 maneta | 566.5333
| NSYDPLA77HG | Puerta PLAZT 750x750 7035 maneta | 734.1111
| NSYDPLM108G | 7035 Porta de NSYPLM108G | 611.5333
| NSYDPLM108TG | 7035 Porta transp de NSYPLM108TG | 892.9333
| NSYDPLM3025G | 7035 Porta de NSYPLM3025G | 133.8222
| NSYDPLM3025TG | 7035 Porta transp de NSYPLM3025TG | 191.3444
| NSYDPLM32G | 7035 Porta de NSYPLM32G | 98.8
| NSYDPLM43G | 7035 Porta de NSYPLM43G | 205.1
| NSYDPLM43TG | 7035 Porta transp de NSYPLM43TG | 265.1333
| NSYDPLM54G | 7035 Porta de NSYPLM54G | 255.1222
| NSYDPLM54TG | 7035 Porta transp de NSYPLM54TG | 377.6889
| NSYDPLM64G | 7035 Porta de NSYPLM64G | 262.6333
| NSYDPLM64TG | 7035 Porta transp de NSYPLM64TG | 428.9556
| NSYDPLM75G | 7035 Porta de NSYPLM75G | 307.6444
| NSYDPLM75TG | 7035 Porta transp de NSYPLM75TG | 520.2556
| NSYDPLM86G | 7035 Porta de NSYPLM86G | 401.4556
| NSYDPLM86TG | 7035 Porta transp de NSYPLM86TG | 626.5667
| NSYEBMPLAG | FECHO C/ MANIPULO P/ ARM PLA | 59.4667
| NSYECPLAZ103G | TAMP ENTR CAB P/ ARM PLA L1000XP320MM | 76.5
| NSYECPLAZ104G | TAMP ENTR CAB P/ ARM PLA L1000XP420MM | 102
| NSYECPLAZ123G | TAMP ENTR CAB P/ ARM PLA L1250XP320MM | 70.6154
| NSYECPLAZ124G | TAMP ENTR CAB P/ ARM PLA L1250XP420MM | 118.6333
| NSYECPLAZ53G | TAMP ENTR CAB P/ ARM PLA L500XP320MM | 38.3222
| NSYECPLAZ54G | TAMP ENTR CAB P/ ARM PLA L500XP420MM | 54.3222
| NSYECPLAZ73G | TAMP ENTR CAB P/ ARM PLA L750XP320MM | 55.5556
| NSYECPLAZ74G | TAMP ENTR CAB P/ ARM PLA L750XP420MM | 83.7667
| NSYFPLS1827G | FUNDO CX MOD PLAST IP65 A180XL270XP135 | 40.1333
| NSYFPLS2727G | FUNDO CX MOD PLAST IP65 A270XL270XP135 | 46.3667
| NSYFPLS2736G | FUNDO CX MOD PLAST IP65 A270XL360XP135 | 50.0222
| NSYFPLS2754G | FUNDO CX MOD PLAST IP65 A540XL270XP135 | 68.8111
| NSYFPLS3636G | FUNDO CX MOD PLAST IP65 A360XL360XP135 | 57.5889
| NSYFPLS3654G | FUNDO CX MOD PLAST IP65 A360XL540XP135 | 90.1556
| NSYFPLS3672G | FUNDO CX MOD PLAST IP65 A360XL720XP135 | 123.9333
| NSYFPLS5454G | FUNDO CX MOD PLAST IP65 A540XL540XP135 | 130.1778
| NSYSBM20208 | CX IND METAL A200XL200XP80MM IP66 IK10 | 68.0778
| NSYFPLS5472G | FUNDO CX MOD PLAST IP65 A540XL720XP135 | 149.1889
| NSYMUPLA103G | KIT UNIAO HOR P/ ARM PLA A1000XP320MM | 60.0222
| NSYMUPLA104G | KIT UNIAO HOR P/ ARM PLA A1000XP420MM | 61.8444
| NSYMUPLA123G | KIT UNIAO HOR P/ ARM PLA A1250XP320MM | 72.4111
| NSYMUPLA124G | KIT UNIAO HOR P/ ARM PLA A1250XP420MM | 69.6
| NSYMUPLA153G | KIT UNIAO HOR P/ ARM PLA A1500XP320MM | 80.2667
| NSYMUPLA154G | KIT UNIAO HOR P/ ARM PLA A1500XP420MM | 79.9444
| NSYMUPLA53G | KIT UNIAO HOR P/ ARM PLA A500XP320MM | 48.6556
| NSYMUPLA54G | KIT UNIAO HOR P/ ARM PLA A500XP420MM | 51.5
| NSYMUPLA73G | KIT UNIAO HOR P/ ARM PLA A750XP320MM | 62.9667
| NSYMUPLA74G | KIT UNIAO HOR P/ ARM PLA A750XP420MM | 57.9
| NSYPA3025PLMG | PORTA INTERIOR P/ ARMARIO PLM3025 | 94.1778
| NSYPAP108G | PORTA INTERIOR P/ ARMARIO PLM108 | 145.4974
| NSYPAP43G | PORTA INTERIOR P/ ARMARIO PLM43 | 65.3128
| NSYPAP54G | PORTA INTERIOR P/ ARMARIO PLM54 | 78.6051
| NSYPAP64G | PORTA INTERIOR P/ ARMARIO PLM64 | 85.2821
| NSYPAP75G | PORTA INTERIOR P/ ARMARIO PLM75 | 100.9128
| NSYPAP86G | PORTA INTERIOR P/ ARMARIO PLM86 | 125.4564
| NSYPAPLA105G | PORTA INTERIOR P/ ARM PLA A1000XL500MM | 226.4
| NSYPAPLA107G | PORTA INTERIOR P/ ARM PLA A1000XL750MM | 268.4821
| NSYPAPLA125G | PORTA INTERIOR P/ ARM PLA A1250XL500MM | 258.0205
| NSYPAPLA127G | PORTA INTERIOR P/ ARM PLA A1250XL750MM | 403.7949
| NSYPAPLA155G | PORTA INTERIOR P/ ARM PLA A1500XL500MM | 332.6154
| NSYPAPLA157G | PORTA INTERIOR P/ ARM PLA A1500XL750MM | 422.4513
| NSYPAPLA55G | PORTA INTERIOR P/ ARM PLA A500XL500MM | 168.0718
| NSYPAPLA57G | PORTA INTERIOR P/ ARM PLA A500XL750MM | 207.0778
| NSYPAPLA75G | PORTA INTERIOR P/ ARM PLA A750XL500MM | 198.4308
| NSYPAPLA77G | PORTA INTERIOR P/ ARM PLA A750XL750MM | 265.4778
| NSYPFPLM32G | PAT FIX MUR POL P/ ARM PLM32 | 10.2444
| NSYPFPLMG | 4 PAT FIX MUR POL P/ ARM PLM3025 A 108 | 33.1077
| NSYPLA10103G | ARM POL IP65 A1000XL1000XP320MM POR OP | 1103.0154
| NSYPLA10103TG | ARM POL IP65 A1000XL1000XP320MM 2P TR | 1406.041
| NSYPLA10104G | ARM POL IP65 A1000XL1000XP420MM POR OP | 1159.0769
| NSYPLA10104TG | ARM POL IP65 A1000XL1000XP420MM 2P TR | 1535.4359
| NSYPLA10123G | ARM POL IP65 A1000XL1250XP320MM POR OP | 1220.8923
| NSYPLA10123TG | ARM POL IP65 A1000XL1250XP320MM 2P TR | 1818.7
| NSYPLA10124G | ARM POL IP65 A1000XL1250XP420MM POR OP | 1382.9538
| NSYPLA10124TG | ARM POL IP65 A1000XL1250XP420MM 2P TR | 1877.5111
| NSYPLA1053G | ARM POL IP65 A1000XL500XP320MM PORT OP | 690.2462
| NSYPLA1053TG | ARM POL IP65 A1000XL500XP320MM PORT TR | 1039.3641
| NSYPLA1054G | ARM POL IP65 A1000XL500XP420MM PORT OP | 735.6308
| NSYPLA1054TG | ARM POL IP65 A1000XL500XP420MM PORT TR | 1171.2333
| NSYPLA1073G | ARM POL IP65 A1000XL750XP320MM PORT OP | 786.1333
| NSYPLA1073TG | ARM POL IP65 A1000XL750XP320MM PORT TR | 1098.3692
| NSYPLA1074G | ARM POL IP65 A1000XL750XP420MM PORT OP | 858.8718
| NSYPLA1074TG | ARM POL IP65 A1000XL750XP420MM PORT TR | 1328.9889
| NSYPLA12103G | ARM POL IP65 A1250XL1000XP320MM POR OP | 1297.9179
| NSYPLA12103TG | ARM POL IP65 A1250XL1000XP320MM 2P TR | 1688.1538
| NSYPLA12104G | ARM POL IP65 A1250XL1000XP420MM POR OP | 1408.4821
| NSYPLA12104TG | ARM POL IP65 A1250XL1000XP420MM 2P TR | 1792.1026
| NSYPLA12123G | ARM POL IP65 A1250XL1250XP320MM POR OP | 1486.3385
| NSYPLA12123TG | ARM POL IP65 A1250XL1250XP320MM 2P TR | 2144.7179
| NSYPLA12124G | ARM POL IP65 A1250XL1250XP420MM POR OP | 1556.1538
| NSYPLA12124TG | ARM POL IP65 A1250XL1250XP420MM 2P TR | 2343.7128
| NSYSBM152012 | CX IND METAL A150XL200XP120MM IP66 IK10 | 64.5231
| NSYPLA1253G | ARM POL IP65 A1250XL500XP320MM PORT OP | 788.5538
| NSYPLA1253TG | ARM POL IP65 A1250XL500XP320MM PORT TR | 1148.5444
| NSYPLA1254G | ARM POL IP65 A1250XL500XP420MM PORT OP | 860.1846
| NSYPLA1254TG | ARM POL IP65 A1250XL500XP420MM PORT TR | 1111.2103
| NSYPLA1273G | ARM POL IP65 A1250XL750XP320MM PORT OP | 939.2103
| NSYPLA1273TG | ARM POL IP65 A1250XL750XP320MM PORT TR | 1385.3556
| NSYPLA1274G | ARM POL IP65 A1250XL750XP420MM PORT OP | 1044.6769
| NSYPLA1274TG | ARM POL IP65 A1250XL750XP420MM PORT TR | 1440.3778
| NSYPLA15103G | ARM POL IP65 A1500XL1000XP320MM POR OP | 1526.3692
| NSYPLA15103TG | ARM POL IP65 A1500XL1000XP320MM 2P TR | 2065.5111
| NSYPLA15104G | ARM POL IP65 A1500XL1000XP420MM POR OP | 1592.5026
| NSYPLA15104TG | ARM POL IP65 A1500XL1000XP420MM 2P TR | 1978.6154
| NSYPLA15123G | ARM POL IP65 A1500XL1250XP320MM POR OP | 1650.2769
| NSYPLA15123TG | ARM POL IP65 A1500XL1250XP320MM 2P TR | 2292.8
| NSYPLA15124G | ARM POL IP65 A1500XL1250XP420MM POR OP | 1736.3795
| NSYPLA15124TG | ARM POL IP65 A1500XL1250XP420MM 2P TR | 2460.4923
| NSYPLA1553G | ARM POL IP65 A1500XL500XP320MM PORT OP | 937.6615
| NSYPLA1553TG | ARM POL IP65 A1500XL500XP320MM PORT TR | 1286.4
| NSYPLA1554G | ARM POL IP65 A1500XL500XP420MM PORT OP | 1016.2667
| NSYPLA1554TG | ARM POL IP65 A1500XL500XP420MM PORT TR | 1245.2205
| NSYPLA1573G | ARM POL IP65 A1500XL750XP320MM PORT OP | 1025.0564
| NSYPLA1573TG | ARM POL IP65 A1500XL750XP320MM PORT TR | 1406.041
| NSYPLA1574G | ARM POL IP65 A1500XL750XP420MM PORT OP | 1104.0103
| NSYPLA1574TG | ARM POL IP65 A1500XL750XP420MM PORT TR | 1535.4359
| NSYPLA5103G | ARM POL IP65 A500XL1000XP320MM 2P OPAC | 868.1556
| NSYPLA5103TG | ARM POL IP65 A500XL1000XP320MM 2POR TR | 1025.7333
| NSYPLA5104G | ARM POL IP65 A500XL1000XP420MM 2P OPAC | 961.3889
| NSYAC840 | PERF SUP CAB P/ MONT PEDEST NSYZA210 | 63.1889
| NSYZHPLA53G | PED A900MM ARM PLA 500X320 ABERT INF | 529.6821
| NSYZHPLA54G | PED A900MM ARM PLA 500X420 ABERT INF | 615.9556
| NSYZHPLA73G | PED A900MM ARM PLA 750X320 ABERT INF | 582.7897
| NSYZHPLA74G | PED A900MM ARM PLA 750X420 ABERT INF | 615.8051
| NSYZM253G | PEDEST IP44 A200MM P/ ARM PLM75 | 278.0615
| NSYZM263G | PEDEST IP44 A200MM P/ ARM PLM86 | 289.8769
| NSYZM283G | PEDEST IP44 A200MM P/ ARM PLM108 | 343.0889
| NSYZNPLA103G | PED TIPO N A60MM P/ ARM PLA L1000XP320 | 183.5385
| NSYZNPLA104G | PED TIPO N A60MM P/ ARM PLA L1000XP420 | 190.0205
| NSYZNPLA123G | PED TIPO N A60MM P/ ARM PLA L1250XP320 | 187.2923
| NSYZNPLA124G | PED TIPO N A60MM P/ ARM PLA L1250XP420 | 194.6769
| NSYZNPLA53G | PED TIPO N A60MM P/ ARM PLA L500XP320 | 148.9949
| NSYZNPLA54G | PED TIPO N A60MM P/ ARM PLA L500XP420 | 165.1077
| NSYZNPLA73G | PED TIPO N A60MM P/ ARM PLA L750XP320 | 161.2718
| NSYZNPLA74G | PED TIPO N A60MM P/ ARM PLA L750XP420 | 174.1026
| NSYZZ2103G | PED P320XL1000XA200 P/ ARM PLAZ/PLAZT | 814.2444
| NSYZZ2104G | PED P420XL1000XA200 P/ ARM PLAZ/PLAZT | 818.7385
| NSYZZ2123G | PED P320XL1250XA200 P/ ARM PLAZ/PLAZT | 935.0667
| NSYZZ2124G | PED P420XL1250XA200 P/ ARM PLAZ/PLAZT | 913.1282
| NSYZZ253G | PED P320XL500XA200 P/ ARM PLAZ/PLAZT | 762.5889
| NSYZZ254G | PED P420XL500XA200 P/ ARM PLAZ/PLAZT | 751.6103
| NSYZZ273G | PED P320XL750XA200 P/ ARM PLAZ/PLAZT | 784.6872
| NSYZZ274G | PED P420XL750XA200 P/ ARM PLAZ/PLAZT | 832.3692
| NSYZZ5103G | PED P320XL1000XA500 P/ ARM PLAZ/PLAZT | 1131.4256
| NSYZZ5104G | PED P420XL1000XA500 P/ ARM PLAZ/PLAZT | 1203.0769
| NSYZZ5123G | PED P320XL1250XA500 P/ ARM PLAZ/PLAZT | 1344.0333
| NSYZZ5124G | PED P420XL1250XA500 P/ ARM PLAZ/PLAZT | 1416.7556
| NSYZZ553G | PED P320XL500XA500 P/ ARM PLAZ/PLAZT | 1055.7556
| NSYPLA5104TG | ARM POL IP65 A500XL1000XP420MM 2POR TR | 1139.8778
| NSYPLA5123G | ARM POL IP65 A500XL1250XP320MM PORT OP | 923.1385
| NSYPLA5123TG | ARM POL IP65 A500XL1250XP320MM 2POR TR | 1272.6222
| NSYPLA5124G | ARM POL IP65 A500XL1250XP420MM PORT OP | 951.7436
| NSYPLA5124TG | ARM POL IP65 A500XL1250XP420MM 2POR TR | 1356.5556
| NSYPLA553G | ARM POL IP65 500X500X320MM PORT OP | 472.9128
| NSYPLA553TG | ARM POL IP65 A500XL500XP320MM PORT TR | 642.4
| NSYPLA554G | ARM POL IP65 A500XL500XP420MM PORT OP | 559.7128
| NSYPLA554TG | ARM POL IP65 A500XL500XP420MM PORT TR | 757.8889
| NSYPLA573G | ARM POL IP65 A500XL750XP320MM PORT OP | 579.9487
| NSYPLA573TG | ARM POL IP65 A500XL750XP320MM PORT TR | 764.2256
| NSYPLA574G | ARM POL IP65 A500XL750XP420MM PORT OP | 668.9538
| NSYPLA574TG | ARM POL IP65 A500XL750XP420MM PORT TR | 828.9846
| NSYPLA7103G | ARM POL IP65 A750XL1000XP320MM PORT OP | 936.5026
| NSYPLA7103TG | ARM POL IP65 A750XL1000XP320MM 2POR TR | 1231.2667
| NSYPLA7104G | ARM POL IP65 A750XL1000XP420MM PORT OP | 1067.0444
| NSYPLA7104TG | ARM POL IP65 A750XL1000XP420MM 2POR TR | 1311.0556
| NSYPLA7123G | ARM POL IP65 A750XL1250XP320MM PORT OP | 1098.3282
| NSYPLA7123TG | ARM POL IP65 A750XL1250XP320MM 2POR TR | 1426.7111
| NSYPLA7124G | ARM POL IP65 A750XL1250XP420MM PORT OP | 1153.559
| NSYPLA7124TG | ARM POL IP65 A750XL1250XP420MM 2POR TR | 1468.0667
| NSYPLA753G | ARM POL IP65 A750XL500XP320MM PORT OP | 596.2769
| NSYPLA753TG | ARM POL IP65 A750XL500XP320MM PORT TR | 802.4103
| NSYPLA754G | ARM POL IP65 A750XL500XP420MM PORT OP | 650.7692
| NSYPLA754TG | ARM POL IP65 A750XL500XP420MM PORT TR | 953.2111
| NSYPLA773G | ARM POL IP65 A750XL750XP320MM PORT OP | 684.5641
| NSYPLA773TG | ARM POL IP65 A750XL750XP320MM PORT TR | 963.1179
| NSYPLA774G | ARM POL IP65 A750XL750XP420MM PORT OP | 735.6308
| NSYZZ554G | PED P420XL500XA500 P/ ARM PLAZ/PLAZT | 1092.6444
| NSYZZ573G | PED P320XL750XA500 P/ ARM PLAZ/PLAZT | 1159.1889
| NSYZZ574G | PED P420XL750XA500 P/ ARM PLAZ/PLAZT | 1210.9667
| NSYPLA774TG | ARM POL IP65 A750XL750XP420MM PORT TR | 1014.0205
| NSYPLAT10103G | ARM POL IP44 1000X1000X320 2P OP TVENT | 1408.2974
| NSYPLAT10104G | ARM POL IP44 1000X1000X420 2P OP TVENT | 1624.8444
| NSYPLAT10123G | ARM POL IP44 1000X1250X320 2P OP TVENT | 1509.2
| NSYPLAT10124G | ARM POL IP44 1000X1250X420 2P OP TVENT | 1753.1889
| NSYPLAT1053G | ARM POL IP44 1000X500X320 P OP T VENT | 805.1077
| NSYPLAT1054G | ARM POL IP44 1000X500X420 P OP T VENT | 915.4
| NSYPLAT1073G | ARM POL IP44 1000X750X320 P OP T VENT | 1073.8667
| NSYPLAT1074G | ARM POL IP44 1000X750X420 P OP T VENT | 1200.1444
| NSYPLAT12103G | ARM POL IP44 1250X1000X320 2P OP TVENT | 1562.8103
| NSYPLAT12104G | ARM POL IP44 1250X1000X420 2P OP TVENT | 1865.9795
| NSYPLAT12123G | ARM POL IP44 1250X1250X320 2P OP TVENT | 1722.841
| NSYPLAT12124G | ARM POL IP44 1250X1250X420 2P OP TVENT | 1885.9179
| NSYPLAT1253G | ARM POL IP44 1250X500X320 P OP TEJ VENT | 936.5436
| NSYPLAT1254G | ARM POL IP44 1250X500X420 P OP TEJ VENT | 989.3538
| NSYPLAT1273G | ARM POL IP44 1250X750X320 P OP TEJ VENT | 1067.9692
| NSYPLAT1274G | ARM POL IP44 1250X750X420 P OP TEJ VENT | 1146.4615
| NSYPLAT15103G | ARM POL IP44 1500X1000X320 2P OP TVENT | 1862.5
| NSYPLAT15104G | ARM POL IP44 1500X1000X420 2P OP TVENT | 2207.0333
| NSYPLAT15123G | ARM POL IP44 1500X1250X320 2P OP TVENT | 1908.2154
| NSYPLAT15124G | ARM POL IP44 1500X1250X420 2P OP TVENT | 2070.2667
| NSYPLAT1553G | ARM POL IP44 1500X500X320 P OP TEJ VENT | 1099.6111
| NSYPLAT1554G | ARM POL IP44 1500X500X420 P OP TEJ VENT | 1059.7333
| NSYPLAT1573G | ARM POL IP44 1500X750X320 P OP TEJ VENT | 1146.4615
| NSYPLAT1574G | ARM POL IP44 1500X750X420 P OP TEJ VENT | 1486.9128
| NSYPLAT5103G | ARM POL IP44 500X1000X320 2P OP T VENT | 1116.0889
| NSYPLAT5104G | ARM POL IP44 500X1000X420 2P OP T VENT | 1156.9667
| NSYCR50WU1C | RESIST AQUEC ISOL 55W 12-24VCC | 116.4308
| NSYSF20680P | ARM MET COMB IP55 2000X600X800 C/ PLAT | 1572.5
| NSYS3X4315H | ARM FIX MUR INOX 316L A400XL300XP150MM | 700.2872
| NSYPLAT5123G | ARM POL IP44 500X1250X320 2P OP T VENT | 1226.8667
| NSYPLAT5124G | ARM POL IP44 500X1250X420 2P OP T VENT | 1312.1556
| NSYPLAT553G | ARM POL IP44 500X500X320 P OP TEJ VENT | 622.9949
| NSYPLAT554G | ARM POL IP44 500X500X420 P OP TEJ VENT | 680.6667
| NSYPLAT573G | ARM POL IP44 500X750X320 P OP TEJ VENT | 820.8667
| NSYPLAT574G | ARM POL IP44 500X750X420 P OP TEJ VENT | 929.4222
| NSYPLAT7103G | ARM POL IP44 750X1000X320 2P OP T VENT | 1163.6923
| NSYPLAT7104G | ARM POL IP44 750X1000X420 2P OP T VENT | 1318.8556
| NSYPLAT7123G | ARM POL IP44 750X1250X320 2P OP T VENT | 1426.4667
| NSYPLAT7124G | ARM POL IP44 750X1250X420 2P OP T VENT | 1355.4769
| NSYPLAT753G | ARM POL IP44 750X500X320 P OP TEJ VENT | 746.1231
| NSYPLAT754G | ARM POL IP44 750X500X420 P OP TEJ VENT | 779.2103
| NSYPLAT773G | ARM POL IP44 750X750X320 P OP TEJ VENT | 786.3077
| NSYPLAT774G | ARM POL IP44 750X750X420 P OP TEJ VENT | 955.5889
| NSYPLAZ10103G | ARM POL IP54 1000X1000X320 2P OP AB IN | 1309.0872
| NSYPLAZ10104G | ARM POL IP54 1000X1000X420 2P OP AB IN | 1544.4556
| NSYPLAZ10123G | ARM POL IP54 1000X1250X320 2P OP AB IN | 1500.8615
| NSYPLAZ10124G | ARM POL IP54 1000X1250X420 2P OP AB IN | 1554.4718
| NSYPLAZ1053G | ARM POL IP54 1000X500X320 P OP AB INF | 814.4615
| NSYPLAZ1054G | ARM POL IP54 1000X500X420 P OP AB INF | 967.4889
| NSYPLAZ1073G | ARM POL IP54 1000X750X320 P OP AB INF | 918.9744
| NSYPLAZ1074G | ARM POL IP54 1000X750X420 P OP AB INF | 1035.0769
| NSYPLAZ12103G | ARM POL IP54 1250X1000X320 2P OP AB IN | 1512.9128
| NSYPLAZ12104G | ARM POL IP54 1250X1000X420 2P OP AB IN | 1567.6513
| NSYPLAZ12123G | ARM POL IP54 1250X1250X320 2P OP AB IN | 1712.8205
| NSYPLAZ12124G | ARM POL IP54 1250X1250X420 2P OP AB IN | 1898.2556
| NSYPLAZ1253G | ARM POL IP54 1250X500X320 P OP AB INF | 957.7128
| NSYPLAZ1254G | ARM POL IP54 1250X500X420 P OP AB INF | 996.4513
| NSYPLAZ1273G | ARM POL IP54 1250X750X320 P OP AB INF | 1089.1385
| NSYPLAZ1274G | ARM POL IP54 1250X750X420 P OP AB INF | 1186.4308
| NSYPLAZ15103G | ARM POL IP54 1500X1000X320 2P OP AB IN | 1818.6769
| NSYPLAZ15104G | ARM POL IP54 1500X1000X420 2P OP AB IN | 1863.3949
| NSYPLAZ15123G | ARM POL IP54 1500X1250X320 2P OP AB IN | 2090.4205
| NSYPLAZ15124G | ARM POL IP54 1500X1250X420 2P OP AB IN | 2176.0103
| NSYPLAZ1553G | ARM POL IP54 1500X500X320 P OP AB INF | 1136.7111
| NSYPLAZ1554G | ARM POL IP54 1500X500X420 P OP AB INF | 1406.0889
| NSYPLAZ1573G | ARM POL IP54 1500X750X320 P OP AB INF | 1199.3846
| NSYPLAZ1574G | ARM POL IP54 1500X750X420 P OP AB INF | 1388.2462
| NSYPLAZ5103G | ARM POL IP54 500X1000X320 2P OP AB INF | 1096.9333
| NSYPLAZ5104G | ARM POL IP54 500X1000X420 2P OP AB INF | 1135.7333
| NSYPLAZ5123G | ARM POL IP54 500X1250X320 2P OP AB INF | 1207.7111
| NSYPLAZ5124G | ARM POL IP54 500X1250X420 2P OP AB INF | 1268.4667
| NSYPLAZ553G | ARM POL IP54 500X500X320 P OP AB INF | 671.3128
| NSYPLAZ554G | ARM POL IP54 500X500X420 P OP AB INF | 775.5778
| NSYPLAZ573G | ARM POL IP54 500X750X320 P OP AB INF | 790.8222
| NSYPLAZ574G | ARM POL IP54 500X750X420 P OP AB INF | 832.6778
| NSYPLAZ7103G | ARM POL IP54 750X1000X320 2P OP AB INF | 1151.8667
| NSYPLAZ7104G | ARM POL IP54 750X1000X420 2P OP AB INF | 1197.1385
| NSYPLAZ7123G | ARM POL IP54 750X1250X320 2P OP AB INF | 1256.6051
| NSYPLAZ7124G | ARM POL IP54 750X1250X420 2P OP AB INF | 1369.7846
| NSYPLAZ753G | ARM POL IP54 750X500X320 P OP AB INF | 717.1179
| NSYPLAZ754G | ARM POL IP54 750X500X420 P OP AB INF | 768.6256
| NSYPLAZ773G | ARM POL IP54 750X750X320 P OP AB INF | 834.5026
| NSYPLAZ774G | ARM POL IP54 750X750X420 P OP AB INF | 873.2513
| NSYAEDPLA002G | GUIA PLA 1 PORTA | 11.5385
| NSYAEDPLA003G | GUIA PLA 2 PORTAS (CONJ. DE 2) | 12.4718
| NSYAUPG5G | **TINTA ANTI-GRAFITE - 5KG | 461.6821
| NSYBE27G | 2 DOBRAD EXTER PLASTICAS P/ CXS PLS | 17.0051
| NSYBPLDNG | SUPORT BARRAM P/ ARM PLD | 104.8333
| NSYBRF12PLAG | CHAS BAST FIXO 19p 12U P/ PLA 750X750 | 201.3111
| NSYBRF17PLAG | CHAS BAST FIXO 19p 17U P/ PLA 1000X750 | 219.6556
| NSYBRF21PLAG | CHAS BAST FIXO 19p 21U P/ PLA 1250X750 | 209.8051
| NSYBRF26PLAG | CHAS BAST FIXO 19p 26U P/ PLA 1500X750 | 233.6889
| NSYBRF8PLAG | CHAS BAST FIXO 19p 8U P/ PLA 500X750 | 195.7556
| NSYBRP11PLAG | BAST BASC 19p 11U P/ ARM PLA A750XL750 | 442.0111
| NSYBRP16PLAG | BAST BASC 19p 16U P/ ARM PLA 1000X750 | 475.3333
| NSYBRP20PLAG | BAST BASC 19p 20U P/ ARM PLA 1250X750 | 511.4889
| NSYBRP25PLAG | BAST BASC 19p 25U P/ ARM PLA 1500X750 | 789.4111
| NSYBRP7PLAG | BAST BASC 19p 7U P/ ARM PLA A500XL750 | 397.9111
| NSYBU108PLMG | MOLDURA UNIAO P/ ARMARIOS PLM108 | 104.5889
| NSYBUPLMG | MOLDURA UNIAO P/ ARMARIOS PLM75/86 | 71.9444
| NSYCBCMPLAG | MANIP P/ BLOQ P/ CADEADO P/ ARM PLA | 123.8333
| NSYCEPLMAG | OBTURADORES POSTER P/ ARM PLM32 | 17.4889
| NSYCEPLMBG | OBTURADORES POSTER P/ ARM PLM43/54 | 5.8556
| NSYCEPLMCG | OBTURADORES POSTER P/ ARM PLM64/75/86 | 9.4143
| NSYCTL300DLAG | ESP FRONT FECH L256MM P/ CHASSIS DLA24 | 13.6889
| NSYCTL400DLAG | ESP FRONT FECH L356MM P/CHAS DLA48/48P | 16.8889
| NSYCTL500DLAG | ESP FRONT FECH L456MM P/ CHAS DLA66/88 | 19.4556
| NSYCTL500DLPG | ESPELHO FECHADO P/ ARM PLA L500MM | 20.441
| NSYPLAZT10103G | ARM IP44 1000X1000X320 2P T VENT AB IN | 1369.1077
| NSYPLAZT10104G | ARM IP44 1000X1000X420 2P T VENT AB IN | 1539.5667
| NSYPLAZT10123G | ARM IP44 1000X1250X320 2P T VENT AB IN | 1500.6462
| NSYPLAZT10124G | ARM IP44 1000X1250X420 2P T VENT AB IN | 1551.6513
| NSYPLAZT1053G | ARM IP44 1000X500X320 P OP T VEN AB IN | 954.8
| NSYPLAZT1054G | ARM IP44 1000X500X420 P OP T VEN AB IN | 1001.8889
| NSYPLAZT1073G | ARM IP44 1000X750X320 P OP T VEN AB IN | 978.7692
| NSYPLAZT1074G | ARM IP44 1000X750X420 P OP T VEN AB IN | 1025.0564
| NSYPLAZT12103G | ARM IP44 1250X1000X320 2P T VENT AB IN | 1505.3744
| NSYPLAZT12104G | ARM IP44 1250X1000X420 2P T VENT AB IN | 1644.1231
| NSYPLAZT12123G | ARM IP44 1250X1250X320 2P T VENT AB IN | 1742.4308
| NSYPLAZT12124G | ARM IP44 1250X1250X420 2P T VENT AB IN | 1801.6718
| NSYPLAZT1253G | ARM IP44 1250X500X320 P OP T VEN AB IN | 1004.5641
| NSYPLAZT1254G | ARM IP44 1250X500X420 P OP T VEN AB IN | 1135.3667
| NSYPLAZT1273G | ARM IP44 1250X750X320 P OP T VEN AB IN | 1104.3385
| NSYPLAZT1274G | ARM IP44 1250X750X420 P OP T VEN AB IN | 1158.4
| NSYPLAZT15103G | ARM IP44 1500X1000X320 2P T VENT AB IN | 1623.959
| NSYPLAZT15104G | ARM IP44 1500X1000X420 2P T VENT AB IN | 1862.0222
| NSYPLAZT15123G | ARM IP44 1500X1250X320 2P T VENT AB IN | 1872.8513
| NSYPLAZT15124G | ARM IP44 1500X1250X420 2P T VENT AB IN | 1958.1026
| NSYPLAZT1553G | ARM IP44 1500X500X320 P OP T VEN AB IN | 1220.5222
| NSYPLAZT1554G | ARM IP44 1500X500X420 P OP T VEN AB IN | 1158.4
| NSYPLAZT1573G | ARM IP44 1500X750X320 P OP T VEN AB IN | 1214.5846
| NSYPLAZT1574G | ARM IP44 1500X750X420 P OP T VEN AB IN | 1268.5333
| NSYPLAZT5103G | ARM IP44 500X1000X320 2P T VENT AB INF | 1156.9667
| NSYPLAZT5104G | ARM IP44 500X1000X420 2P T VENT AB INF | 1099.9487
| NSYPLAZT5123G | ARM IP44 500X1250X320 2P T VENT AB INF | 1271.2667
| NSYCUF600 | FILTR SINTETIC AA LAT 600 | 14.9333
| NSYCUF800T1K | FILTR SINTETIC AA LAT 800-1K | 18.4821
| NSYPLAZT5124G | ARM IP44 500X1250X420 2P T VENT AB INF | 1252
| NSYPLAZT553G | ARM IP44 500X500X320 P OP T VEN AB INF | 677.1795
| NSYPLAZT554G | ARM IP44 500X500X420 P OP T VEN AB INF | 781.9222
| NSYPLAZT573G | ARM IP44 500X750X320 P OP T VEN AB INF | 841.5778
| NSYPLAZT574G | ARM IP44 500X750X420 P OP T VEN AB INF | 902.7
| NSYPLAZT7103G | ARM IP44 750X1000X320 2P T VENT AB INF | 1264.8111
| NSYPLAZT7104G | ARM IP44 750X1000X420 2P T VENT AB INF | 1226.8615
| NSYPLAZT7123G | ARM IP44 750X1250X320 2P T VENT AB INF | 1457.5778
| NSYPLAZT7124G | ARM IP44 750X1250X420 2P T VENT AB INF | 1519.1889
| NSYPLAZT753G | ARM IP44 750X500X320 P OP T VEN AB INF | 825.9333
| NSYPLAZT754G | ARM IP44 750X500X420 P OP T VEN AB INF | 882.3333
| NSYPLAZT773G | ARM IP44 750X750X320 P OP T VEN AB INF | 868.4
| NSYPLAZT774G | ARM IP44 750X750X420 P OP T VEN AB INF | 920.0923
| NSYPLD8122G | ARM POLIESTER A850XL1115XP320MM DIN 2 | 1202.4615
| NSYPLD8500G | ARM POLIESTER A850XL465XP320MM DIN 0 | 735.7333
| NSYPLD860G | ARM POLIESTER A850XL590XP320MM DIN 0 | 790.6256
| NSYPLD881G | ARM POLIESTER A850XL785XP320MM DIN 1 | 857.2205
| NSYPLM108BG | ARM POL 1056X852X350 PORT OP PLAT ISOL | 948.4333
| NSYPLM108G | ARM MUR POLI IP66 1056X852X350 PORT OP | 684.9026
| NSYPLM108TG | ARM MUR POLI IP66 1056X852X350 PORT TR | 1036.3897
| NSYPLM3025BG | ARM POLI 308X255X160 PORT OP PLAT ISOL | 184.5538
| NSYPLM3025G | ARM MUR POLI IP66 308X255X160 PORT OP | 142.1026
| NSYPLM3025PG | ARM MUR POLI IP66 308X255X160 C/ PLAT | 180.4513
| NSYPLM3025TG | ARM MUR POLI IP66 308X255X160 PORT TR | 187.0974
| NSYPLM32BG | ARM POLI 310X215X160 PORT OP PLAT ISOL | 178.7
| NSYPLM32G | ARM MUR POLI IP66 310X215X160 PORT OP | 116.2769
| NSYPLM32PG | ARM MUR POLI IP66 310X215X160 C/ PLAT | 146.3385
| NSYPLM32TG | ARM MUR POLI IP66 310X215X160 PORT TR | 138.3897
| NSYPLM43BG | ARM POLI 430X330X200 PORT OP PLAT ISOL | 213.2718
| NSYPLM43G | ARM MUR POLI IP66 430X330X200 PORT OP | 190.1231
| NSYPLM43PG | ARM MUR POLI IP66 430X330X200 C/ PLAT | 207.5282
| NSYPLM43TG | ARM MUR POLI IP66 430X330X200 PORT TR | 238.1128
| NSYPLM43TVG | ARM POLI 430X330X200 PORT TR FECH TRIP | 626.2222
| NSYPLM43VG | ARM POLI 430X330X200 PORT OP FECH TRIP | 332.2051
| NSYPLM54BG | ARM POLI 530X430X200 PORT OP PLAT ISOL | 301.4556
| NSYPLM54G | ARM MUR POLI IP66 530X430X200 PORT OP | 240.9128
| NSYPLM54PG | ARM MUR POLI IP66 530X430X200 C/ PLAT | 274.4513
| NSYPLM54TG | ARM MUR POLI IP66 530X430X200 PORT TR | 343.5897
| NSYPLM54TVG | ARM POLI 530X430X200 PORT TR FECH TRIP | 595.0881
| NSYPLM54VG | ARM POLI 530X430X200 PORT OP FECH TRIP | 365.2615
| NSYPLM64BG | ARM POLI 647X436X250 PORT OP PLAT ISOL | 358.4778
| NSYPLM64G | ARM MUR POLI IP66 647X436X250 PORT OP | 284.3179
| NSYPLM64PG | ARM MUR POLI IP66 647X436X250 C/ PLAT | 342.2769
| NSYPLM64TG | ARM MUR POLI IP66 647X436X250 PORT TR | 394.6051
| NSYPLM64TVG | ARM POLI 647X436X250 PORT TR FECH TRIP | 634.1436
| NSYPLM64VG | ARM POLI 647X436X250 PORT OP FECH TRIP | 396.2564
| NSYPLM75BG | ARM POLI 747X536X300 PORT OP PLAT ISOL | 540.8
| NSYPLM75G | ARM MUR POLI IP66 747X536X300 PORT OP | 392.6769
| NSYPLM75PG | ARM MUR POLI IP66 747X536X300 C/ PLAT | 466.0718
| NSYPLM75TG | ARM MUR POLI IP66 747X536X300 PORT TR | 440
| NSYPLM75TVG | ARM POLI 747X536X300 PORT TR FECH TRIP | 760.2111
| NSYPLM75VG | ARM POLI 747X536X300 PORT OP FECH TRIP | 604.3222
| NSYPLM86BG | ARM POLI 847X636X300 PORT OP PLAT ISOL | 593.2205
| NSYPLM86G | ARM MUR POLI IP66 847X636X300 PORT OP | 477.2923
| NSYPLM86PG | ARM MUR POLI IP66 847X636X300 C/ PLAT | 571.4256
| NSYPLM86TG | ARM MUR POLI IP66 847X636X300 PORT TR | 563.8051
| NSYPLM86TVG | ARM POLI 847X636X300 PORT TR FECH TRIP | 1000.5222
| NSYPLM86VG | ARM POLI 847X636X300 PORT OP FECH TRIP | 638.3487
| NSYPLS1827G | CX MOD PL IP65 180X270X180 TAMP BX TR | 58.9949
| NSYPLS2727AG | CX MOD PL IP65 270X270X230 TAMP ALT TR | 91.3889
| NSYPLS2727G | CX MOD PL IP65 270X270X180 TAMP BX TR | 71.8256
| NSYPLS2736AG | CX MOD PL IP65 270X360X230 TAMP ALT TR | 113.9556
| NSYPLS2736G | CX MOD PL IP65 270X360X180 TAMP BX TR | 87.959
| NSYPLS2754AG | CX MOD PL IP65 270X540X230 TAMP ALT TR | 161.8778
| NSYPLS2754G | CX MOD PL IP65 270X540X180 TAMP BX TR | 129.5179
| NSYPLS3636G | CX MOD PL IP65 360X360X180 TAMP BX TR | 121.5222
| NSYPLS3654AG | CX MOD PL IP65 360X540X230 TAMP ALT TR | 167.6821
| NSYPLS3654G | CX MOD PL IP65 360X540X180 TAMP BX TR | 156.0821
| NSYPLS3672AG | CX MOD PL IP65 360X720X230 TAMP ALT TR | 242.8103
| NSYPLS5454AG | CX MOD PL IP65 540X540X230 TAMP ALT TR | 248.6564
| NSYPLS5454G | CX MOD PL IP65 540X540X180 TAMP BX TR | 244.2444
| NSYPLS5472AG | CX MOD PL IP65 540X720X230 TAMP ALT TR | 325.6333
| NSYPLSC1827G | CX MOD PL IP65 180X270X180 TAMP BX OP | 65.9897
| NSYPLSC2727AG | CX MOD PL IP65 270X270X230 TAMP ALT OP | 103.6
| NSYPLSC2727G | CX MOD PL IP65 270X270X180 TAMP BX OP | 85.5444
| NSYPLSC2736AG | CX MOD PL IP65 270X360X230 TAMP ALT OP | 120.1111
| AK2GD3775 | CAL PLAST RAL7030 37,5x75 2MTS | 11.5385
| NSYPLSC2736G | CX MOD PL IP65 270X360X180 TAMP BX OP | 94.7077
| NSYPLSC2754AG | CX MOD PL IP65 270X540X230 TAMP ALT OP | 175.3222
| NSYPLSC2754G | CX MOD PL IP65 270X540X180 TAMP BX OP | 146.8513
| NSYPLSC3636G | CX MOD PL IP65 360X360X180 TAMP BX OP | 122.7333
| NSYPLSC3654AG | CX MOD PL IP65 360X540X230 TAMP ALT OP | 204.9889
| NSYPLSC3654G | CX MOD PL IP65 360X540X180 TAMP BX OP | 169.9487
| NSYPLSC3672AG | CX MOD PL IP65 360X720X230 TAMP ALT OP | 271.8333
| NSYPLSC5454AG | CX MOD PL IP65 540X540X230 TAMP ALT OP | 278.1667
| NSYPLSC5454G | CX MOD PL IP65 540X540X180 TAMP BX OP | 264.3667
| NSYPLSC5472AG | CX MOD PL IP65 540X720X230 TAMP ALT OP | 366.7333
| NSYPLSP1827G | CX MOD PL IP65 180X270X180 TAMP BX POL | 73.9897
| NSYPLSP2727G | CX MOD PL IP65 270X270X180 TAMP BX POL | 98.3333
| NSYPLSP2736G | CX MOD PL IP65 270X360X180 TAMP BX POL | 119.1333
| NSYPLSP2754G | CX MOD PL IP65 270X540X180 TAMP BX POL | 173.3333
| NSYPLSP3636G | CX MOD PL IP65 360X360X180 TAMP BX POL | 130.7692
| NSYPLSP3654G | CX MOD PL IP65 360X540X180 TAMP BX POL | 184.1111
| NSYPLSP5454G | CX MOD PL IP65 540X540X180 TAMP BX POL | 266.8333
| NSYPMA1827G | PLAT MONT POLIEST P/ CX PLS 180X270MM | 11.3
| NSYPMA2727G | PLAT MONT POLIEST P/ CX PLS 270X270MM | 13.7889
| NSYPMA2736G | PLAT MONT POLIEST P/ CX PLS 270X360MM | 24.1571
| NSYPMA2754G | PLAT MONT POLIEST P/ CX PLS 270X540MM | 26.2333
| NSYPMA3636G | PLAT MONT POLIEST P/ CX PLS 360X360MM | 27.4556
| NSYPMA3654G | PLAT MONT POLIEST P/ CX PLS 360X540MM | 36.2333
| NSYPMA3672G | PLAT MONT POLIEST P/ CX PLS 360X720MM | 81.3778
| NSYPMA5454G | PLAT MONT POLIEST P/ CX PLS 540X540MM | 61.2556
| NSYPMA5472G | PLAT MONT POLIEST P/ CX PLS 540X720MM | 76.3667
| NSYSFSPLMG | SUP FIXACAO AO SOLO P/ ARM PLM54 E 64 | 1304.0923
| NSYSLCR60 | 2 PERFIS TRANSV L600MM P/ARMAR SF/SM | 37.8111
| NSYCDRB | BARRA RETEN P/ CALHA | 1.2556
| NSYSDF1010 | ARM C/ CONS 1000X1400X1045 S/PL P POST | 3057.2778
| NSYAELZ | KIT ABERT EXT P/ PED NSYZZ | 8.7556
| NSYAMFEP304TB | 4 ESPACAD 30MM P/ CAIXAS TBS/TBP | 18.5444
| NSYCDP38 | PAIN HOR SUP BASC A300XL800 P/ ARM SF | 537.7889
| NSYDCRN44 | PORTA P/ ARM NSYCRN44 | 282.0889
| NSYDCRN68 | PORTA P/ARM NSYCRN68 | 437.0111
| NSYCR150WU1C | RESIST AQUEC ISOL 147W 12-24VCC | 223.4256
| NSYCR250W115VV | RESIST AQUEC C/ VENT 250W 115VCA | 258.7487
| NSYCRP1W120VTVC | TERMOVENTIL 400/550W 120VCA | 506.5846
| NSYCRS200W115V | RESIST AQUEC C/ VENT 200W 115VCA | 442.5231
| NSYUCC360 | KIT UNIAO PARC ABERT 290MM P/ CXS PLS | 9.2667
| NSYSFC38 | BASE+TOPO P/ ARM SF L300XP800MM | 342.5111
| NSY2SP164 | 2 PAIN LAT A1600XP400 P/ARM SF FIX EXT | 251.5444
| NSYSBM405012 | CX IND METAL A400XL500XP120MM | 140.1
| NSYSBM15158 | CX IND METAL A150XL150XP80MM IP66 IK10 | 61.5
| NSYSUCR40110 | 2 PERF MONT UNIV 40X1100 P/ ARM SF/SM | 83.5667
| NSYSPS4200SD | PED (PAIN LAT) 200MM P/ARM CRN P400MM | 73.6556
| NSYBANPLA56 | PRAT DE SUPORTE P/ARM PLA P620XL500MM | 132.0556
| NSYBANPLA76 | PRAT DE SUPORTE P/ARM PLA P620XL750MM | 149.8111
| NSYBGN1054HD | ACC ANTI ROUBO PHD A1000xL500xP420 MM | 1275.4778
| NSYBGN1074HD | ACC ANTI ROUBO PHD A1000xL750xP420 MM | 1390.4556
| NSYBGN12124HD | ACC ANTI ROUBO PHD A1250xL1250xP420 MM | 2558.3222
| NSYBGN12126HD | ACC ANTI ROUBO PHD A1250xL1250xP620 MM | 2687.9444
| NSYBGN1254HD | ACC ANTI ROUBO PHD A1250xL500xP420 MM | 1415.9222
| NSYBGN1274HD | ACC ANTI ROUBO PHD A1250xL750xP420 MM | 1461.7444
| NSYBGN1276HD | ACC ANTI ROUBO PHD A1250xL750xP620 MM | 1657.6556
| NSYBGN15124HD | ACC ANTI ROUBO PHD A1500xL1250xP420 MM | 3391.6111
| NSYBGN15126HD | ACC ANTI ROUBO PHD A1500xL1250xP620 MM | 3634.4222
| NSYBGN1574HD | ACC ANTI ROUBO PHD A1500xL750xP420 MM | 2805.0556
| NSYBGN1576HD | ACC ANTI ROUBO PHD A1500xL750xP620 MM | 3111.7889
| NSYBGN2074HD | ACC ANTI ROUBO PHD A2000xL750xP420 MM | 3194.7444
| NSYBGN774HD | ACC ANTI ROUBO PHD A750xL750xP420 MM | 1218.7
| NSYBGN776HD | ACC ANTI ROUBO PHD A750xL750xP620 MM | 1249.6444
| NSYDPLA6 | 4SUP AJUST P620MM P/MONT PLAT ARM PLA | 207.7
| NSYECPLAZ126G | TAMP ENTR CAB P/ARM PLA L1250xP620MM | 180.8444
| NSYECPLAZ76G | TAMP ENTR CAB P/ARM PLA L750XP620MM | 126.1444
| NSYFMPHD | PAT FIX MURAL P/ARM EXT PHD | 89.2103
| NSYMF2PLAZ4 | KIT FIX SOLO P/ARM EXT PHD 420 MM | 281.5
| NSYMF2PLAZ6 | KIT FIX SOLO P/ARM EXT PHD 620 MM | 294.2222
| NSYMFPLAZ126 | MOLD FIX SOLO P/ARM PLA L1250XP420MM | 394.5778
| NSYPCVR124HD | MOD P/VENT SUP P/ARM PHD 1250x420 MM | 1354.2462
| NSYPCVR126HD | MOD P/VENT SUP P/ARM PHD 1250x420 MM | 1721.5778
| NSYPCVR54HD | MOD P/VENT SUP P/ARM PHD 500x420 MM | 1109.3111
| NSYPCVR74HD | MOD P/VENT SUP P/ARM PHD 750x420 MM | 1071.1179
| NSYPCVR76HD | MOD P/VENT SUP P/ARM PHD 750x620 MM | 1279.5222
| NSYPHDT553 | ARM EXT PORT ANT PHD A500xL500xP320 | 1034.2667
| NSYPHDT553P | ARM EXT PORT OP PHD A500xL500xP320 | 935.4974
| NSYPHDT753 | ARM EXT PORT ANT PHD A750xL500xP320 | 1176.7
| NSYPHDT753P | ARM EXT PORT OP PHD A750xL500xP320 | 1153.1111
| NSYPHDZT1054P | ARM EXT PORT OP PHD A1000xL500xP420 | 2437.5444
| NSYPHDZT1074 | ARM EXT PORT ANT PHD A1000xL750xP420 | 2600.7778
| NSYPHDZT1074P | ARM EXT PORT OP PHD A1000xL750xP420 | 2548.7556
| NSYPHDZT12124 | ARM EXT PORT ANT PHD A1250xL1250xP420 | 4272.9222
| NSYPHDZT12124P | ARM EXT PORT OP PHD A1250xL1250xP420 | 4187.5
| NSYPHDZT12126 | ARM EXT PORT ANT PHD A1250xL1250xP620 | 5207.8889
| NSYPHDZT12126P | ARM EXT PORT OP PHD A1250xL1250xP620 | 5103.8556
| NSYPHDZT1254 | ARM EXT PORT ANT PHD A1250xL750xP420 | 2610.3667
| NSYPHDZT1254P | ARM EXT PORT OP PHD A1250xL750xP420 | 2558
| NSYPHDZT1274 | ARM EXT PORT ANT PHD A1250xL750xP420 | 2926.1889
| NSYPHDZT1274P | ARM EXT PORT OP PHD A1250xL750xP420 | 2867.5667
| NSYPHDZT1276 | ARM EXT PORT ANT PHD A1250xL750xP620 | 3423.3778
| NSYPHDZT1276P | ARM EXT PORT OP PHD A1250xL750xP620 | 3354.8222
| NSYPHDZT15124 | ARM EXT PORT ANT PHD A1500xL1250xP420 | 5016
| NSYPHDZT15124P | ARM EXT PORT OP PHD A1500xL1250xP420 | 4537.5385
| NSYPHDZT15126 | ARM EXT PORT ANT PHD A1500xL1250xP620 | 5623.0111
| NSYPHDZT15126P | ARM EXT PORT OP PHD A1500xL1250xP620 | 5510.6556
| NSYPHDZT1574 | ARM EXT PORT ANT PHD A1500xL750xP420 | 2959.7111
| NSYPHDZT1574P | ARM EXT PORT OP PHD A1500xL750xP420 | 2677.2923
| NSYPHDZT1576 | ARM EXT PORT ANT PHD A1500xL750xP620 | 3461.2889
| NSYPHDZT1576P | ARM EXT PORT OP PHD A1500xL750xP620 | 3392.0556
| NSYPHDZT2074 | ARM EXT PORT ANT PHD A2000xL750xP420 | 4810.9222
| NSYPHDZT2074P | ARM EXT PORT OP PHD A2000xL750xP420 | 4714.7444
| NSYPHDZT774 | ARM EXT PORT ANT PHD A750xL750xP420 | 2303.3333
| NSYPHDZT774P | ARM EXT PORT OP PHD A750xL750xP420 | 2257.2
| NSYBP166 | PAIN POST P/ ARM SF A1600XL600MM | 202.1333
| NSYEC1062 | ENTR CAB P/ ARM SF L1000XP600MM-2 ENTR | 122.8222
| NSYPHDZT776 | ARM EXT PORT ANT PHD A750xL750xP620 | 2607.4667
| NSYPHDZT776P | ARM EXT PORT OP PHD A750xL750xP620 | 2555.2222
| NSYPLA12126G | ARM POL IP65 A1250XL1250XP620MM POR OP | 1982.3111
| NSYPLA12126TG | ARM POL IP65 A1250XL1250XP620MM 2P TR | 2576.4667
| NSYPLA1276G | ARM POL IP65 A1250XL750XP620MM PORT OP | 1462.7
| NSYPLA1276TG | ARM POL IP65 A1250XL750XP620MM PORT TR | 1709.5111
| NSYPLA1576G | ARM POL IP65 A1500XL750XP620MM PORT OP | 1585.8
| NSYPLA1576TG | ARM POL IP65 A1500XL750XP620MM PORT TR | 1873.1222
| NSYPLA2074G | ARM POL IP65 A2000XL750XP420MM POR OP | 2115.3128
| NSYPLA2074TG | ARM POL IP65 A2000XL750XP620MM 2P TR | 2805.9556
| NSYPLA776G | ARM POL IP65 A750XL750XP620MM PORT OP | 1045.9444
| NSYPLA776TG | ARM POL IP65 A750XL750XP620MM PORT TR | 1301.2889
| NSYPLAT12126G | ARM POL IP44 1250X1250X620 2P OP TVENT | 2253.7778
| NSYPLAT1276G | ARM POL IP44 1250X750X620 OP TEJ VENT | 1492.8333
| NSYPLAT1576G | ARM POL IP44 1500X750X620 P OP TEJ VNT | 1647.6556
| NSYPLAT2074G | ARM PL IP44 A2000XL750XP420 2V OP TVNT | 2487.1667
| NSYPLAT776G | ARM POL IP44 750X750X620 P OP TEJ VENT | 1165.0111
| NSYPLAZ12126G | ARM POL IP54 1250X1250X620 2P OP AB IN | 2359.8
| NSYPLAZ1276G | ARM POL IP54 1250X750X620 P OP AB INF | 1548.7111
| NSYPLAZ1576G | ARM POL IP54 1500X750X620 P OP AB INF | 1733.8
| NSYPLAZ2074G | ARM POL IP54 2000X750X420 2P OP AB IN | 2415.1889
| NSYPLAZ776G | ARM POL IP54 750X750X620 P OP AB INF | 1202.2222
| NSYPLAZT12126G | ARM IP44 1250X1250X620 2P T VNT AB IN | 2378.2769
| NSYPLAZT1576G | ARM IP44 1500X750X620 P OP T VEN AB IN | 1740.8667
| NSYPLAZT2074G | ARM IP44 2000X750X420 2PV T VENT AB IN | 2545.7222
| NSYPLAZT776G | ARM IP44 750X750X620 P OP T VEN AB INF | 1264.2
| NSYPLHD | 4 OLHAIS SUSP P/ARM EXT PHD | 87.6111
| NSYPMLA126 | PLATINA LATERAL A1250XP620MM | 147.9444
| NSYPMM207 | PLAT MONT MET P/ARM PLA A 2000XL750MM | 595.0111
| NSYPTZ6 | PLAC ADAPT ARM PLA 1P PART INF AB P620 | 119.5
| NSYTJPLA126G | TEJADILHO P/ARM PLA L1250XP620MM | 246.1333
| NSYTJPLA76G | TEJADILHO P/ARM PLA L750XP620MM | 139.4444
| NSYZA2126G | PED IP44 A200XL1250XP620 P/ARM NSYPLA | 403.2111
| NSYZZ2124VHD | PED VENT P/ARM EXT PHD 200x1250x420MM | 1792.6333
| NSYZZ2126G | PED P620XL1250XA200 P/ARM PLAZ/PLAZT | 542.7556
| NSYZZ2126VHD | PED VENT P/ARM EXT PHD 200x1250x620MM | 1922.7333
| NSYZZ254VHD | PED VENT P/ARM EXT PHD 200x500x420 MM | 1079.3222
| NSYZZ274VHD | PED VENT P/ARM EXT PHD 200x750x420 MM | 1262.4889
| NSYZZ276VHD | PED VENT P/ARM EXT PHD 200x750x620 MM | 1277.1444
| NSYTDB5PL | FECHADURA STANDARD P/ ARM PLM108 | 23.4778
| NSYMPD8M6 | PORT PARC OPACA 8M A400xL600 | 220.9
| NSYSFC126 | BASE+TOPO P/ ARM SF L1200XP600MM | 605.1889
| NSYCW44 | MOLD TRANSP P/PROT CONTR 400x400MM | 757.7333
| NSYBP168 | PAIN POST P/ARM SF A1600XL800MM | 204.0923
| NSYCR20WU3 | RESIST AQUEC 20W 270/420VCA | 100.0718
| NSYAEDLSD | INSERTO P/CHAVE FENDAS | 13.8556
| NSYCR10WU1 | RESIST AQUEC 10W 12-24VCC | 78.8778
| IMT34000 | SUPORTE BORNES 12x2 L192 H>87 | 32.0667
| NSYMIC8 | 6 TRAV INTERM L800MM P/ARM SF | 186.8615
| NSYTJ6020 | TEJAD P/ ARM CRN/S3D L600XP200MM | 99.5
| NSYPIN108 | PORT INTER P/ ARM CRN/S3D/S3X 1000X800 | 199.6718
| NSYCAP125LZF | TAMP VENT IP55 125X125MM | 209.4222
| NSYRCKS8 | 4 SUP P800MM P/ BAST FIXO CENTR L800MM | 143.6667
| NSY2SP144 | 2 PAIN LAT A1400XP400 P/ARM SF FIX EXT | 225.2889
| NSYCRNG128400T | ARM MET PORT TR IP66 1200X800X400 S/PL | 937.0564
| NSYSFD126 | PORT METAL P/ ARM SF A1200X600MM | 318.9667
| NSYDBN88 | CX DERIV METAL IP55 A85XL85XP49MM | 10.8308
| NSYDB1010M | CX DERIV METAL IP55 A105XL105XP49MM | 18.0222
| NSYDB1510M | CX DERIV METAL IP55 A155XL105XP61MM | 20.9949
| NSYPMD3025 | PLATINA MONT P/ CAIXAS 307X257MM | 20.1778
| NSYCMT8020 | TUB SECC QUADR 80X80MM L2000MM P/S3CM | 591.0714
| NSYCAG19LP | ACESSORIO P/ VENTILACAO DIAM 19MM | 2.8667
| NSYEC36 | ENTR CABOS P/ ARM SF L300XP600MM | 37.8111
| NSYTX10030 | TEJADILHO INOX P/ ARMARIOS L1000XP300MM | 467.6444
| NSYEC1641 | ENTR CAB P/ ARM SF L1600XP400MM-1 ENTR | 147.7333
| NSYMPS80 | 2 SUP P800MM FIX PLAT PARC ARM SF/SM | 66.5556
| NSYSFWFIX | 2 SUP FIXACAO MURAL P/ ARM SF | 36.0444
| NSYSFTB18 | 2 BARR ELEV/TRANSP L1800MM P/ ARM SF | 1665.2222
| NSYMFSC60 | KIT PERF DIN 35X15MM L600MM C/ SUP FIX | 23.0444
| NSYMUCH206 | PAIN MET BASC 24MOD A200XL600 P/ SF/SM | 56.5778
| NSYTBP292416HT | CX IND PC IP66 291X241X168 TAMP TR ALT | 126.6778
| NSYSPF4100 | PED (FR+TR) 100MM P/ ARM SF/SM L400MM | 85.5179
| NSYEC1081 | ENTR CAB P/ ARM SF L1000XP800MM-1 ENTR | 166.4714
| NSYEC451 | ENTR CAB P/ ARM SF L400XP500MM-1 ENTR | 56.6872
| NSYPMA1012 | PLAT POLIEST P/ ARM PLA A1000XL1250MM | 300.3333
| NSY2SP188 | 2 PAIN LAT A1800XP800 P/ARM SF FIX EXT | 349
| NSYHLCR80 | 2 PERF P/ CARG PES P800MM - MAX 475KG | 184.8556
| NSYRSW636 | CHASS P/ BAST 19P 36U A1800XL600-800MM | 701.1222
| NSYMUCH306 | PAIN MET BASC 48MOD A300XL600 P/ SF/SM | 69.6333
| NSYCVF165M48DPF | VENT C/ FILTR IP54 190M3/H 48VCC | 242
| NSYAMFESTB | 50 PARAFUSOS ISO 4X100MM | 12.0333
| NSYSF20460 | ARM MET COMB IP55 2000X400X600 S/ PLAT | 1154.759
| NSYCSHB1610 | CHAS DIST MOD C/ ZON BARR A1600XL1000 | 667.3
| NSYSF18650P | ARM MET COMB IP55 1800X600X500 C/ PLAT | 1413.4889
| NSYSMX20850 | ARM INOX 304L MON IP55 2000X800X500MM | 5647.0444
| NSYS3X302515 | ARM FIX MUR INOX 304L A300XL250XP150MM | 349.6718
| NSYS3X6420 | ARM FIX MUR INOX 304L A600XL400XP200MM | 629.0667
| NSYS3X6625 | ARM FIX MUR INOX 304L A600XL600XP250MM | 871.3949
| NSYSPS5100SD | PED (PAIN LAT) 100MM P/ MES COM P500MM | 53.8222
| NSYSPS8100 | PED (PAIN LAT) 100MM ARM SF/SM P800MM | 67.5487
| NSYSF12840 | ARM MET COMB IP55 1200X800X400 S/ PLAT | 1250.9889
| NSYSF18640T | ARM MET COMB IP55 1800X600X400 TR S/PL | 1302
| NSYSF201060 | ARM MET COMB IP55 2000X1000X600 S/ PL | 1452.5436
| NSYSF20650T | ARM MET COMB IP55 2000X600X500 TR S/PL | 1471.8667
| NSYSF221060 | ARM MET COMB IP55 2200X1000X600 S/ PL | 1662.3179
| NSYSM1410402D | ARM MET MON IP55 1400X1000X400 2P S/PL | 1010.2974
| NSYSM1612302D | ARM MET MON IP55 1600X1200X300 2P S/PL | 1119.4256
| NSYSM16830T | ARM MET MON IP55 1600X800X300 TR S/ PL | 1282.2556
| NSYMP206 | PLAT MONT P/ ARM SF/SM A2000XL600MM | 197.2513
| NSYTJ4015 | TEJAD P/ ARM CRN/S3D L400XP150MM | 74.6889
| NSYTJ4020 | TEJAD P/ ARM CRN/S3D L400XP200MM | 81.5889
| NSYS3DEX3215 | ARM MUR MET ATEX IP66 300X200X150MM | 159.0256
| NSYPIN86 | PORT INTER P/ ARM CRN/S3D/S3X 800X600 | 171.6513
| NSYSFD188T | PORT TRANSP P/ ARM SF A1800XL800MM | 658.7222
| NSYCR100WU3 | RESIST AQUEC 90W 270/420VCA | 198.7795
| NSYCRN108300P | ARM MET PORT OP IP66 1000X800X300 C/PL | 690.5949
| NSYEC861 | ENTR CAB P/ ARM SF L800XP600MM-1 ENTR | 75.1179
| NSYSVR806 | TEJADILHO VENTIL L800XP600MM P/ ARM SF | 352.1333
| NSYMPCH606 | PAIN MET BASC A600XL600MM P/ ARM SF/SM | 105.2222
| NSYMP1210 | PLAT MONT P/ ARM SF/SM A1200XL1000MM | 236.7778
| NSYID226 | PORT INTER A2200XL600MM P/ARM SF/SM | 637.5889
| NSYCSHB1412 | CHAS DIST MOD C/ZON BARR A1400XL1200 | 620.7
| NSYSMPB | KIT FIXACAO PLATIN P/ARM SF/SMX/SFX | 45.4571
| NSYFB | ACESS FIX P/ SUP AJUST DE PLATINA | 5.6667
| NSYIN4551 | TRANSF P/ FECHADURA 455 | 27.9667
| NSYBVS500 | 2 SUP 500MM P/ BARRAM VERT P/ ARM SF | 117.5692
| NSYSF2010602DP | ARM MET COMB IP55 2000X1000X600 2P C/P | 1988.2778
| NSYEB1516D8 | TRANCA P/ LIGACAO A TERRA 16MM2 L155MM | 62.4667
| NSYCFP80 | TRAV GUIA-CABOS L800MM P/ ARM SF/SM | 114.3444
| NSYSPF7200 | PED (FR+TR) 200MM P/ ARM SFP L700MM | 153.4051
| NSYAEDH40TB | 2 DOBRAD P/ CXS TBS/TBP TAMP 40MM | 19.9444
| NSYEC681 | ENTR CAB P/ ARM SF L600XP800MM-1 ENTR | 91.6667
| NSYSUCR6580 | 2 PERF MONT UNIV 65X800MM P/ ARM SF/SM | 68.8103
| NSYZA276G | PED IP44 A2000xL750xP620 P/ARM PLA | 369.8222
| NSYSUCR9060 | 2 PERF MONT UNIV 95X600MM P/ARM SF/SM | 62.2222
| NSYDHS18 | CMO/S18500 DOBRAD E ACESS | 236.1222
| NSYPPSB | Kit de precinto para caja SBM | 3.2556
| NSYRSWSP8 | 2 SUP P/ BAST BASC PARCIAL 19 L800MM | 232.8333
| NSYSFC36 | BASE+TOPO P/ ARM SF L300XP600MM | 334.0667
| NSYCW65 | HUBOLT D COMAND IP55 600x500MM | 1113.3889
| NSYSBM20608 | CX IND METAL A200XL600XP80MM IP66 IK10 | 104.4667
| NSYSBM15308 | CX IND METAL A150XL300XP80MM IP66 IK10 | 70.5222
| NSYSUCR9050 | 2 PERF MONT UNIV 95X500MM P/ ARM SF/SM | 60.6333
| NSYSMEC63 | ENTR CAB P/ARM SM L600/1200XP300MM | 88.9222
| NSYSFC35 | BASE+TOPO P/ ARM SF L300XP500MM | 321.3778
| NSYDCRN66 | PORTA P/ ARM NSYCRN66 | 377.5
| NSYCR150WU1 | RESIST AQUEC 150W 12-24VCC | 233.9897
| NSYSF20860M | ARM P/CONTR DE MOT A2000XL800XP600MM | 1312.4
| NSYAS600 | SUP INF 600MM P/ BARRAM VERT P/ ARM SF | 122.1111
| NSYSBM153012 | CX IND METAL A150XL300XP120MM IP66 | 76.1333
| NSYAEDS40TB | 4 PARAF STAND P/CXS TBS/TBP TAMP 40MM | 15.7222
| NSYCVF570M115MF | VENT TECTO 570M3/H 115VCA | 1033.5692
| NSYSBM408012 | CX IND METAL A400XL800XP120MM IP66 | 189.8444
| NSYCR400W115VV | RESIST AQUEC C/ VENT 400W 115VCA | 370.5231
| NSYCR100WU1 | RESIST AQUEC 90W 12-24VCC | 186.9538
| NSYMPD24M8 | PORT PARC OPACA 24M A1200xL800 | 336.5538
| NSYMM3045 | PLAT METALICA 300x450MM | 20.8222
| NSYSFD20122DT | PORT TRAN DUPL P/ ARM SF A2000XL1200MM | 1235.8889
| NSYSFD22122DT | PORT DUPL TRANSP P/ ARM SF A2200X1200 | 1204.4778
| NSYSFD224 | PORT METAL P/ ARM SF A2200x400MM | 383.2444
| NSYSFLOCKS6 | TRANSF FECH P/ QUADR 6MM P/ ARM SF/SM | 49.7333
| NSYSFLOCKS7 | TRANSF FECH P/ QUADR 7MM P/ ARM SF/SM | 49.7333
| NSYSFLOCKS8 | TRANSF FECH P/ QUADR 8MM P/ ARM SF/SM | 49.7333
| NSYSFLOCKSG8 | TRANSF FECH P/ QUADR 8MM FEM P/ SF/SM | 49.7333
| NSYSFLOCKT6 | TRANSF FECH P/ TRIANG 6MM P/ ARM SF/SM | 49.7333
| NSYSFLOCKT7 | TRANSF FECH P/ TRIANG 7MM P/ ARM SF/SM | 49.7333
| NSYSFLOCKT8 | TRANSF FECH P/ TRIANG 8MM P/ ARM SF/SM | 49.7333
| NSYSFNDR | LIMIT ABERT PORTA PNEUM P/ ARM SF | 185.6556
| NSYSFPSC80 | KIT FIX POSTE P/ ARM CRN L800MM | 141.6111
| NSYSIBTB | 2 FIX P/ PLATIN INTERM ENCOSTADAS | 30.9
| NSYSMEC103 | ENTR CAB P/ ARM SM L1000XP300MM | 117.3
| NSYSMEC105 | ENTR CAB P/ ARM SM L1000XP500MM | 136.6444
| NSYSMEC64 | ENTR CAB P/ ARM SM L600/1200XP400MM | 84.5128
| NSYSMEC65 | ENTR CAB P/ ARM SM L600/1200XP500MM | 100.5889
| NSYSMEC66 | ENTR CAB P/ ARM SM L600/1200XP600MM | 95.1795
| NSYSMEC85 | ENTR CAB P/ ARM SM L800/1600XP500MM | 119.8
| NSYSMPFB | SUP SUPLEM PLATINA P/ ARM SF/SM | 6.9111
| NSYSMPS5 | 2 CARRIS P500MM P/ MONT PLATINA ARM SF | 18.3333
| NSYSMPSB | 4 PEÇAS FIX LATER PLATINA P/ ARM SF/SM | 39.3026
| NSYSMX181240H | SMX 316L 1800x1200x400 | 8440.1778
| NSYSMX181640H | SMX 316L 1800x1600x400 | 9290.2778
| NSYSMX18840H | SMX 316L 1800x800x400 | 5548.9538
| NSYSMX201040H | SMX 316L 2000x1000x400 | 8804.5111
| NSYSMX201250H | SMX 316L 2000x1200x500 | 8804.5111
| NSYSMX201660H | SMX 316L 2000x1600x600 | 10762.7
| NSYSPB6100 | PED LAT C/ ESC 100MM P/ ARM SF/SM P600 | 112.7778
| NSYSPB8100 | PED LAT C/ ESC 100MM P/ ARM SF/SM P800 | 136.5111
| NSYSPFC16200 | PED (FR+TR) 200MM P/ ARM SF/SM L1600MM | 608.9444
| NSYSPFC24200 | PED (FR+TR) 200MM P/ ARM SF/SM L2400MM | 714.7
| NSYSPFX10100 | PED (FR+TR) A100MM SFX/SMX 304L L1000 | 668.7444
| NSYSPFX10200 | PED (FR+TR) A200MM SFX/SMX 304L L1000 | 1052.6556
| NSYSPFX12100 | PED (FR+TR) A100MM SFX/SMX 304L L1200 | 870.6556
| NSYSPFX12200 | PED (FR+TR) A200MM SFX/SMX 304L L1200 | 1337.2333
| NSYSPFX16100 | PED(FR+TR)A100MM P/ SFX/SMX 304L L1600 | 1027.7026
| NSYSPFX16200 | PED (FR+TR) A200MM SFX/SMX 304L L1600 | 1536.1
| NSYSPFX6100 | PED (FR+TR) A100MM SFX/SMX 304L L600MM | 497.9667
| NSYSPFX6200 | PED (FR+TR) A200MM SFX/SMX 304L L600MM | 789.4222
| NSYSPFX8100 | PED (FR+TR) A100MM SFX/SMX 304L L800MM | 499.5692
| NSYSPFX8200 | PED (FR+TR) A200MM SFX/SMX 304L L800MM | 874.3778
| NSYSPMP40160 | PLAT PARCIAL A397XL1500MM P/ ARM SM/SF | 245.7
| NSYSPSX3100 | PED (PAIN LAT) A100 SFX/SMX 304L P300 | 109.5889
| NSYSPSX3200 | PED (PAIN LAT) A200 SFX/SMX 304L P300 | 233.0444
| NSYSPSX4100 | PED (PAIN LAT) A100 SFX/SMX 304L P400 | 117.0556
| NSYSPSX4200 | PED (PAIN LAT) A200 SFX/SMX 304L P400 | 242.1778
| NSYSPSX5100 | PED (PAIN LAT) A100 SFX/SMX 304L P500 | 191.1667
| NSYSPSX5200 | PED (PAIN LAT) A200 SFX/SMX 304L P500 | 250.9
| NSYSPSX6100 | PED (PAIN LAT) A100 SFX/SMX 304L P600 | 181.7222
| NSYSPSX6200 | PED (PAIN LAT) A200 SFX/SMX 304L P600 | 287.7556
| NSYSQCR40100 | 2 PERF MONT RÁP 40X1000MM P/ ARM SF/SM | 78.5667
| NSYSQCR40120 | 2 PERF MONT RÁP 40X1200MM P/ ARM SF/SM | 141.6429
| NSYSQCR65120 | 2 PERF MONT RÁP 65X1200MM P/ ARM SF/SM | 108.9556
| NSYSQCR90100 | 2 PERF MONT RÁP 90X1000MM P/ ARM SF/SM | 83.5667
| NSYSUCR40220 | 2 PERF MONT UNIV 40X2200 P/ ARM SF/SM | 161.5333
| NSYSUCR65140 | 2 PERF MONT UNIV 65X1400 P/ ARM SF/SM | 210.9714
| NSYSUCR65160 | 2 PERF MONT UNIV 65X1600 P/ ARM SF/SM | 165.4444
| NSYSUCR65220 | 2 PERF MONT UNIV 65X2200 P/ ARM SF/SM | 192.5222
| NSYSUCR6530 | 2 PERF MONT UNIV 65X300MM P/ ARM SF/SM | 44.2889
| NSYSUCR90110 | 2 PERF MONT UNIV 95X1100 P/ ARM SF/SM | 44.2778
| NSYSUCR90120 | 2 PERF MONT UNIV 95X1200 P/ ARM SF/SM | 116.4111
| NSYSUCR90220 | 2 PERF MONT UNIV 95X2200 P/ ARM SF/SM | 204.2333
| NSYSUCR9030 | 2 PERF MONT UNIV 95X300MM P/ ARM SF/SM | 51.8556
| NSYSUCR9040 | 2 PERF MONT UNIV 95X400MM P/ ARM SF/SM | 68.2286
| NSYSUCR9070 | 2 PERF MONT UNIV 95X700MM P/ ARM SF/SM | 72.3556
| NSYSUCR9090 | 2 PERF MONT UNIV 95X900MM P/ ARM SF/SM | 94.3111
| NSYSVR606 | TEJADILHO VENTIL L600XP600MM P/ ARM SF | 326.0222
| NSYSVR608 | TEJADILHO VENTIL L600XP800MM P/ ARM SF | 365.0667
| NSYSVR808 | TEJADILHO VENTIL L800XP800MM P/ ARM SF | 378.2556
| NSYTC6ME | INSERTO 6MM QUADR | 47.9667
| NSYTC7ME | INSERTO 7MM QUADR | 47.9667
| NSYTEC8ML | TRANSF FECHAD ESCAMOT TIPO QUAD 8MM | 89.5889
| NSYTEC8PL | MANIP C/ CHAV QUADR 8MM P/ ARM PLM | 106.2444
| NSYTELFACPL | MANIP C/ CHAV FAC P/ ARM PLM | 130.6
| NSYTET6PL | MANIP C/ CHAV TRIANG 6,5MM P/ ARM PLM | 136.9333
| NSYTHL3113APLM | FECHO C/ CHAV 3113A P/ ARM PLM | 26.8444
| NSYTJ12030 | TEJAD P/ ARM CRN/S3D L1200XP300MM | 241.6667
| NSYTLCU | ENTR CABOS ALUM 130X245MM P/ ARM SF | 32.0222
| NSYTLJISME | TRANSF FECH P/ CHAVE JIS | 56.7889
| NSYTT6PL | INSERT P/ CHAVE TRIANG 6,5MM | 15.7778
| NSYTX6020 | TEJADILHO INOX P/ ARMÁRIOS L600XP200MM | 289.1111
| NSYWMK33 | KIT MONT SOLO A300XP300MM P/ ARM CRN | 431.2333
| NSYWMK34 | KIT MONT SOLO A400XP300MM P/ ARM CRN | 456.9556
| NSYWMK44 | KIT MONT SOLO A400XP400MM P/ ARM CRN | 508.4333
| NSY2SP146 | 2 PAIN LAT A1400XP600 P/ARM SF FIX EXT | 242.3667
| NSY2SP148 | 2 PAIN LAT A1400XP800 P/ARM SF FIX EXT | 280.5444
| NSY2SP165 | 2 PAIN LAT A1600XP500 P/ARM SF FIX EXT | 266
| NSY2SPI126 | 2 PAIN LAT A1200XP600 P/ARM SF FIX INT | 349
| NSY2SPI186 | 2 PAIN LAT A1800XP600 P/ARM SF FIX INT | 322.6222
| NSY2SPI188 | 2 PAIN LAT A1800XP800 P/ARM SF FIX INT | 355.6444
| NSY2SPI208 | 2 PAIN LAT A2000XP800 P/ARM SF FIX INT | 457
| NSY2SPI226 | 2 PAIN LAT A2200XP600 P/ARM SF FIX INT | 403
| NSY2SPI228 | 2 PAIN LAT A2200XP800 P/ARM SF FIX INT | 487.3889
| NSY2SPQ126 | 2 PAIN LAT A1200XP600 P/ARM SF FIX RÁP | 325.2667
| NSY2SPQ128 | 2 PAIN LAT A1200XP800 P/ARM SF FIX RÁP | 460.8889
| NSY2SPQ146 | 2 PAIN LAT A1400XP600 P/ARM SF FIX RÁP | 387.3
| NSY2SPQ148 | 2 PAIN LAT A1400XP800 P/ARM SF FIX RÁP | 501.8333
| NSY2SPQ166 | 2 PAIN LAT A1600XP600 P/ARM SF FIX RÁP | 359.5333
| NSY2SPQ168 | 2 PAIN LAT A1600XP800 P/ARM SF FIX RÁP | 467.5444
| NSY2SPQ186 | 2 PAIN LAT A1800XP600 P/ARM SF FIX RÁP | 368.7111
| NSY2SPQ208 | 2 PAIN LAT A2000XP800 P/ARM SF FIX RÁP | 522.9333
| NSY2SPQ226 | 2 PAIN LAT A2200XP600 P/ARM SF FIX RÁP | 454.3556
| NSY2SPQ228 | 2 PAIN LAT A2200XP800 P/ARM SF FIX RÁP | 562.3556
| NSYADR120 | PERFIL DIN ASSIMETRICO L1190MM | 20
| NSYADR60 | PERFIL DIN ASSIMETRICO L590MM | 10
| NSYADR80 | PERFIL DIN ASSIMETRICO L790MM | 11.2222
| NSYAEFAHLBSC | KIT FIX CARG PESAD P/ ARM CRNG | 26.2556
| NSYBPI1810 | PAIN POST FIX INT P/ SF A1800XL1000MM | 351.8889
| NSYBPI2010 | PAIN POST FIX INT P/ SF A2000XL1000MM | 358.4111
| NSYBPI208 | PAIN POST FIX INT P/ SF A2000XL800MM | 317.7222
| NSYBPI2210 | PAIN POST FIX INT P/ SF A2200XL1000MM | 371.6
| NSYBPI228 | PAIN POST FIX INT P/ SF A2200XL800MM | 345.3444
| NSYCAF125M | FILTRO ANTI INSECT INOX 125X125MM | 11.0889
| NSYCAF223L55 | FILTR SUBS P/ TAMP VENT IP55 223X223 | 23.7444
| NSYCAF291L55 | FILTR SUBS P/ TAMP VENT IP55 291X291 | 23.0872
| NSYCAP223LE | COB CEM P/ GRELH VENT 223X223MM | 967.1795
| NSYCAP291LE | COB CEM P/ GRELH VENT 291X291MM | 1154.5846
| NSYCAP291LXF | TAMP VENT INOX IP55 291X291MM | 979.2
| NSYCCOHYT120VID | HIGROMETRO 110VCA 2NA | 224.9333
| NSYCCOTH120VID | TERMOST ELECTR 5/50ºC 110VCA 2NA | 261.1857
| NSYCCOTHIF | TERMOST 32/140C 250V CONT NA/NF | 90.7179
| NSYCRNG106400T | ARM MET PORT TR IP66 1000X600X400 S/PL | 703.4051
| NSYCUS1K1UL | UNID CLIMATIZ SLIM 1100W-230V | 4224.5436
| NSYCUS1K5UL | UNID CLIMATIZ SLIM 1500W-230V | 4212.1641
| NSYCUS2K3P4UL | UNID CLIMATIZ SLIM 2000W-3x400V | 5447.6923
| NSYCUS2K53P4UL | UNID CLIMATIZ SLIM 2500W-3x400V | 6430.2667
| NSYCUS3K23P4UL | UNID CLIMATIZ SLIM 3200W-3x400V | 7317.886
| NSYCVF560M115PF | VENT C/ FILTR IP54 562M3/H 115VCA | 629.3436
| NSYDCE12 | ENTR CAB C/ 4 ABERT P/ ARM SF L1200MM | 31.4154
| NSYDCE6 | ENTR CAB C/ 2 ABERT P/ ARM SF L600MM | 28.6333
| NSYDCE8 | ENTR CAB C/ 3 ABERT P/ ARM SF L800MM | 31.5222
| NSYDPR120 | PERFIL COMBINADO DIN L1190MM | 18.6667
| NSYDPR200D | PERFIL COMBINADO PERF DIN L2000MM | 35.8889
| NSYDPR60 | PERFIL COMBINADO DIN L590MM | 9.8889
| NSYDPR80 | PERFIL COMBINADO DIN L790MM | 12.4444
| NSYEC106 | ENTR CABOS P/ ARM SF L1000XP600MM | 85.0111
| NSYEC108 | ENTR CABOS P/ ARM SF L1000XP800MM | 109.8889
| NSYEC1082 | ENTR CAB P/ ARM SF L1000XP800MM-2 ENTR | 141.2889
| NSYEC128 | ENTR CABOS P/ ARM SF L1200XP800MM | 125.7111
| NSYEC164 | ENTR CABOS P/ ARM SF L1600XP400MM | 108.6333
| NSYEC165 | ENTR CABOS P/ ARM SF L1600XP500MM | 115.1556
| NSYEC166 | ENTR CABOS P/ ARM SF L1600XP600MM | 130.7333
| NSYETU118 | SUP 118X55MM P/ MONT PERF/APARELH | 4.4
| NSYETU48 | SUP 48X25MM P/ MONT PERF/APARELH | 3.0556
| NSYETU58 | SUP 58X25MM P/ MONT PERF/APARELH | 3.0556
| NSYIN2124E1 | FECHADURA C/ CHAVE 2142E | 30.6889
| NSYIN2131A1 | TRANSFORMAÇÃO P/ FECHADURA 2131A | 30.6889
| NSYIN241 | TRANSF P/ FECHADURA TIPO MOEDA 2X4 | 19.1333
| NSYINCW1 | TRANSF P/ FECH TIPO COROA P/ ARM SF/SM | 14.6667
| NSYINDB31 | TRANSF P/ FECH DB 3MM P/ ARM SF/SM | 14.6667
| NSYINE11 | TRANSF P/ FECH TIPO E1 P/ ARM SF/SM | 27.9667
| NSYINF1401 | TRANSFORMAÇÃO P/ FECHADURA EDF1400 | 27.9667
| NSYINFIAT1 | TRANSF P/ FECH FIAT P/ ARM SF/SM | 26.7111
| NSYINH31 | TRANSF P/ FECH SEXT 10MM P/ ARM SF/SM | 15.2778
| NSYINICHEL8131 | TRANSF P/ FECH MICH 8133 P/ ARM SF/SM | 142.8778
| NSYINICHEL8791 | TRANSF P/ FECH MICH 8079 P/ ARM SF/SM | 144.3111
| NSYINS6G1 | TRANSFORM P/ FECHAD QUADR FEM 6MM | 14.6667
| NSYINS71 | TRANSFORM P/ FECHADURA QUADRADA 7MM | 14.6667
| NSYINS81 | TRANSFORM P/ FECHADURA QUADRADA 8MM | 15.9
| NSYINS8G1 | TRANSF P/ FECHAD QUADR 8MM FÊMEA | 15.9
| NSYINS8H1 | TRANSF P/ FECHAD QUADR 8MM FÊMEA | 30.6111
| NSYINUSA1 | TRANSF P/ FECH TIPO USA P/ ARM SF/SM | 15.1667
| NSYLADP | ADAPTADOR P/ INSERT E FECH | 19.0889
| NSYMD33 | CHASS 4 PERF DIN SIMETR 300X300MM | 74.6667
| NSYMF126 | PLAT MET MICROPERFUR 1200X600MM | 254.6333
| NSYMF32 | PLAT MET MICROPERFUR 300X200MM | 18.4778
| NSYMF53 | PLAT MET MICROPERFUR 500X300MM | 31.6556
| NSYMM22 | PLAT METALICA 200X200MM | 6.3444
| NSYMM48 | PLAT METALICA 400x800MM | 49.6444
| NSYMM53 | PLAT METÁLICA 500x300MM | 25.1222
| NSYMPRK10 | KIT REF TRANSVERSAL P/ PLAT L1000MM | 145.8
| NSYMPRK12 | KIT REF TRANSVERSAL P/ PLAT L1200MM | 174.0667
| NSYMPRK16 | KIT REF TRANSVERSAL P/ PLAT L1600MM | 240.4286
| NSYMPRK8 | KIT REF TRANSVERSAL P/ PLAT L800MM | 130.2333
| NSYMR1012 | PLAT MET PERF TELEQUICK 1000X1200MM | 380.1667
| NSYMS43 | PLAT MET SERIGR 400X300MM | 25.7444
| NSYMS44 | PLAT MET SERIGR 400X400MM | 29.6889
| NSYMS55 | PLAT MET SERIGR 500X500MM | 42.5
| NSYMS64 | PLAT MET SERIGR 600X400MM | 43.7333
| NSYMS66 | PLAT MET SERIGR 600X600MM | 55.4444
| NSYMS75 | PLAT MET SERIGR 700X500MM | 56.6667
| NSYMS86 | PLAT MET SERIGR 800X600MM | 90.1667
| NSYPMP85160 | PLAT INF P/ ARM C/ CONS NSYSDF L1600MM | 353.1556
| NSYPPS166 | PAIN SEPARADOR P/ ARM SF A1600XL600MM | 186.7444
| NSYPPS168 | PAIN SEPARADOR P/ ARM SF A1600XL800MM | 199.5444
| NSYPPS208 | PAIN SEPARADOR P/ ARM SF A2000XL800MM | 250.7385
| NSYPPS226 | PAIN SEPARADOR P/ ARM SF A2200XL600MM | 269.2556
| NSYPPS228 | PAIN SEPARADOR P/ ARM SF A2200XL800MM | 350.1222
| NSYRP2 | TAMP MET OBTUR 200MM P/ SD | 73.0889
| NSYS3X4420H | ARM FIX MUR INOX 316L A400XL400XP200MM | 923.9692
| NSYS3X4620H | ARM FIX MUR INOX 316L A400XL600XP200MM | 1274.5889
| NSYS3X8830H | ARM FIX MUR INOX 316L A800XL800XP300MM | 2833.6444
| NSYSC1030 | TEJADILHO P/ ARM SF/SM L1000XP300MM | 224.7889
| NSYSC1230 | TEJADILHO P/ ARM SF/SM L1200XP300MM | 263.3556
| NSYSC1240 | TEJADILHO P/ ARM SF/SM L1200XP400MM | 295.4889
| NSYSC1640 | TEJADILHO P/ ARM SF/SM L1600XP400MM | 379.1333
| NSYSC1650 | TEJADILHO P/ ARM SF/SM L1600XP500MM | 404.7556
| NSYSC1660 | TEJADILHO P/ ARM SF/SM L1600XP600MM | 462.5222
| NSYSC1850 | TEJADILHO P/ ARM SF/SM L1800XP500MM | 475.9667
| NSYSC1860 | TEJADILHO P/ ARM SF/SM L1800XP600MM | 508.6111
| NSYSC2050 | TEJADILHO P/ ARM SF/SM L2000XP500MM | 586.8444
| NSYSC2060 | TEJADILHO P/ ARM SF/SM L2000XP600MM | 612.9778
| NSYSC630 | TEJADILHO P/ ARM SF/SM L600XP300MM | 177.3222
| NSYSC830 | TEJADILHO P/ ARM SF/SM L800XP300MM | 217.2556
| NSYSC860 | TEJADILHO P/ ARM SF/SM L800XP600MM | 276.2889
| NSYSCX12050 | TEJAD INOX 304L L1200XP500 P/ SFX/SMX | 848.8889
| NSYSCX12060 | TEJAD INOX 304L L1200XP600 P/ SFX/SMX | 1184.0111
| NSYSCX6040 | TEJAD INOX 304L L600XP400MM P/ SFX/SMX | 935.1556
| NSYSCX6050 | TEJAD INOX 304L L600XP500MM P/ SFX/SMX | 948.4333
| NSYSCX8050 | TEJAD INOX 304L L800XP500MM P/ SFX/SMX | 1020.1
| NSYSCX8060 | TEJAD INOX 304L L800XP600MM P/ SFX/SMX | 1021.3
| NSYSDR100A | PERFIL SIMETR 35X15MM L950MM | 35.0222
| NSYSDR120 | PERFIL SIMETR 35X15MM L1190MM | 20
| NSYSDR30B | PERFIL SIMETR 35X7,2MM L250MM | 13.7889
| NSYSDR40B | PERFIL SIMETR 35X7,2MM L350MM | 19.2857
| NSYSDR60 | PERFIL SIMETR 35X15MM L590MM | 12.5667
| NSYSDR60A | PERFIL SIMETR 35X15MM L550MM | 30.5857
| NSYSDR80 | PERFIL SIMETR 35X15MM L790MM | 15
| NSYSDR80A | PERFIL SIMETR 35X15MM L750MM | 32.5667
| NSYSDRSDCR300 | 4 SUP AJUST MONT PLAT P/ ARM P300MM | 121.2222
| NSYSDRSDCR400 | 4 SUP AJUST MONT PLAT P/ ARM P400MM | 136.2556
| NSYSDT5 | PRAT BASCUL L500MM P/ ARM SF/SM | 211.9889
| NSYSF12660P | ARM MET COMB IP55 1200X600X600 C/ PLAT | 1319.8556
| NSYSF14640P | ARM MET COMB IP55 1400X600X400 C/ PLAT | 1282.2444
| NSYSF16680P | ARM MET COMB IP55 1600X600X800 C/ PLAT | 1576.2444
| NSYSF16880P | ARM MET COMB IP55 1600X800X800 C/ PLAT | 1592.5556
| NSYSF18850T | ARM MET COMB IP55 1800X800X500 TR S/PL | 1554.9231
| NSYSF188602D | ARM MET COMB IP55 1800X800X600 2P S/P | 1647.2889
| NSYSF201060T | ARM MET COMB IP55 2000X1000X600 TR S/P | 1981.7222
| NSYSF2016602DP | ARM MET COMB IP55 2000X1600X600 2P C/P | 3259.6
| NSYSF2212802DP | ARM MET COMB IP55 2200X1200X800 2P C/P | 2619.6556
| NSYSFD126T | PORT TRANSP P/ ARM SF A1200XL600MM | 527.0222
| NSYSFD128 | PORT METÁL P/ ARM SF A1200X800MM | 356.0667
| NSYSFD146T | PORT TRANSP P/ ARM SF A1400XL600MM | 539.4667
| NSYSFD148 | PORT METÁL P/ ARM SF A1400X800MM | 365.9667
| NSYSFD166T | PORT TRANSP P/ ARM SF A1600XL600MM | 563.4
| NSYSFD18122DT | PORT TRAN DUPL P/ ARM SF A1800XL1200MM | 1066.4889
| NSYSFD184 | PORT METAL P/ ARM SF A1800x400MM | 343.6111
| NSYSFD1882D | PORT DUPL METÁL P/ ARM SF A1800X800MM | 618.1222
| NSYBP2016 | Panel posterior SF 2000x1600 | 423.1222
| NSYRSWP9 | BAST BASC PARCIAL 19" 9U A468MM | 567.2556
| NSYSM20850T | ARM MET MON IP55 2000X800X500 TR S/ PL | 1551.9897
| NSYSM18640T | ARM MET MON IP55 1800X600X400 TR S/ PL | 1282.2556
| NSYSM14840T | ARM MET MON IP55 1400X800X400 TR S/PL | 1189.9
| NSYSD12R | MESA COM 1200X1000X597 S/PL 2P PAIN TR | 1867.2111
| NSYSD8R | Spacial SD H1000xA800xP597 A | 1511.9667
| NSYSM1810502DP | ARM MET MON IP55 1800X1000X500 2P C/PL | 1580.4821
| NSYSM18830T | ARM MET MON IP55 1800X800X300 TR S/ PL | 1212.6769
| NSYSM2012502DP | ARM MET MON IP55 2000X1200X500 2P C/PL | 1847.6821
| NSYSM20830T | ARM MET MON IP55 2000X800X300 TR S/ PL | 1474.2889
| DZ5ME9 | PORCA DESLIZANTE | 0.28889
| NSYTVR18 | 2 MONTANTES VERTICAIS L1800MM | 154.8222
| DZ5MS10 | SUP REGUA BORNES | 1.1222
| NSYSPS4100 | PED (PAIN LAT) 100MM ARM SF/SM P400MM | 39.1897
| AM1PA9070 | Grille Telequick juxtap.900x700 | 83.7111
| NSYCRN23150 | ARM MET PORT OP IP66 200X300X150 S/PL | 150.6667
| NSYSD10 | MESA COM 1000X1000X466MM S/PLAT 2 PORT | 1444.0667
| SL00925 | CX IND 103X103X56MM TAMP OPAC | 9.1222
| SL00960 | CX IND 390X310X128MM TAMP TRANSP | 87.8333
| SL09140 | PLATINA P/ CXS SL 389X310MM | 31.6778
| SL03560 | CX IND ISOL PVC 170X135X85MM IP55 | 25.9077
| SL09172 | PLATINA P/CX SL 270X220MM | 10.5222
| NSYPMP5002DLP | PLAT METAL A298XL361MM P/ PLA L500MM | 49.9222
| NSYDLCR110 | CHASS 5X22 MOD P/ARM A700XL500XP200MM | 172.5078
| NSYMB1210 | PLAT ISOL BAQUELITE 1200X1000MM | 252.5444
| NSYVA276MA | JANELA TRANSP 6 MOD - TAMPA ALTA | 19.8564
| NSYSDR200D | PERFIL SIMETR 35X15MM L2000MM | 17.0154
| NSYTVR125 | 2 MONTANTES VERTICAIS L1250MM | 123.4359
| NSYVDM7U4P | ARM MET 400X600X400MM BAST BASC 7U | 936.3
| NSYVA2710MA | JANELA TRANSP 10 MOD - TAMPA ALTA | 24.7889
| NSYEVA40 | UNIAO MET EVA P/ PERFIS COMBINADOS | 5.6111
| NSYVA2710M | JANELA TRANSP 10 MOD - TAMPA BAIXA | 23.9889
| NSYEX158 | ESPACADOR 15MM M8 | 1.3444
| NSYSDCR250 | 4 SUP AJUST MONT PLAT P/ ARM P250MM | 60.1222
| NSYTBS342912T | CX IND IS IP66 341X291X128 TAMP TR BX | 98.5231
| NSYVD2M8U5 | ARM MET 400X600X480MM BAST FIXO 8U DUP | 1446.1222
| NSYTBS191210H | CX IND IS IP66 192X121X105 TAMP OP ALT | 26.6889
| NSYTX2015 | TEJADILHO INOX P/ ARMARIOS L200XP150MM | 166.1444
| NSYCR100WU1C | RESIST AQUEC ISOL 100W 12-24VCC | 182.4205
| NSYTBS292412H | CX IND IS IP66 291X241X128 TAMP OP ALT | 69.2556
| NSYSUCR40180 | 2 PERF MONT UNIV 40X1800 P/ ARM SF/SM | 129.2
| NSYCRN46250 | ARM MET PORT OP IP66 400X600X250 S/ PL | 155.4974
| NSYMFPLAZ74 | MOLD FIX SOLO P/ ARM PLA L750XP420MM | 268.9333
| NSYSCX16040 | TEJAD INOX 304L L1600XP400 P/ SFX/SMX | 922.9556
| NSYTBS29248 | CX IND ISOL IP66 291X241X88 TAMP OP BX | 46.3282
| NSYSCX8040 | TEJAD INOX 304L L800XP400MM P/ SFX/SMX | 972.7222
| NSYCRN55250T | ARM MET PORT TR IP66 500X500X250 S/ PL | 318.0718
| NSYCRN86250T | ARM MET PORT TR IP66 800X600X250 S/ PL | 454.1333
| NSYCRN86200 | ARM MET PORT OP IP66 800X600X200 S/ PL | 230.9744
| NSYCRN65150 | ARM MET PORT OP IP66 600X500X150 S/ PL | 164.2256
| NSYCRN64150 | ARM MET PORT OP IP66 600X400X150 S/ PL | 146.5538
| NSYCRN54200 | ARM MET PORT OP IP66 500X400X200 S/ PL | 136.7077
| NSYCRN33200 | ARM MET PORT OP IP66 300X300X200 S/ PL | 90.7692
| NSYCRN325200 | ARM MET PORT OP IP66 300X250X200 S/ PL | 84.3795
| NSYTSACRNA | PLAC ABS ENTR CABOS TIPO A P/ ARM CRN | 16.4556
| NSYCMT5005 | TUB SECC QUADR 50X50MM L500MM P/ S3CM | 151.9286
| NSYCRN106250T | ARM MET PORT TR IP66 1000X600X250 S/PL | 549.8359
| NSYTET8ML | TRANSF FECHAD ESCAMOT TIPO TRIANG 8MM | 95.8111
| NSYTT7ML | INSERTO P/ CHAV TRIANG 7MM | 18.2667
| NSYSPMP2575 | PLAT PARCIAL A247XL750MM P/ ARM SM/SF | 76.8667
| NSYS3CM303020 | CX COMANDO IP54-IK10 A300XL300XP200MM | 458.8556
| NSYCMUCR80 | FIX ROT VERT P/ TUBO 80X80MM- CXS S3CM | 682.8556
| NSYMF1010 | PLAT MET MICROPERFUR 1000X1000MM | 242.4444
| NSYMF54 | PLAT MET MICROPERFUR 500X400MM | 37.8769
| NSYRE26 | 4 PAR ELEV 23MM TECT P/ ARM SF | 39.6923
| NSYMM1410 | PLAT METALICA 1400X1000MM | 227.5077
| NSYTPLS3654A | TAMP ALT TR 95MM P/ CX PLS A360XL540 | 90.0429
| NSYTPLS5472A | TAMP ALT TR 95MM P/ CX PLS A540XL720 | 170.7429
| NSYTCM276 | 6 PARAF C/ FENDA P/ FECHO CXS PLS | 7.7667
| NSYPMP600DLA | PLATINA MET P/ CHASSIS DLA84/112 | 24.7111
| NSYADC18 | PAIN MET AJUST A50XL800MM P/ ARM SF/SM | 38.2778
| NSYPMB3654 | PLAT MONT BAQUEL P/ CX PLS 360X540MM | 50.9857
| NSYPS2C27 | UNIOES P/ LIGACAO DE 2 CAIXAS PLS | 2.5889
| NSYCL27M | FECHO LAT DUPLA BARRA P/ CXS PLS | 12.8111
| NSYCS500PLM | PERFIL DIN SIMETRICO 35MM L535MM | 6.1
| NSYMFPLAZ123 | MOLD FIX SOLO P/ ARM PLA L1250XP320MM | 365.1333
| NSYPMB1512 | PLAT ISOLANTE P/ ARM PLA A1500XL1250MM | 537.5282
| NSYSNLPLA | INTERR DE PORTA NA+NF P/ ARMARIOS PLA | 65.6923
| NSYPMB1210 | PLAT ISOLANTE P/ ARM PLA A1250XL1000MM | 327.8222
| NSYPMR125 | PLAT TELEQUICK P/ ARM PLA A1250XL500MM | 190.0889
| NSYPMR127 | PLAT TELEQUICK P/ ARM PLA A1250XL750MM | 232.5889
| NSYPTZ3 | PLAC ADAPT ARM PLA 1P PART INF AB P320 | 22.9744
| NSYPTZ32P | PLAC ADAPT ARM PLA 2P PART INF AB P320 | 44.4615
| NSY17990 | VENTILADOR CEM IP54 61M3/H 230V | 570.3795
| NSYCR100WU2 | Resistencia Calefactora | 170.4103
| NSYSMBCE10 | JUNT FLEX P/ ENTR CAB - ARM SM L1000MM | 75.8556
| NSYMUC208 | PAIN MET FIX 36MOD A200XL800 P/ SF/SM | 56.5778
| NSYSIMP12 | PLAC INTERM P/ CONT DE PLAT A1200MM | 81.3
| NSYMPC608 | PAIN MET FIX A600XL800MM P/ ARM SF/SM | 124.6667
| NSYSPS3200 | PED (PAIN LAT) 200MM ARM SF/SM P300MM | 51.6111
| NSYS3DB25315 | ARM MUR P/ BORNES IP66 250X300X150MM | 224.2444
| NSYS3DB3615 | ARM MUR P/ BORNES IP66 300X600X150MM | 206.4222
| NSYPMP45160 | PLAT SUP P/ ARM C/ CONS NSYSDF L1600MM | 214.5778
| NSYTJ5015 | TEJAD P/ ARM CRN/S3D L500XP150MM | 83.7333
| NSYS3DB4815 | ARM MUR P/ BORNES IP66 400X800X150MM | 279.5444
| NSYCTL400DLM | ESPELHO FRONTAL FECHADO L400MM | 22.4
| NSYCTL500DLM | ESPELHO FRONTAL FECHADO L500MM | 26.2333
| NSYDLCR135 | CHASS 5X27 MOD P/ARM A800XL600XP200MM | 201.9889
| AK2CD50 | TAMP P- CAL PL | 5.3778
| NSYS3X101030H | ARM FIX MUR INOX 316L 1000X1000X300 2P | 4813.4111
| NSYSM16840P | ARM MET MON IP55 1600X800X400 C/ PLAT | 1040.4718
| NSYSM16840T | ARM MET MON IP55 1600X800X400 TR S/ PL | 1189.4462
| NSYSM18630P | ARM MET MON IP55 1800X600X300 C/ PLAT | 1014.8103
| NSYSM18640 | ARM MET MON IP55 1800X600X400 S/ PLAT | 894.759
| NSYSM2010402DP | ARM MET MON IP55 2000X1000X400 2P C/PL | 1559.4974
| NSYSM2010502D | ARM MET MON IP55 2000X1000X500 2P S/PL | 1428.1231
| NSYSM20640P | ARM MET MON IP55 2000X600X400 C/ PLAT | 1149.0769
| NSYSM20640T | ARM MET MON IP55 2000X600X400 TR S/ PL | 1271.3026
| AM1EC200 | PERFIL 25X2000MM | 27.9111
| NSYSPS6200SD | PED (PAIN LAT) 200MM P/MES COM P600MM | 87.5667
| NSYSM1816402DP | ARM MET MON IP55 1800X1600X400 2P C/PL | 1974.6051
| NSYCRN75250P | ARM MET PORT OP IP66 700X500X250 C/PL | 306.8103
| NSYMP186 | PLAT MONT P/ ARM SF/SM A1800XL600MM | 191.7333
| NSYSTW | 4 ROD TRANSP C/ BLOQ P/ ARM SF/SM/SD | 352.4205
| NSYSFD128T | PORT TRANSP P/ ARM SF A1200XL800MM | 539.4667
| NSYCAP223LZF | TAMP VENT IP55 223X223MM | 330
| NSYS3DEX6425 | ARM MUR MET ATEX IP66 300X200X150MM | 310.1333
| NSYS3DEX5420 | ARM MUR MET ATEX IP66 300X200X150MM | 242.5556
| NSYETF | SUP COMBIN PERFIL DIN/BARRA TERR | 21.5556
| NSYAMRD16357TB | PERF DIN SIM 35X7,5MM 150MM P/ TBS/TBP | 4.7143
| NSYEB2025D8 | TRANCA P/ LIGACAO A TERRA 25MM2 L200MM | 68.2556
| NSYEC1262 | ENTR CAB P/ARM SF L1200XP600MM-2 ENTR | 152.0923
| SL00065 | CX IND D70X44MM 4 ENT CAB 20MM | 3.0444
| SL00957 | CX IND 193X144X79MM TAMP TRANSP | 18.3667
| SL09137 | PLATINA P/ CXS SL 194X144MM | 10.1333
| NSYDLM24 | CHASS MODUL DLM A400XL300MM - 24 MOD | 120.6444
| NSYPMP800DLM | PLAT P/ APAR N/ MOD A708MM P/ ARM L800 | 31.7444
| NSYVD2M17U5 | ARM MET 800X600X480 BAST FIXO 17U DUPL | 1810.9538
| NSYMB54 | PLAT ISOL BAQUELITE 500X400MM | 31.2222
| NSYUTA42 | UNIAO METALICA P/ PERFIS COMBINADOS | 1.8333
| NSYEX408 | ESPACADOR 40MM M8 | 1.8333
| NSYVD2M14U5 | ARM MET 700X600X480 BAST FIXO 14U DUPL | 1934.3222
| NSYVDM9U4P | ARM MET 500X600X400MM BAST BASC 9U | 1035.2444
| NSYCR55WU2 | RESIST AQUEC 50W 110/250VCA | 108.7897
| NSYTBS11116 | CX IND ISOL IP66 116X116X62 TAMP OP BX | 9.0872
| NSYAMPM3429TB | PLAT METAL P/ CAIXAS TBS/TBP 341X291MM | 26.1026
| NSYCR20WU2C | RESIST AQUEC ISOL 21W 110/250VCA | 90.7385
| NSYMPB4SD | 4 SUP P/ MONT DE PLAT EM ARM SD P400MM | 233.9778
| NSY2SPX205 | 2 PAIN LAT A2000XP500MM P/ ARM SFX | 1782.4308
| NSYTBS292412 | CX IND IS IP66 291X241X128 TAMP OP BX | 63.3026
| NSYFCMX | 4 PAT FIX INOX 304 P/ ARM SMX | 58.8667
| NSYCRN66250T | ARM MET PORT TR IP66 600X600X250 S/ PL | 370.759
| NSYTT6CRN | INSERTO P/ CHAVE TRIANG 6,5MM | 16.6
| NSYMF108 | PLAT MET MICROPERFUR 1000X800MM | 176.9
| NSYCRN88200T | ARM MET PORT TR IP66 800X800X200 S/ PL | 562.7889
| NSYCRN75250 | ARM MET PORT OP IP66 700X500X250 S/ PL | 210.7487
| NSYCRN66200T | ARM MET PORT TR IP66 600X600X200 S/ PL | 422.1222
| NSYCRN65150T | ARM MET PORT TR IP66 600X500X150 S/ PL | 329.4778
| NSYCRN64250 | ARM MET PORT OP IP66 600X400X250 S/ PL | 158.0308
| NSYCRN64150T | ARM MET PORT TR IP66 600X400X150 S/ PL | 293.2333
| NSYMR55 | PLAT MET PERF TELEQUICK 500X500MM | 92.3889
| NSYTPLS3672A | TAMP ALT TR 95MM P/ CX PLS A360XL720 | 89.8
| NSYUM27180 | KIT UNIAO TOT ABERT 110MM P/ CXS PLS | 13.1778
| NSYTCT274 | 4 PARAF CAB TRIANG P/ FECHO CXS PLS | 5.7889
| NSYCSH188 | CHAS DIST MOD L800MM P/ SF/SM 1800X800 | 269.5778
| NSYSIMP14 | PLAC INTERM P/CONT DE PLAT A1400MM | 128.7333
| NSYMPS60 | 2 SUP P600MM FIX PLAT PARC ARM SF/SM | 63.6222
| NSYCCOTHC | TERMOST | 45.3949
| NSYMPC208 | PAIN MET FIX A200XL800MM P/ ARM SF/SM | 56.5778
| NSYCVF38M24DPF | VENT C/ FILTR IP54 58M3/H 24VCC | 98.1436
| NSYSFD2210T | PORT TRANSP P/ ARM SF A2000XL1000MM | 843.2111
| NSYMPCH408 | PAIN MET BASC A400XL800MM P/ ARM SF/SM | 116.3571
| NSYSTBR4 | 2 PERF P400MM P/ MONT 2 PLAT EM ARM SM | 49.4778
| NSYMPCH208 | PAIN MET BASC A200XL800MM P/ ARM SF/SM | 76.0429
| NSYMPC606 | PAIN MET FIX A600XL600MM P/ ARM SF/SM | 99.5333
| NSYEC1661 | ENTR CAB P/ ARM SF L1600XP600MM-1 ENTR | 190.8889
| NSYPIN106 | PORT INTER P/ ARM CRN/S3D/S3X 1000X600 | 189.6923
| NSYMUCH158 | PAIN MET BASC 36MOD A150XL800 P/ SF/SM | 54.4
| NSYTJ3020 | TEJAD P/ ARM CRN/S3D L300XP200MM | 73.4444
| NSYPIN64 | PORT INTER P/ ARM CRN/S3D/S3X 600X400 | 137.7846
| NSYAEFPFSC | 4 PATILHAS FIX MURAL PARA ARM CRNG | 11.3641
| NSYAPLD88 | PLAT ISOL P/ ARM PLD A850XL785XP320MM | 179.3667
| NSYSPLD | 2 SUP MET FIX AO SOLO P/ ARM PLD | 64.8889
| NSYTEPLDM8 | PORCA EXP M8 ESPEC LATER PLD | 2.5889
| NSYDBN3025 | CX DERIV METAL IP55 A307XL257XP116MM | 90.5231
| NSYPMD1510 | PLATINA MONT P/ CAIXAS 155X105MM | 6.4
| NSYPMD2520 | PLATINA MONT P/ CAIXAS 256X206MM | 13.9667
| NSYDLCR88 | CHAS 4X22 MOD ARM A600XL500XP150-200MM | 157.5077
| NSYSFD20162D | PORT DUPL METAL P/ARM SF A2000X1600MM | 779.9
| NSYCRN55250P | ARM MET PORT OP IP66 500X500X250 C/PL | 245.9179
| NSYCRN54200P | ARM MET PORT OP IP66 500X400X200 C/PL | 191.3949
| NSYCRN64200P | ARM MET PORT OP IP66 600X400X200 C/PL | 199.3436
| NSYSFV22 | MONTANTES VERT P/ARM SF 2200MM | 347.1179
| NSYSFC68 | BASE+TOPO P/ARM SF L600XP800MM | 507.2556
| NSYSFC86 | BASE+TOPO P/ARM SF L800XP600MM | 438.9556
| NSYPFC2X | 4 PATILHAS INOX 316L FIXACAO MURAL | 45.0256
| NSYSFD168T | PORT TRANSP P/ ARM SF A1600XL800MM | 596.0111
| DZ6MZ121 | MONTANTE 1020MM | 37.5889
| NSYSFD186T | PORT TRANSP P/ARM SF A1800XL600MM | 583.3222
| NSYCRN75200P | ARM MET PORT OP IP66 700X500X200 C/PL | 298.5444
| NSYCRN86300P | ARM MET PORT OP IP66 800X600X300 C/PL | 447.2821
| NSYSFP20750 | ARM MET IP55 2000X700X500 SIST PRISMA | 1839.4256
| NSYSFP20780T | ARM MET IP55 2000X700X800 P/TR PRISMA | 2174.3897
| NSYSPF7100 | PED (FR+TR) 100MM P/ ARM SF/SM L700MM | 92.1128
| NSYAUPG1G | 7035 Pintura pol antigrafiti 1kg | 388.3222
| NSYASPLA002 | Bolsa de accPLA1puerta h1250-1500 | 42.7778
| NSYFSP27540 | F ijacion a poste lado 54cm PLS | 92.2667
| NSYAEDLS3DRLN | Chave S3D padrão DB3 + fechamento sem S- | 4.9667
| NSYPMLA104 | PLATINA LATER A1000XP420 | 87.5889
| NSYINKFAC2 | MANÍPULO P/ FECHADURA FAC | 108.3667
| NSYS16M6HS | Torn autorosc 6,3x16 hexagonal | 0.15556
| NSYCTL750DLP2 | ESPELHO FECHADO DUPLA P/ ARM PLA L750MM | 87.1889
| NSYCMUMC80 | FIX HOR ROT P/ TUBO 80X80MM - CXS S3CM | 1206.6444
| NSYAMRD20357SB | Profilé DIN 35x7.5 Lg 200 | 2.8667
| NSYCAAPVHD | Kit anti-vandal. p/rejilla NSYCAG223LFHD | 124.5026
| NSYMUPLA204G | KIT UNIAO HOR P/ ARM PLA A2000XP420MM | 87.7222
| NSYIN3432E1 | TRANSFORMAÇÃO P/ FECHADURA 3432E | 27.9667
| NSYAECPFLT7 | ENTR CAB MEMBR FL21 T7 | 64.1222
| NSYCTL500DLP2 | Folha dupla cega CTL para PLAx5 | 104.2222
| NSYTEX8PLM | EXTENSÃO PORCA M8x16 PLM | 2.1222
| NSYS3DM10615T | S3DM COF mod H1000xL600xP150 pt T | 957.8556
| NSYCAC228RMB | Grille sortie toit déc.228x228mm RAL9003 | 373.241
| NSYPPC54HD | Placa p. c. alu. HD 500x420 | 222.6111
| NSYPPC74HD | Placa p. c. alu. HD 750x420 | 251.1556
| NSYRETPLAU | Retenedor puerta para PLA/Z/T/ZT | 45.4556
| NSYAMRD40357SB | Profilé DIN 35x7.5 Lg 400 | 3.9444
| NSYMFP2M6 | 2 panneaux fix pr modul 2M100x600 | 127.2
| NSYMFP2M8 | 2 panneaux fix pr modul 2M100x800 | 141.7778
| NSYMP12M6 | Châssis plein comp 12M 600x600 | 60.9
| NSYMP4M6 | Châssis plein comp 4M 200x600 | 18.3444
| NSYMP4M8 | Châssis plein comp 4M 200x800 | 29.9889
| NSYMP8M6 | Châssis plein comp 8M 400x600 | 39.3556
| NSYMPD12M6 | Porte part.pleine 12M 600x600 | 257.5667
| NSYMPD12M8 | Porte part.pleine 12M 600x800 | 285.3778
| NSYMPD20M8 | Porte part.pleine 20M 1000x800 | 375.4889
| NSYMPD4M6 | Porte partielle pleine 4M 200x600 | 172.8222
| NSYMPD4M8 | Porte partielle pleine 4M 200x800 | 217.5889
| NSYMTR64 | 2 Cloison separation horiz.600x400 | 192.4444
| NSYMTR84 | 2 Cloison separation horiz.800x400 | 284.1444
| NSYRSF85L | Techo ampliado std SF A800xP500mm | 314.3897
| NSYCUSP0144 | Termostato Electrónico UL | 263.0256
| NSYTFPCRN4 | 2 Traviesas fijación cables 400mm | 70.6667
| NSYRSF105L | Teto expandido std SF A1000xP500mm | 434.4222
| NSYPMLA74 | Placa lateral poliester /PLA7x4 | 36.3444
| NSYCDS | Soporte de canaleta p/ montante | 3.6111
| NSYMPD3M6 | Porte partielle pleine 3M 150x600 | 162.5556
| NSYMPD6M6 | Porte partielle pleine 6M 300x600 | 196.3889
| NSYRCKP4 | Bastidor fijo parcial 19P 4U | 120.1222
| NSYVPLA12MG | 7035 Cierr manet falleb PLA h1250 | 377.7333
| NSYLAMACM | Conector macho AC | 38.5222
| NSYLAMDCF | Conector fêmea DC | 40.0222
| NSYLAMDCM | Conector macho DC | 39.5
| NSYMBC206 | Painel de partição traseira 600 | 276.9778
| NSYMBC208 | Painel de partição traseira 800 | 317.1889
| NSYMCOD284 | CONS COM A400XL800 P/ SF | 860.2444
| NSYMDVR12 | MONT VERT AÇO A1200 | 71.8556
| NSYMDVR3 | MONT VERT ALUM A300 | 16.1
| NSYMDVR3M | MONT VERT ALUM A3000 | 65.6333
| NSYMDVR4 | MONT VERT ALUM A400 | 16.1
| NSYMDVR5 | MONT VERT ALUM A500 | 21.1
| NSYMDVR6 | MONT VERT ALUM A600 | 24.7667
| NSYMDVR7 | MONT VERT ALUM A700 | 29.7667
| NSYMFP5M6 | 2 painéis fixos para mod 5M 250x600 | 155.5222
| NSYMFP5M8 | 2 painéis fixos para mod 5M 250x800 | 177.6333
| NSYMLCD23 | FECH CHAV 2233X PAIN BASC | 59.5333
| NSYMLS6 | FECH C/ CHAVE QUADR 6 | 11.6778
| NSYMM12SB | PLAT MET 150X200MM CX SBM | 8.2333
| NSYMM13SB | PLAT MET 150X300MM CX SBM | 9.8556
| NSYMM14SB | PLAT MET 150X400MM CX SBM | 17.4889
| NSYMM22SB | PLAT MET 200X200MM CX SBM | 8.9889
| NSYMM24SB | PLAT MET 200X400MM CX SBM | 23.74
| NSYMM25SB | PLAT MET 200X500MM CX SBM | 21.9556
| NSYMM38SB | PLAT MET 300X800MM CX SBM | 36.2111
| NSYMM45SB | PLAT MET 400X500MM CX SBM | 53.0556
| NSYMM48SB | PLAT MET 400X800MM CX SBM | 64.4222
| NSYMPD106T | PORT PARC TR A1000XL600 | 395.1667
| NSYMPD108T | PORT PARC TR A1000XL800 | 407.4889
| NSYMPD16M6 | PORT PARC OPACA 16M A800xL600 P/ ARM SFM | 270.3889
| NSYMPD16M8 | PORT PARC comp 16M 800x800 | 277.7333
| NSYMPD18M6 | PORT PARC OPACA 18M A900xL600 P/ ARM SFM | 328.8778
| NSYMPD18M8 | Porta parcial comp 18M 900x800 | 350.5333
| NSYMPD20M6 | PORT PARC OPACA 20M A1000xL600 P/ ARM SF | 351.6333
| NSYMPD24M6 | PORT PARC OPACA 24M A1200xL600 P/ ARM SF | 362.9444
| NSYMPD26T | PORT PARC TR A200XL600 | 253.9
| NSYMPD28T | PORT PARC TR A200XL800 | 257.1778
| NSYMPD3M8 | Porta parcial comp 3M 150x800 | 177.7444
| NSYMPD46T | PORT PARC TR A400XL600 | 275.9667
| NSYMPD48T | PORT PARC TR A400XL800 | 282.2
| NSYMPD5M6 | PORT PARC OPACA 5M A250xL600 P/ ARM SFM | 188.0222
| NSYMPD5M8 | Porta parcial comp 5M 250x800 | 189.1889
| NSYMPD66T | PORT PARC TR A600XL600 | 321.9667
| NSYMPD68T | PORT PARC TR A600XL800 | 334.4111
| NSYMPD6M8 | Porta parcial comp 6M 300x800 | 183.8359
| NSYMPD86T | PORT PARC TR A800XL600 | 351.2556
| NSYMPD88T | PORT PARC TR A800XL800 | 369.3
| NSYMPD8M8 | Porta parcial comp 8M 400x800 | 206.3487
| NSYMPD9M6 | PORT PARC OPACA 9M A450xL600 P/ ARM SFM | 250.8444
| NSYMPD9M8 | Porta parcial comp 9M 450x800 | 232.3778
| NSYMSC202 | 2 painéis partição lat.ext. 200 | 223.1111
| NSYMSC206 | 2 painéis partição lateral 600 | 538.6889
| NSYMTR65 | 2 painéis partição horiz 600x50 | 216.7444
| NSYMTR85 | 2 painéis partição horiz.800x500 | 236.2444
| NSYPHDZT1054 | ARM EXT PORT ANT PHD A1000xL500xP420 | 2487.3556
| NSYPHLT6040 | Prateleira cheia carga pes. 600x400 | 218.5
| NSYPHLT6060 | Prateleira cheia carga pes. 600x600 | 254.7889
| NSYPHLT6080 | Prateleira cheia carga pes. 600x800 | 290.4222
| NSYPHLT8040 | Prateleira cheia carga pes. 800x400 | 249.4778
| NSYPHLT8080 | Prateleira cheia carga pes. 800x800 | 340.1778
| NSYPLK6G | Kit união pedestal SF6G | 6.6778
| NSYPMLA53 | PLATINA LATERAL A500XP320 | 18.9778
| NSYPMLA54 | PLATINA LATERAL A500XP420 | 22.7889
| NSYPMR1827 | PLAT TELEQ PLS 180X270 | 36.5889
| NSYPMR2727 | PLAT TELEQ PLS 270X270 | 51.8667
| NSYPMR2736 | PLAT TELEQ PLS 270X360 | 54.4556
| NSYPMR2754 | PLAT TELEQ PLS 270X540 | 92.2667
| NSYPMR3654 | PLAT TELEQ PLS 360X540 | 111.2444
| NSYPMR3672 | PLAT TELEQ PLS 360X720 | 146.7222
| NSYPMR5454 | PLAT TELEQ PLS 540X540 | 144.1333
| NSYPMR5472 | PLAT TELEQ PLS 540X720 | 158.0556
| NSYPPHLT6040 | Prateleira parciais A600 P400mm | 121.4333
| NSYPPHLT8040 | Prateleira parciais A800 P400mm | 160.8222
| NSYS3CVR64HD | MOD P/ VENT S3HD 600x400 MM | 1206.5222
| NSYS3CVR84HD | MOD P/ VENT S3HD 800x400 MM | 1249.8778
| NSYS3HD10640 | ARM MET EXT S3HD A300xL200xP150 MM | 2031.7111
| NSYS3HD10840 | ARM MET EXT S3HD A300xL200xP150 MM | 2138.8111
| NSYS3HD3215 | ARM MET EXT S3HD A300xL200xP150 MM | 1050.4111
| NSYS3HD4320 | ARM MET EXT S3HD A300xL200xP150 MM | 1069.4889
| NSYS3HD5420 | ARM MET EXT S3HD A300xL200xP150 MM | 1251.5333
| NSYS3HD6425 | ARM MET EXT S3HD A300xL200xP150 MM | 1453.6111
| NSYS3HD6630 | ARM MET EXT S3HD A300xL200xP150 MM | 1654.0222
| NSYS3HD7525 | ARM MET EXT S3HD A300xL200xP150 MM | 1573.4333
| NSYS3HD8630 | ARM MET EXT S3HD A300xL200xP150 MM | 1771.8889
| NSYS3HD8840 | ARM MET EXT S3HD A300xL200xP150 MM | 2097.1778
| NSYSBM15408 | CX IND MET A150XL400XP80 | 71.9444
| NSYSBM20508 | CX IND MET A200XL500XP80 | 123.1571
| NSYSBM308012 | CX IND MET A300XL800XP120 | 153.7778
| NSYSCX10060 | TEJ INOX 1000X600 SFX/SMX | 2738.6778
| NSYSF12660E | ARM MET EL 1200X600X600 | 2219.1143
| NSYSF12680E | ARM MET EL 1200X600X800 | 2188.7333
| NSYSF12860E | ARM MET EL 1200X800X600 | 2126.2778
| NSYSF12880E | ARM MET EL 1200X800X800 | 2974.8714
| NSYSF16660PC | ARM PC A1600XL600XP600MM | 3127.6667
| NSYSF16680PC | ARM PC A1600XL600XP800MM | 3376.9333
| NSYSF18680PC | ARM PC A1800XL600XP800MM | 3495.7
| NSYSF20660E | ARM MET EL 2000X600X600 | 2226.3222
| NSYSF20680E | ARM MET EL 2000X600X800 | 2263.7778
| NSYSF20680M | ARM COMP A2000XL600XP800 | 1300.8
| NSYSF208100E | ARM MET EL 2000X800X1000 | 2547.4872
| NSYSF20860E | ARM MET EL 2000X800X600 | 2974.8714
| NSYSF20880E | ARM MET EL 2000X800X800 | 2391.7222
| NSYSF20880M | ARM COMP A2000XL800XP800 | 1388.2778
| NSYSF22660E | ARM MET EL 2200X600X600 | 2351.3778
| NSYSF22680E | ARM MET EL 2200X600X800 | 2388.8333
| NSYSF228100E | ARM MET EL 2200X800X1000 | 2939.1889
| NSYSF22860E | ARM MET EL 2200X800X600 | 2476.4333
| NSYSF22880E | ARM MET EL 2200X800X800 | 2514.4778
| NSYSF6G20640 | SF6G sismico 2000x600x400 | 3514.3
| NSYSF6G20660 | SF6G sismico 2000x600x600 | 3553.2444
| NSYSF6G20680 | SF6G sismico 2000x600x800 | 3658.1444
| NSYSF6G20840 | SF6G sismico 2000x800x400 | 3655.6
| NSYSF6G20860 | SF6G sismico 2000x800x600 | 3733.3333
| NSYSF6G20880 | SF6G sismico 2000x800x800 | 3864.6778
| NSYSFCVR124HD | MOD P/ VENT S3HD 1200x400 MM | 1299.2667
| NSYSFCVR126HD | MOD P/ VENT S3HD 1200x600 MM | 1304.4222
| NSYSFCVR64HD | Módulo de ventilação SFHD 600x400 mm | 1216.0889
| NSYSFCVR66HD | MOD P/ VENT S3HD 600x600 MM | 1250.3778
| NSYSFCVR84HD | Módulo de ventilação SFHD 800x400 mm | 1249.3778
| NSYSFCVR86HD | MOD P/ VENT S3HD 800x600 MM | 1266.1556
| NSYSFD207 | PORT MET ARM A2000XL700 | 452.0556
| NSYSFD207T | PORT TRANS ARM A2000XL700 | 656.3
| NSYSFHD1212402D | ARM MET EXT SFHD A1200xL1200xP400 MM | 3573.5889
| NSYSFHD1212602D | ARM MET EXT SFHD A1200xL1200xP600 MM | 3858.3778
| NSYSFHD12640 | ARM MET EXT SFHD A1200xL600xP400 MM | 2885.6444
| NSYSFHD12660 | ARM MET EXT SFHD A1200xL600xP600 MM | 3412.4513
| NSYSFHD12840 | ARM MET EXT SFHD A1200xL800xP400 MM | 3572.3333
| NSYSFHD12860 | ARM MET EXT SFHD A1200xL800xP600 MM | 3830.7444
| NSYSFHD1612402D | ARM MET EXT SFHD A1600xL1200xP400 MM | 4486.1889
| NSYSFHD1612602D | ARM MET EXT SFHD A1600xL1200xP600 MM | 4844.6111
| NSYSFHD16660 | ARM MET EXT SFHD A1600xL600xP600 MM | 3818.3667
| NSYSFHD16840 | ARM MET EXT SFHD A1600xL800xP400 MM | 3700.3333
| NSYSFHD16860 | ARM MET EXT SFHD A1600xL800xP600 MM | 3964.9667
| NSYSFHD20840 | ARM MET EXT SFHD A2000xL800xP400 MM | 4138.9222
| NSYSFPSC15 | KIT FIX POST L150MM | 87.4889
| NSYSFPSC20 | KIT FIX POST L200MM | 92.4778
| NSYSFPSC30HD | FIX POSTE P/ARM S3HD L300MM | 345
| NSYSFPSC40HD | FIX POSTE P/ARM S3HD L400MM | 378.3444
| NSYSFPSC50HD | FIX POSTE P/ARM S3HD L500MM | 537.8333
| NSYSFPSC60HD | FIX POSTE P/ARM S3HD L600MM | 569.3556
| NSYSFPSC80HD | FIX POSTE P/ARM S3HD L800MM | 623.5778
| NSYSHLT6040 | Kit Carga pesada A600 P400 | 246.3111
| NSYSHLT6060 | Kit Carga pesada A600 P600 | 277.2889
| NSYSHLT6080 | Kit Carga pesada A600 P800 | 323.8778
| NSYSHLT8040 | Kit Carga pesada A800 P400 | 268.4333
| NSYSHLT8060 | Kit Carga pesada A800 P600 | 300.6222
| NSYSHLT8080 | Kit Carga pesada A800 P800 | 345.3333
| NSYSICR40100 | 2 perfis integrados H40 A1000mm | 154.1333
| NSYSICR40120 | 2 perfis integrados H40 A1200mm | 188.9667
| NSYSICR4030 | 2 perfis integrados H40 A300mm | 84.2222
| NSYSICR4040 | 2 perfis integrados H40 A400mm | 96.8333
| NSYSICR4050 | 2 perfis integrados H40 A500mm | 109.7667
| NSYSICR4060 | 2 perfis integrados H40 A600mm | 96.2556
| NSYSICR4080 | 2 perfis integrados H40 A800mm | 116.6333
| NSYSICR65100 | 2 perfis integrados H65 A1000mm | 172.0778
| NSYSICR65120 | 2 perfis integrados H65 A1200mm | 177.1667
| NSYSICR6530 | 2 perfis integrados H65 A300mm | 93.5111
| NSYSICR6540 | 2 perfis integrados H65 A400mm | 108.7889
| NSYSICR6550 | 2 perfis integrados H65 A500mm | 121.3222
| NSYSICR6560 | 2 perfis integrados H65 A600mm | 123.6667
| NSYSICR6580 | 2 perfis integrados H65 A800mm | 153.4889
| NSYSICR90100 | 2 perfis integrados H90 A1000mm | 185.4111
| NSYSICR90120 | 2 perfis integrados H90 A1200mm | 194.8778
| NSYSICR9030 | 2 perfis integrados H90 A300mm | 99.3333
| NSYSICR9040 | 2 perfis integrados H90 A400mm | 115.1778
| NSYSICR9050 | 2 perfis integrados H90 A500mm | 127.3
| NSYSICR9060 | 2 perfis integrados H90 A600mm | 134.5
| NSYSICR9080 | 2 perfis integrados H90 A800mm | 172.3222
| NSYSMP2D8 | KIT ADAPT 2 PLAT SF P800 | 199.1778
| NSYSPBC38 | 2PAIN LAT 300X800 BARR SF | 250.5333
| NSYSPFVX12200 | PED INOX FRONT 304L 200x1200 MM | 1445.4778
| NSYSPFVX6200 | PED INOX FRONT 304L 200x600 MM | 868.9556
| NSYSPFVX8200 | PED INOX FRONT 304L 200x800 MM | 1006.5111
| NSYSPLVX3200 | 2 PAIN LAT VENT INOX 304L 200x300 MM | 182.6222
| NSYSPLVX4200 | 2 PAIN LAT VENT INOX 304L 200x400 MM | 214.1778
| NSYSPLVX4200SF | 2 PAIN LAT VENT INOX 304L 200x400 MM S3H | 225.2667
| NSYSPLVX6200SF | 2 PAIN LAT VENT INOX 304L 200x600 MM S3H | 305.3556
| NSYSPSX4200SF | Zoc Inox Kit later P400x200 304L | 284.7667
| NSYSPSX6200SF | Zoc Inox Kit later P600x200 304L | 388.1556
| NSYSRSYS810 | TEJ CASYS SF L800XP1000 | 234.7222
| NSYSRSYS86 | TEJ CASYS SF L800XP600 | 172.1667
| NSYSRSYS88 | TEJ CASYS SF L800XP800 | 208.7222
| NSYSUCR200WM | 2 Perfis para arm. murais prof. 200 | 118.1889
| NSYSUCR250WM | 2 Perfis para arm. murais prof. 250 | 105.2111
| NSYSUCR300WM | 2 Perfis para arm. murais prof. 300 | 103.1889
| NSYSUCR400WM | 2 Perfis para arm. murais prof. 400 | 114.7333
| NSYTBC3105 | CAM BARR SUP 300X1000X500 | 1035.6778
| NSYTBC3106 | CAM BARR SUP 300X1000X600 | 1068.3333
| NSYTBC3108 | CAM BARR SUP 300X1000X800 | 1126.9889
| NSYTBC3125 | CAM BARR SUP 300X1200X500 | 1152.9667
| NSYTBC3126 | CAM BARR SUP 300X1200X600 | 1179.2222
| NSYTBC3128 | CAM BARR SUP 300X1200X800 | 1283.3333
| NSYTBC335 | CAM BARR SUP 300X300X500 | 736.1667
| NSYTBC338 | CAM BARR SUP 300X300X800 | 876.8222
| NSYTBC346 | CAM BARR SUP 300X400X600 | 844.1667
| NSYTBC348 | CAM BARR SUP 300X400X800 | 889.8778
| NSYTBC368 | CAM BARR SUP 300X600X800 | 904.0778
| NSYTBC386 | CAM BARR SUP 300X800X600 | 1022.6222
| NSYTBC388 | CAM BARR SUP 300X800X800 | 1048.8667
| NSYTCD278 | 8 PARAF FEND FECH CXS PLS | 7.2
| NSYTCT276 | 6 PARAF CAB TRIAN CXS PLS | 6.7778
| NSYTLEME | ENTR CAB FLEXI L1000/1200 | 276.1889
| NSYTPLSC3636G | TAMP BX OPA PLS A360XL360 | 44.2333
| NSYTTG40 | 2 GUIAS TEL PRAT P400MM | 140.2778
| NSYTTG50 | 3 GUIAS TEL PRAT P500MM | 152.9667
| NSYUCA44 | UNIÃO MET P/ PERFIS COMB | 3.6667
| NSYUCC270 | KIT UN PARC AB 200MM PLS | 8.4222
| NSYUR40 | UNIÃO MET P/ PERFIS COMB | 2.4333
| NSYUR60 | UNIÃO MET P/ PERFIS COMB | 3.0556
| NSYUT40 | UNIÃO MET P/ PERFIS COMB | 2.6889
| NSYUTA44 | UNIÃO MET P/ PERFIS COMB | 4.4
| NSYVD2M17U4 | ARM 800X600X380 BFIXO 17U | 1692.9333
| NSYVPF2B4 | Compart.emb.vert.Forma2b A400 | 506.4556
| NSYZZ276G | PED P620XL750XA200 P/ ARM PLAZ/PLAZT | 911.6111
| NSY2SPHD124 | 2 PAIN LAT FIX EXT P/ SFHD A1200XP400 MM | 387.1
| NSY2SPHD126 | 2 PAIN LAT FIX EXT P/ SFHD A1200XP600 MM | 421.5556
| NSY2SPHD164 | 2 PAIN LAT FIX EXT P/ SFHD A1600XP400 MM | 459.7778
| NSY2SPHD166 | 2 PAIN LAT FIX EXT P/ SFHD A1600XP600 MM | 508.0556
| NSY2SPHD204 | 2 PAIN LAT FIX EXT P/ SFHD A 2000XP400 M | 515.2
| NSY2SPIHD124 | 2 PAIN LAT FIX INT P/ SFHD A 1200XP400 M | 508.0556
| NSY2SPIHD126 | 2 PAIN LAT FIX INT P/ SFHD A 1200XP600 M | 472.0923
| NSY2SPIHD164 | 2 PAIN LAT FIX INT P/ SFHD A 1600XP400 M | 562.3556
| NSY2SPIHD166 | 2 PAIN LAT FIX INT P/ SFHD A 1600XP600 M | 584.0222
| NSY2SPIHD204 | 2 PAIN LAT FIX INT P/ SFHD A 2000XP400 M | 650.5889
| NSY6G2SP204 | Painéis Lat SF6G 2000x400 | 469.8222
| NSY6G2SP206 | Painéis Lat SF6G 2000x600 | 549.5556
| NSY6G2SP208 | Painéis Lat SF6G 2000x800 | 665.7667
| NSYAEDLPADS3DHD | ENCRR BLOQ P/ARM S3HD | 283.3556
| NSYAMFEP154TB | 4 ESPAÇAD 15 P/ TBS/TBP | 15.2222
| NSYAMRD15357SB | PER DIN SIM 35X7,5 L150MM | 2.7222
| NSYAMRD243515TB | PERF 35X7,5X225 TBS/TBP | 6.5111
| NSYAMRD293515TB | PERF 35X7,5X275 TBS/TBP | 8.1111
| NSYAMRD343515TB | PERF 35X7,5X325 TBS/TBP | 10.2
| NSYAMRD80357SB | PER DIN SIM 35X7,5 L800MM | 15.6222
| NSYBF4B3M | Caixa de partição forma 4b 3M | 91.9889
| NSYBF4B4M | Caixa de partição forma 4b 4M | 101.3889
| NSYBF4B5M | Caixa de partição forma 4b 5M | 103.3556
| NSYBF4B6M | Caixa de partição forma 4b 6M | 102.7444
| NSYBF4B8M | Caixa de partição forma 4b 8M | 117.8556
| NSYBF4B9M | Caixa de partição forma 4b 9M | 118.3556
| NSYCDP36 | PAIN HOR BASC 300X600 SF | 456.5444
| NSYCECS610 | SUP ENTR CAB INF 600X1000 | 188
| NSYCECS66 | SUP ENTR CAB INF 600X600 | 161
| NSYCECS68 | SUP ENTR CAB INF 600X800 | 177.8222
| NSYCECS810 | SUP ENTR CAB INF 800X1000 | 208.5889
| NSYCECS86 | SUP ENTR CAB INF 800X600 | 177.8222
| NSYCECS88 | SUP ENTR CAB INF 800X800 | 188
| NSYCSHB1410 | DIST MOD SF/SM 1400X1000 | 523.5692
| NSYCVF300M48DPF | VENT IP54 262M3/H 48VCC | 435.4051
| NSYCVF550M115FB | VENT S/ GRELHA 115 V CA | 711.2667
| NSYCVF550M24FB | VENT S/ GRELHA 24 V CC | 1106.0222
| NSYCVF550M48FB | VENT S/ GRELHA 48 V CC | 1085.1556
| NSYDHLT6040 | Prateleira carga pesada A600 P400 | 113.1111
| NSYDHLT6060 | Prateleira carga pesada A600 P600 | 113.1111
| NSYDHLT6080 | Prateleira carga pesada A600 P800 | 183.6556
| NSYDHLT8040 | Prateleira carga pesada A800 P400 | 141.6889
| NSYDHLT8060 | Prateleira carga pesada A800 P600 | 221.1556
| NSYDHLT8080 | Prateleira carga pesada A800 P800 | 227.1556
| NSYEB2050D8 | TRANÇA P/ LIGACAO À TERRA 50MM2 L200MM | 119.9
| NSYECA22 | UNIÃO MET P/ PERFIS COMB | 3.5333
| NSYECA42 | UNIÃO MET P/ PERFIS COMB | 1.8333
| NSYECA44 | UNIÃO MET P/ PERFIS COMB | 3.7778
| NSYECV6101 | ENTR CAB VENT SF 600X1000 | 171.3
| NSYECV661 | ENTR CAB VENT SF 600X600 | 88.7889
| NSYECV681 | ENTR CAB VENT SF 600X800 | 99.4556
| NSYECV8101 | ENTR CAB VENT SF 800X1000 | 180.4556
| NSYECV861 | ENTR CAB VENT SF 800X600 | 86.2667
| NSYRSF125L | Techo ampliado std SF A1200xP500mm | 410.9744
| NSYECV881 | ENTR CAB VENT SF 800X800 | 105.8667
| NSYFSP27270 | KIT FIX POST CXS PLS L270 | 66.5231
| NSYFXMNT60F | Sop.Masterpact. A600 NT Fijo | 151.1
| NSYFXMNT80F | Sop.Masterp. A800 NT Fijo | 153.7
| NSYFXMNT80W | Sop.Masterp. A800 NT Extraible | 164.5
| NSYFXMNW80F | Sop.Masterp. A800 NW Fijo | 185.1556
| NSYFXMNW80W | Sop.Masterp. A800 NW Extraible | 158.1222
| NSYFXMNWT60FW | Sop.Mast. A600 NW F Ex+NT Ex | 171.2111
| NSYFXT6040 | PRAT FIX SF/SM L600XP400 | 96.5667
| NSYFXT6050 | PRAT FIX SF/SM L600XP500 | 103.1111
| NSYFXT8050 | PRAT FIX SF/SM L800XP500 | 122.3222
| NSYHPF2B3M4 | Compart.emb.horiz.Forma2b A400 | 368.3444
| NSYHPF2B3M64 | Forma 2b emb.horiz.A600xP400 | 169
| NSYHPF2B3M65 | Forma 2b emb.horiz.A600xP500 | 184.1778
| NSYHPF2B3M84 | Forma 2b emb.horiz.A800xP400 | 193.0889
| NSYHPF2B3M85 | Forma 2b emb.horiz.A800xP500 | 211.1333
| NSYIN2132A1 | TRANSF P/ FECHADURA 2132A | 30.6889
| NSYIN2331A1 | TRANSF P/ FECHADURA 2331A | 30.6889
| NSYIN3122E1 | TRANSF P/ FECHADURA 3122E | 27.9667
| NSYIN3133A1 | TRANSF P/ FECHADURA 3133A | 27.9667
| NSYIN3422E1 | TRANSF P/ FECHADURA 3422E | 27.9667
| NSYLAM1MN | Cabo interco.laranja 1,5mLamp.LED IEC | 56.7222
| NSYLAM1MULN | Cabo interco.laranja 1,5m Lamp.LED UL | 56.7222
| NSYLAM3MN | Cabo alim. laranja 3m Lampada LED IEC | 49.8444
| NSYLAM3MULN | Cabo alim. laranja 3m Lampada LED UL | 49.8444
| NSYLAMACF | Conector fêmea AC | 39.2111
| NSYMM26SB | Platine Metal 200x600 | 29.6333
| NSYMM28SB | Platine Metal 200x800 | 34.2444
| NSYSBM205012 | Bte ind Metal Pleine 200x500x120 | 118.8444
| NSYSBM206012 | Bte ind Metal Pleine 200x600x120 | 154.7111
| NSYSBM208012 | Bte ind Metal Pleine 200x800x120 | 157.0333
| NSYVPLA5MG | 7035 Cierr maneta falleb PLA h500 | 214.4103
| NSYMM35SB | Platine Metal 300x500 | 31.2889
| NSYADG5M | Joint de subst.18x10 adhésif 5M | 88.9444
| NSYAMRD54 | Chassis+1 rail DIN H500xL400 | 62.7444
| NSYS3DB5415 | S3DB.bornes H500xL400xP150 pte pl | 281.3444
| NSYRSF65L | Teto expandido std SF A600xP500mm | 300.3667
| NSYCUX1K | G.Ref.L. 1000W 50/60Hz 230V Inox | 3805.8462
| NSYMBHS5 | Supprt barres horiz.comp.D500 | 218.4778
| NSYCUFX3KT4K | Filtro metalico AA Lat 3K-4K | 192.4667
| NSYVDM25U8P | CHAS P/BAST BAS 19" 25U P/ARM 1200X800 | 411.7667
| NSYVDM20U8P | CHAS P/BAST BAS 19" 20U P/ARM 1000X800 | 386.0222
| NSYVDM8UF | CHASS P/ BAST FIX 19" 8U P/ARM 400X600 | 121.6444
| NSYEC1261 | ENTR CAB P/ARM SF L1200XP600MM-1 ENTR | 120.759
| NSYIN3113A1 | TRANSFORMACAO P/FECHADURA 3113A | 27.9667
| NSYSMBK | KIT IP55 UNIAO P/ ARM SM | 178.5333
| NSYSF20880P | ARM MET COMB IP55 2000X800X800 C/ PLAT | 1733.0667
| NSYIN2433A1 | TRANSFORMACAO P/ FECHADURA 2433A | 27.9667
| NSYTHPLM | FECHO MANUAL P/ ARM PLM | 16.0333
| NSYSPFC24100 | PED (FR+TR) 100MM P/ ARM SF/SM L2400MM | 528.0778
| NSYEC862 | ENTR CAB P/ ARM SF L800XP600MM-2 ENTR | 103.3556
| NSYCRN43200P | ARM MET PORT OP IP66 400X300X200 C/PL | 122.2667
| NSYCMUCPAD87 | ADAPT P/ MONT ARM P300MM | 83.6889
| NSYSF18640P | ARM MET COMB IP55 1800X600X400 C/ PLAT | 1236.0718
| NSYCVF85M24DPF | VENT C/ FILTR IP54 80M3/H 24VCC | 175.1795
| NSYEC662 | ENTR CAB P/ARM SF L600XP600MM-2 ENTR | 96.0889
| NSYSF2016602D | ARM MET COMB IP55 2000X1600X600 2P S/P | 2725.6308
| NSYCRN86200P | ARM MET PORT OP IP66 800X600X200 C/PL | 405.959
| NSYID166 | PORT INTER A1600XL600MM P/ARM SF/SM | 498.8103
| NSYSF20840P | ARM MET COMB IP55 2000X800X400 C/ PLAT | 1389.4462
| NSYMPCH206 | PAIN MET BASC A200XL600MM P/ ARM SF/SM | 72.7429
| NSYSPF3100 | PED (FR+TR) 100MM P/ ARM SF/SM L300MM | 83.5795
| NSYMM36 | PLAT METALICA 300x600MM | 31.2889
| NSYEC1241 | ENTR CAB P/ ARM SF L1200XP400MM-1 ENTR | 104.2769
| NSYTBS342916H | CX IND IS IP66 341X291X168 TAMP OP ALT | 110.041
| NSYRSWH180 | 2 DOBRAD P/BAST BASCUL 19p ARM SF/SM | 87.2205
| NSYATP72M | OBTURADOR 4 MODULOS RAL7035 | 0.78889
| NSYSNSM6 | PORCA DESLIZ DENT M6 1/4 VOLTA | 3.1667
| NSYID206 | PORT INTER A2000XL600MM P/ ARM SF/SM | 530.6974
| NSYMD86 | CHASS 6 PERF DIN SIMETR 800X600MM | 177.2778
| NSYAEDRSCST | RET PORTA P/ ARM CRN | 50.0444
| NSYCAG125LPC | GRELH IP54 SUBST RAL7032 170X150X15MM | 12.9333
| NSYSM1210302D | ARM MET MON IP55 1200X1000X300 2P S/PL | 953.8769
| NSYMUCH456 | PAIN MET BASC 72MOD A450XL600 P/ SF/SM | 87.9444
| NSYSFC84 | BASE+TOPO P/ ARM SF L800XP400MM | 358.6769
| NSYSFV20 | MONTANTES VERT P/ ARM SF 2000MM | 307.3128
| NSYAMFET304TB | 4 ESPACAD AUTOROSC 30MM P/ CXS TBS/TBP | 18.5444
| NSYEC1251 | ENTR CAB P/ ARM SF L1000XP500MM-1 ENTR | 111.2205
| NSYCNM6 | PORCA EXTRAIVEL M6 | 0.94359
| NSYSF22880P | ARM MET COMB IP55 2200X800X800 C/ PLAT | 1851.3556
| NSYSF22680P | ARM MET COMB IP55 2200X600X800 C/ PLAT | 1757.7111
| NSYDPA5 | PORTA-ESQUEMAS TAM A5 | 8.9111
| NSYCAF223T | FILTRO SINT FIN G3 M1 223X223MM | 17.7
| NSYS3X10830 | ARM FIX MUR INOX 304L 1000X800X300MM | 1670.4222
| NSYS3X12830 | ARM FIX MUR INOX 304L 1200X800X300MM | 2009.4564
| NSYS3X10830T | ARM FIX MUR INOX 304L 1000X800X300 P/T | 2112.6872
| NSYS3X6420H | ARM FIX MUR INOX 316L A600XL400XP200MM | 1253.5282
| NSYS3X7525H | ARM FIX MUR INOX 316L A700XL500XP250MM | 1817.8462
| NSYS3X5420T | ARM FIX MUR INOX 304L 500X400X200 P/TR | 681.0359
| NSYS3X8625T | ARM FIX MUR INOX 304L 800X600X250 P/TR | 1574.7
| NSYS3X121030H | ARM FIX MUR INOX 316L 1200X1000X300 2P | 4649.3436
| NSYS3X5420H | ARM FIX MUR INOX 316L A500XL400XP200MM | 1018.1333
| NSYS3X6625H | ARM FIX MUR INOX 316L A600XL600XP250MM | 1425.4154
| NSYSDF88 | ARM C/ CONS 800X1400X845 S/PL P POST | 2235.5667
| NSYSDF108 | ARM C/ CONS 1000X1400X845 S/PL P POST | 2606.3385
| NSYSDF810 | ARM C/ CONS 800X1400X1045 S/PL P POST | 2614.5778
| NSYSDF1210 | ARM C/ CONS 1200X1400X1045 S/PL P POST | 3372.5
| NSYCVF165M230PF | VENT C/ FILTR IP54 165M3/H 230VCA | 231.159
| NSYCVF156M115 | VENT 156M3/H 120VCA 120X120X38MM | 49.9222
| NSYSD10R | MESA COM 1000X1000X597 S/PL 2P PAIN TR | 1783.0889
| NSYCAF92 | FILTRO STAND SINT G2 M1 92X92MM | 5.5692
| NSYCAF125 | FILTRO STAND SINT G2 M1 125X125MM | 7.1444
| NSYCAF223 | FILTRO STAND SINT G2 M1 223X223MM | 10.8444
| NSYCAF291 | FILTRO STAND SINT G2 M1 291X291MM | 10.0103
| NSYCAG92LPF | GRELH IP54 C/ FILTR G2 M1 137X117X13MM | 39.2103
| AF1VA612 | PARAFUSO M6X12 | 0.18462
| NSYLC7 | CHAVE QUADRADA 6-7MM | 10.9333
| NSYPMD2015 | PLATINA MONT P/ CAIXAS 206X156MM | 8.2111
| NSYJED881 | JUNTA ESTANQ IP54 P/ ARM PLD L785MM | 57.7778
| NSYDBN2520 | CX DERIV METAL IP55 A256XL206XP93MM | 60.3487
| NSYPF27N | 4 PATILHAS FIXACAO MURAL P/CAIXAS PLS | 10.6111
| NSYTBS191210HT | CX IND IS IP66 192X121X105 TAMP TR ALT | 30.8444
| NSYINLCRN | Interruptor de puerta S3D CRN | 47.5077
| NSYAZ3PLA | ADAPT PED TIPO N P/ H 320MM ARM PLA | 132.0667
| NSYSFD20102D | PORT DUPL METAL P/ARM SF A2000X1000MM | 670.7889
| NSYMP128 | PLAT MONT P/ ARM SF/SM A1200XL800MM | 169.5487
| NSYEC851 | ENTR CAB P/ ARM SF L800XP500MM-1 ENTR | 69.8154
| NSYMPCH306 | PAIN MET BASC A300XL600MM P/ ARM SF/SM | 86.0714
| NSYEC481 | ENTR CAB P/ARM SF L400XP800MM-1 ENTR | 82.5111
| NSYSF1812402DP | ARM MET COMB IP55 1800X1200X400 2P C/P | 2018.9111
| NSYMUCH406 | PAIN MET BASC 48MOD A400XL600 P/ SF/SM | 81.1556
| NSYCRNG86400T | ARM MET PORT TR IP66 800X600X400 S/ PL | 708.6222
| NSYS3DEX4420 | ARM MUR MET ATEX IP66 400X400X200MM | 233.2111
| LTR | CHAVE PARA PN | 2.1111
| NSYSFLOCK24 | TRANSF FECH P/ CHAV FEND P/ ARM SF/SM | 49.7333
| NSYSF18840P | ARM MET COMB IP55 1800X800X400 C/PLAT | 1338.3692
| NSYSF20660P | ARM MET COMB IP55 2000X600X600 C/ PLAT | 1362.9744
| NSYMPP43 | PLAT ISOL POLIESTER 400X300MM | 22.2073
| NSYS3X101030 | ARM FIX MUR INOX 304L 1000X1000X300 2P | 2568.5231
| NSYCAG125LPF | GRELH IP54 C/ FILTR G2 M1 170X150X15MM | 51.6923
| NSYMP2016 | PLAT MONT P/ ARM SF/SM A2000XL1600MM | 608.0778
| NSYMP2010 | PLAT MONT P/ ARM SF/SM A2000XL1000MM | 311.6718
| NSYCVF38M230PF | VENT C/ FILTR IP54 38M3/H 230VCA | 169.0872
| NSYCRN54150P | ARM MET PORT OP IP66 500X400X150 C/ PL | 170.4103
| NSYSF12660 | ARM MET COMB IP55 1200X600X600 S/ PLAT | 1189.0111
| NSYSF1812602D | ARM MET COMB IP55 1800X1200X600 2P S/P | 1826.9444
| NSYSF201050T | ARM MET COMB IP55 2000X1000X500 TR S/P | 1777.9795
| NSYSF20650 | ARM MET COMB IP55 2000X600X500 S/ PLAT | 1103.9897
| NSYSF20880T | ARM MET COMB IP55 2000X800X800 TR S/PL | 1676.1949
| NSYSM12830P | ARM MET MON IP55 1200X800X300 C/ PLAT | 871.9179
| NSYSM1610402D | ARM MET MON IP55 1600X1000X400 2P S/PL | 1071.6718
| NSYSM16830P | ARM MET MON IP55 1600X800X300 C/ PLAT | 987.8051
| AF1EA6 | PORCA CLIP 6MM | 0.35897
| NSYSM2012402D | ARM MET MON IP55 A2000XL1200XP400 2 P | 1379.6923
| NSYSF1810402D | ARM MET COMB IP55 1800X1000X400 2P S/P | 1431.4564
| NSYSF201040 | ARM MET COMB IP55 2000X1000X400 S/ PL | 1328.5128
| NSYSF20350 | ARM MET COMB IP55 2000X300X500 S/ PLAT | 1023.4769
| NSYSF20850 | ARM MET COMB IP55 2000X800X500 S/ PLAT | 1216.441
| NSYSF22880T | ARM MET COMB IP55 2200X800X800 TR S/PL | 1789.3538
| NSYSM14630P | ARM MET MON IP55 1400X600X300 C/ PLAT | 895.6513
| NSYSM16630P | ARM MET MON IP55 1600X600X300 C/ PLAT | 946.6462
| NSYSB130 | SUP FIX AJUST 130MM P/ PLATINA | 8.4889
| NSYTBP885 | CX IND PC IP66 89X89X54 TAMP OP BX | 11.5556
| NSYSM1812502DP | ARM MET MON IP55 1800X1200X400 2P C/PL | 1772.2769
| NSYSM18840T | ARM MET MON IP55 1800X800X400 TR S/ PL | 1230.5538
| NSYSM2016402DP | ARM MET MON IP55 2000X1600X400 2P C/PL | 2124.2769
| NSYSM20840P | ARM MET MON IP55 2000X800X400 C/ PLAT | 1275.9897
| NSYSUCR40140 | 2 PERF MONT UNIV 40X1400 P/ ARM SF/SM | 104.6778
| NSYIN405E1 | TRANSFORMACAO P/ FECHADURA TIPO 405E | 25.8154
| AF1VA518 | PARAFUSO M5X18 | 0.2
| NSYSMEC104 | ENTR CAB P/ ARM SM L1000XP400MM | 122.3222
| AM1PA3020 | Grille Telequick juxtap.300x200 | 15.5
| NSYCSH148 | CHAS DIST MOD L800MM P/ SF/SM 1400X800 | 241.9333
| NSYMM76 | PLAT METALICA 700x600MM | 78.4778
| AF1CG5 | PORCA ENCAIXAVEL | 0.64444
| NSYCRNG1012300D | ARM MET 2POR OP IP55 1000X1200X300 S/P | 677.1282
| NSYSQCR6560 | 2 PERF MONT RAP 65X600MM P/ ARM SF/SM | 49.6615
| NSYSMEC83 | ENTR CAB P/ ARM SM L800XP300MM | 101.8556
| DZ6MZ211 | MONTANTE PERF. H1920 | 48.2111
| AX2DL01 | SUPORTE ENCAIXAVEL | 3.6778
| DZ5ME8 | PORCA DESLIZANTE | 0.24444
| NSYSUCR6550 | 2 PERF MONT UNIV 65X500MM P/ ARM SF/SM | 51.8556
| NSYCSH186 | CHAS DIST MOD L600MM P/ SF/SM 1800X600 | 264.3222
| NSYSPF10100 | PED (FR+TR) 100MM P/ ARM SF/SM L1000MM | 119.9385
| NSYSUCR4040 | 2 PERF MONT UNIV 40X400MM P/ ARM SF/SM | 39.3556
| NSYSUCR4060 | 2 PERF MONT UNIV 40X600MM P/ ARM SF/SM | 42.4103
| NSYSQCR6550 | 2 PERF MONT RAP 65X500MM P/ ARM SF/SM | 51.6
| NSYMUC408 | PAIN MET FIX 72MOD A400XL800 P/SF/SM | 86.6667
| NSYSF12860 | ARM MET COMB IP55 1200X800X600 S/ PLAT | 1300.5333
| NSY2SP226 | 2 PAIN LAT A2200XP600 P/ARM SF FIX EXT | 322.1538
| NSYCAF92M | FILTRO ANTI INSECT INOX 92X92MM | 7.7231
| NSYSF18450 | ARM MET COMB IP55 1800X400X500 S/ PLAT | 1103.3436
| NSYSQCR4060 | 2 PERF MONT RAP 40X600MM P/ARM SF/SM | 42.1231
| NSYBP208 | PAIN POST P/ARM SF A2000XL800MM | 239.1179
| NSYEC68 | ENTR CABOS P/ ARM SF L600XP800MM | 64.0444
| NSYEC361 | ENTR CABOS P/ARM SF L300XP600MM 1 ENT | 47.0667
| SL00932 | CX IND 155X113X76MM TAMP OPAC | 12.8556
| SL03155 | CX IND 123X83X60MM 10 ENT CAB 25MM | 9.1222
| SL09701 | ENTR CAB CONIC IP55 D4/25MM | 0.75556
| NSYSQCR9050 | 2 PERF MONT RAP 90X500MM P/ARM SF/SM | 66.4889
| NSYDLCR18 | CHASS 2X9 MOD P/ ARM A300XL250XP150MM | 72.5444
| NSYDLM84P | CHASS MODUL DLM A600XL600MM - 84 MOD | 200.7111
| NSYMB64 | PLAT ISOL BAQUELITE 600X400MM | 40.0923
| NSYAEUBU61SC | MOLDURA UNIAO P/ ARM CRN 635X185MM | 79.5714
| NSYEX146 | ESPACADOR 14MM M6 | 0.73333
| NSYTVR10 | 2 MONTANTES VERTICAIS L1000MM | 110.1667
| NSYEMA20 | UNIAO MET EMA P/ PERFIS COMBINADOS | 2.7222
| NSYSDR200BD | PERFIL SIMETR PERF 35X7,2MM L2000MM | 11.0667
| NSYEX308 | ESPACADOR 30MM M8 | 2.3571
| NSYEN40 | UNIAO MET EN P/ PERFIS COMBINADOS | 1.8333
| NSYVA2716M | JANELA TRANSP 16 MOD - TAMPA BAIXA | 34.0444
| NSY17992 | VENTILADOR CEM IP54 480M3/H 230V | 823.8359
| NSYPMP8580 | PLAT INF P/ ARM C/ CONS NSYSDF L800MM | 182.2222
| NSYTBS292416H | CX IND IS IP66 291X241X168 TAMP OP ALT | 75.3641
| NSYCRN55250 | ARM MET PORT OP IP66 500X500X250 S/ PL | 204.8718
| NSYS3X10830H | ARM FIX MUR INOX 316L 1000X800X300MM | 3283.7436
| NSYSFX18840 | ARM INOX 304L COMB IP55 1800X800X400MM | 4459.2556
| NSYTBS191610H | CX IND IS IP66 192X164X105 TAMP OP ALT | 30.8444
| NSYTBS342912 | CX IND IS IP66 341X291X128 TAMP OP BX | 75.3641
| NSYECPC9 | ENTR CABOS CONICA PVC 70/28MM | 2.8778
| NSYMR128 | PLAT MET PERF TELEQUICK 1200X800MM | 287.2778
| NSYCRN88200 | ARM MET PORT OP IP66 800X800X200 S/ PL | 307.9179
| NSYCRN86250 | ARM MET PORT OP IP66 800X600X250 S/ PL | 267.9385
| NSYCRN75250T | ARM MET PORT TR IP66 700X500X250 S/ PL | 349.7744
| NSYCRN65200T | ARM MET PORT TR IP66 600X500X200 S/ PL | 287.2615
| NSYCRN64200T | ARM MET PORT TR IP66 600X400X200 S/ PL | 294.2111
| NSYCRN43150 | ARM MET PORT OP IP66 400X300X150 S/ PL | 94.1641
| NSYCRN325150T | ARM MET PORT TR IP66 300X250X150 S/ PL | 162.9667
| NSYTLCRND | PLAC MET ENTR CABOS TIPO D P/ ARM CRN | 15.6778
| NSYCRN108250 | ARM MET PORT OP IP66 1000X800X250 S/PL | 394.0513
| NSYTC6ML | INSERTO QUADR 6MM P/ FECH 3 PONT | 17.0222
| NSYTL405SML | MANIP 3 PONT C/ CHAV 405 P/ CRNG | 97.3
| NSYECPC15 | ENTR CABOS CONICA PVC 98/28MM | 2.5
| NSYEL2225D8 | CAB LIG A TERR 25MM2 220MM TERM 8,3MM | 18.4889
| NSYCMUTC50 | ANG FIX P/ TUBO 50X50MM - CXS S3CM | 315.6111
| NSYCMUCR50 | FIX ROT VERT P/ TUBO 50X50MM- CXS S3CM | 399.3222
| NSYCMT5010 | TUB SECC QUADR 50X50MM L1000MM P/ S3CM | 204.8556
| NSYMF55 | PLAT MET MICROPERFUR 500X500MM | 47.0556
| NSYMF88 | PLAT MET MICROPERFUR 800X800MM | 146.2222
| NSYMM128 | PLAT METALICA 1200X800MM | 186.4205
| NSYMR1210 | PLAT MET PERF TELEQUICK 1200X1000MM | 371.6667
| NSYMM33 | PLAT METALICA 300x300MM | 11.6
| NSYMM54 | PLAT METALICA 500x400MM | 25.5897
| NSYMR65 | PLAT MET PERF TELEQUICK 600X500MM | 99.4974
| NSYTUP7035 | RETOQUE PINTURA RAL7035 | 56.9889
| NSYMPCH308 | PAIN MET BASC A300XL800MM P/ ARM SF/SM | 96.9429
| NSYSPS6200 | PED (PAIN LAT) 200MM ARM SF/SM P600MM | 68.6769
| NSYPMM1827 | PLAT MONT MET P/ CAIXAS PLS 180X270MM | 12.7143
| NSYPMM2727 | PLAT MONT MET P/ CAIXAS PLS 270X270MM | 19.7667
| NSYPMB3672 | PLAT MONT BAQUEL P/ CX PLS 360X720MM | 62.5778
| NSYATM27 | PEGA DE TRANSPORTE P/ CAIXAS PLS | 23.0872
| NSYLT27 | CHAVE TRIANGULAR P/ CAIXAS PLS | 15.1222
| NSYKPLM | FECHO BLOQUEIO P/ CADEADO P/ ARM PLM | 37.8462
| NSYDPLM300 | 4 SUP AJUST P300MM P/ MONT DA PLATINA | 89.9
| NSYCS800PLM | PERFIL DIN SIMETRICO 35MM L850MM | 22.7889
| NSYTL405PLM | FECH C/ CHAVE 405 | 24.3487
| NSYTET7PL | MANIP C/ CHAV TRIANG 7MM P/ ARM PLM | 111.3444
| NSYMFPLAZ54 | MOLD FIX SOLO P/ ARM PLA L500XP420MM | 263.8778
| NSYPMB157 | PLAT ISOLANTE P/ ARM PLA A1500XL750MM | 484.9333
| NSYMFPLAZ103 | MOLD FIX SOLO P/ ARM PLA L1000XP320MM | 328.8
| NSYPMB710 | PLAT ISOLANTE P/ ARM PLA A750XL1000MM | 196.8556
| NSYPMM510 | PLAT MONT MET P/ ARM PLA A500XL1000MM | 116.7778
| NSYPMR157 | PLAT TELEQUICK P/ ARM PLA A1500XL750MM | 271.3889
| NSYTBP24198T | CX IND PC IP66 241X194X87 TAMP TR BX | 54.9
| NSYTBP241910T | CX IND PC IP66 241X194X107 TAMP TR BX | 63.4
| NSYFXT6060 | PRAT FIXA P/ ARM SF/SM L600XP600MM | 109.5
| NSYTBP19168T | CX IND PC IP66 192X164X87 TAMP TR BX | 38.5444
| NSYSFD208 | PORT METAL P/ ARM SF A2000X800MM | 403.0051
| NSYINKJIS2 | TRANSFORM P/ FECHADURA TIPO JIS | 79.0333
| NSYSPMP6080 | PLAT PARCIAL A597XL700MM P/ ARM SM/SF | 171.4556
| NSYSMP2D5 | KIT ADAPT P/ MONT 2 PLAT ARM SF P500MM | 166.0111
| NSYRCK38 | BAST FIXO 19p 38U P/ ARM SF/SM A1800MM | 107.1778
| NSYMP1816 | PLAT MONT P/ ARM SF/SM A1800XL1600MM | 565.7
| NSYCVAC200 | CAB LIG MOT VENT L=2M | 9.3333
| NSYTFL21CRND | ENTR CAB FL TIPO D P/ ARM CRN | 17.8333
| NSYBCE6 | 2 JUNT TIPO ESC P/ ENTR CABOS L600MM | 23.6
| NSYTJ8040 | TEJAD P/ ARM CRN/S3D L800XP400MM | 146.6556
| NSYTJ5020 | TEJAD P/ ARM CRN/S3D L500XP200MM | 90.5444
| NSYPMP4580 | PLAT SUP P/ ARM C/ CONS NSYSDF L800MM | 97.1444
| NSYPIN43 | PORT INTER P/ ARM CRN/S3D/S3X 400X300 | 113.3231
| NSYMUCH608 | PAIN MET BASC 108MOD 600X800 P/ SF/SM | 130.5667
| NSYSPMP25100 | PLAT PARCIAL A247XL900MM P/ARM SM/SF | 164.1444
| NSYBSA | 2 SUP BARRAMENTO P/ ARM SF | 84.4889
| NSYRSWC45 | BAST BASC 19p CENTR 45U A2200XL800 | 1096.2111
| NSYCNFM8 | PORCA GAIOLA M8 | 1.0564
| NSYSFD1810 | PORT METAL P/ ARM SF A1800X1000MM | 438.1949
| NSYSFV18 | MONTANTES VERT P/ ARM SF 1800MM | 301.6821
| NSY2SPI205 | 2 PAIN LAT A2000XP500 P/ARM SF FIX INT | 335.9333
| NSY2SPI206 | 2 PAIN LAT A2000XP600 P/ARM SF FIX INT | 334.4308
| NSYEC751 | ENTR CAB P/ ARM SFP L700XP500MM 1 ENTR | 69.7556
| NSYBP206 | PAIN POST P/ ARM SF A2000XL600MM | 225.4222
| NSYSMX181240 | ARM INOX 304L MON IP55 1800X1200X400MM | 5444.6222
| NSYSMX181640 | ARM INOX 316L MON IP55 1800X1600X400MM | 6929.0872
| NSYSMX18840 | ARM INOX 316L MON IP55 1800X800X400MM | 4726.6556
| NSYS3X4420 | ARM FIX MUR INOX 304L A400XL400XP200MM | 519.4564
| NSYS3X5420 | ARM FIX MUR INOX 304L A500XL400XP200MM | 540.7179
| NSYMP1610 | PLAT MONT P/ ARM SF/SM A1600XL1000MM | 256.2051
| NSYSM2012602D | ARM MET MON IP55 A2000XL1200XP600 2 P | 1718.4222
| NSYSF12640 | ARM MET COMB IP55 1200X600X400 S/ PLAT | 1094.8778
| NSYSF1812502D | ARM MET COMB IP55 1800X1200X500 2P S/P | 1738.9889
| NSYSF2010502D | ARM MET COMB IP55 2000X1000X500 2P S/P | 1531.8462
| NSYSF20640T | ARM MET COMB IP55 2000X600X400 TR S/PL | 1446.4103
| NSYSF20880 | ARM MET COMB IP55 2000X800X800 S/ PLAT | 1353.2513
| NSYSM12830 | ARM MET MON IP55 1200X800X300 S/ PLAT | 761.641
| NSYSM1610302DP | ARM MET MON IP55 1600X1000X300 2P C/PL | 1242.6462
| NSYSM16830 | ARM MET MON IP55 1600X800X300 S/ PLAT | 804.7692
| NSYLC8 | CHAVE QUADRADA 8MM | 11.0667
| NSYSM1812402D | ARM MET MON IP55 1800X1200X400 2P S/PL | 1282.6051
| NSYTVR16 | 2 MONTANTES VERTICAIS L1600MM | 134.9128
| NSYMPC408 | PAIN MET FIX A400XL800MM P/ ARM SF/SM | 86.6667
| NSYCRNG1212300D | ARM MET 2POR OP IP55 1200X1200X300 S/P | 752.1949
| NSYSM1812502D | ARM MET MON IP55 1800X1200X500 2P S/PL | 1553.3444
| NSYSPS3200SD | PED (PAIN LAT) 200MM P/ ARM CRN P400MM | 58.2778
| NSYECB1M153 | Barra conex terra latao 15x3-87p | 110.0556
| NSYSTBR5 | 2 PERF P500MM P/ MONT 2 PLAT EM ARM SM | 59.1444
| NSYRCK47 | BAST FIXO 19p 47U P/ ARM SF/SM A2200MM | 119.7333
| NSYBN404 | PORCA DESLIZANTE M4-C40 | 1.4667