## Tabela_Preços_ESYLUX_2019
Entreda em vigor
Tabela de preços ESYLUX 2019 |  |  |  |  | 2019-06-01
Item number | Series | NEW ! | Order description | Product designation | PVP 2019
EB10430404 | BASIC |  | MD 360/8 Basic | 360° ceiling-mounted motion detector, surface-mounted, approx. range Ø 8 m, zero-cross switching | 91.7
EB10430411 | BASIC |  | PD 360/8 Basic | 360° surface ceiling-mounted presence detector, approx. range Ø 8 m, zero-cross switching | 118.2
EB10430428 | BASIC |  | MD 360i/8 Basic | 360° ceiling-mounted presence detector, surface-mounted, approx. range Ø 8 m, zero-cross switching, remotely controlled | 104
EB10430435 | BASIC |  | PD 360i/8 Basic | 360° ceiling-mounted presence detector, surface-mounted, approx. range Ø 8 m, zero-cross switching, remotely controlled | 127.1
EB10430442 | BASIC |  | PD 360/8 KNX Basic | 360° ceiling-mounted presence detector, range of approx. Ø 8 m, light channel, KNX bus | 136.5
EB10430459 | BASIC |  | MD 180i/16 Basic | Wall motion detector 180° with push button connection, remotely controlled | 102.9
EB10430466 | BASIC |  | MD 360i/8 Basic SMB | 360° ceiling-mounted presence detector, surface-mounted, approx. range Ø 8 m, zero-cross switching, remotely controlled | 108.2
EB10430473 | BASIC |  | PD 360i/8 Basic SMB | 360° ceiling-mounted presence detector, surface-mounted, approx. range Ø 8 m, zero-cross switching, remotely controlled | 131.3
EB10430480 | BASIC |  | PD 360/8 Basic SMB | 360° surface ceiling-mounted presence detector, approx. range Ø 8 m, zero-cross switching | 120.3
EB10430497 | BASIC |  | MD 360/8 Basic SMB | 360° ceiling-mounted motion detector, surface-mounted, approx. range Ø 8 m, zero-cross switching | 93.8
EB10430619 | STANDARD |  | PD 360i/8 LIN | Presence, brightness, temperature and humidity sensor | 287
EB10430848 | BASIC |  | MD 360/24 Basic | 360° ceiling-mounted motion detector, surface-mounted, approx. range Ø 24 m, zero-cross switching | 93.1
EB10430855 | BASIC |  | PD 360/24 Basic | 360° surface ceiling-mounted presence detector, approx. range Ø 24 m, zero-cross switching | 107.3
EB10430862 | BASIC |  | MD 360i/24 Basic | 360° ceiling-mounted presence detector, surface-mounted, approx. range Ø 24 m, zero-cross switching, remotely controlled | 106.4
EB10430879 | BASIC |  | PD 360i/24 Basic | 360° ceiling-mounted presence detector, surface-mounted, approx. range Ø 24 m, zero-cross switching, remotely controlled | 114.7
EB10430886 | BASIC |  | MD 360/24 Basic SMB | 360° ceiling-mounted motion detector, surface-mounted, approx. range Ø 24 m, zero-cross switching | 97.66
EB10430893 | BASIC |  | PD 360/24 Basic SMB | 360° surface ceiling-mounted presence detector, approx. range Ø 24 m, zero-cross switching | 111
EB10430909 | BASIC |  | MD 360i/24 Basic SMB | 360° ceiling-mounted presence detector, surface-mounted, approx. range Ø 24 m, zero-cross switching, remotely controlled | 110.96
EB10430916 | BASIC |  | PD 360i/24 Basic SMB | 360° ceiling-mounted presence detector, surface-mounted, approx. range Ø 24 m, zero-cross switching, remotely controlled | 121.98
EC10430008 | Compact |  | CU PS DALI | DALI voltage supply | 157.5
EC10430015 | Room Controller |  | CU-C RCB KNX DALI WAGO | KNX room controller for controlling different room functions. With 230 V and KNX bus voltage ready for operation and configurable via ETS. | 647.5
EC10430022 | Accessories |  | CA-C Telescope Magnet | Telescope magnet extendible to 655 mm | 19.38
EC10430039 | Accessories |  | IR remote control for multi-sensor PD 360/8 Basic LIN | Remote control for KNX multi-controller WAGO | 167.96
EC10430053 | Accessories |  | EA-C TEVD 230V | Thermoelectric actuator | 81.7
EC10430077 | Accessories |  | TEVD Cable 1 m | Connection cable for TEVD 230V – 1 m | 15.2
EC10430084 | Accessories |  | TEVD Cable 5 m | Connection cable for TEVD 230V – 5m | 51.3
EC10430091 | Accessories |  | TEVD adaptor VA80 | Adapter for valve drive: M30 x 1.5 | 9.88
EC10430107 | Accessories |  | TEVD adaptor VA78 | Adapter for valve drive. Flange diameter: 23mm | 19.38
EC10430114 | Accessories |  | TEVD Adaptor VA55H | Adapter for valve drive: M28 x 1.5 | 9.88
EC10430121 | Accessories |  | TEVD adaptor VA02 | Adapter for valve drive: M30 x 1.5 | 9.88
EC10430138 | Accessories |  | TEVD adaptor VA50 | Adapter for valve drive: M30 x 1.5. Colour: Dark grey | 9.88
EC10430145 | Accessories |  | TEVD adaptor VA10 | Adapter for valve drive: M30 x 1.5 | 9.88
EC10430152 | DIN Rail |  | EA-C I/O analogue LIN | I/O analogue plug for the LIN system | 209.76
EC10430176 | Accessories |  | RJ45 Y coupler 1:2 | RJ45 Y coupler 1:2 | 6
EC10430183 | Accessories |  | RJ45 P coupler 1:1 | RJ45 P coupler 1:1 | 24.32
EC10430206 | Accessories |  | RJ45 Binary Input RJ45 | RJ45 Binary Input 1 channel | 7.22
EC10430213 | Accessories |  | Connection cable RJ45 0.2 m | RJ45 connection cable 0.2 m | 4.94
EC10430220 | Accessories |  | Connection cable RJ45 1m | RJ45 connection cable 1m | 7.22
EC10430237 | Accessories |  | Connection cable RJ45 3 m | RJ45 connection cable 3 m | 9.766
EC10430244 | Accessories |  | Connection cable RJ45 5m | RJ45 connection cable 5m | 12.16
EC10430251 | Accessories |  | Mains connection cable 230 V WAGO 1 m | Cable for the KNX multi-controller WAGO — 1 m | 32.3
EC10430268 | Accessories |  | Plug set WAGO | Plug set for the KNX multi-controller WAGO (KNX/DALI/HVAC/relay 1/relay 2/voltage supply) | 100.32
EC10430275 | Accessories |  | Plug for thermoelectric valve drive 230 V WAGO | Connector plug for the TEVD 230 V | 14.44
EC10430282 | DIN Rail |  | CU-DIN R 4-CH 16A KNX | KNX DIN rail module, switch actuator, 4-way, 16-A switching capacity per channel, KNX bus | 308.94
EC10430299 | DIN Rail |  | CU-DIN R 8-CH 16A KNX | KNX DIN rail module, switch actuator, 8-way, 16-A switching capacity per channel, KNX bus | 459.04
EC10430305 | DIN Rail |  | CU-DIN R 12-CH 16A KNX | KNX DIN rail module, switch actuator, 12-way, 16-A switching capacity per channel, KNX bus | 601.54
EC10430312 | DIN Rail |  | CU-DIN DIM 4-CH 1.5A KNX | KNX DIN rail module, dimming actuator, 4-way, 1.5-A switching capacity per channel, KNX bus | 490
EC10430329 | DIN Rail |  | CU-DIN DIM 6-CH 0…10V KNX | KNX DIN rail module, dimming actuator, 6-way, 0–10 V, 20m A dimming capacity and 10-A switching capacity per channel, KNX bus | 497
EC10430336 | DIN Rail |  | KNX gateway to DALI | KNX DIN rail module, gateway from KNX to DALI for controlling up to 64 DALI devices. | 972.8
EC10430343 | DIN Rail |  | CU-DIN SB 2-CH 10A KNX | KNX DIN rail module, blind actuator, 4-way with 2 channels, 10-A switching capacity, KNX bus | 245
EC10430350 | DIN Rail |  | CU-DIN SB 4-CH 10A KNX | KNX DIN rail module, blind actuator, 8-way with 4 channels, 10-A switching capacity, KNX bus | 332.5
EC10430367 | DIN Rail |  | CU-DIN SB 6-CH 10A KNX | KNX DIN rail module, blind actuator, 12-way with 6 channels, 10-A switching capacity, KNX bus | 435
EC10430381 | DIN Rail |  | Binary input and output, 4-way, KNX | 4-channel dry contact sensor, 4 inputs: Temperature measurement or dry contact, 4 outputs: 0–10 V or LED driver (0–2 V) | 158.46
EC10430398 | Accessories |  | Temperature sensor for KNX DRY contact | Temperature sensor with 2.5-m cable for the KNX 4-channel DRY contact sensor | 5.7
EC10430503 | DIN Rail |  | CU-DIN HVAC KNX | KNX HVAC actuator, 5-channel output. Mode: Cooling, heating, humidifier, dehumidifier | 257.26
EC10430510 | Accessories |  | Temperature sensor for HVAC KNX actuator | Temperature sensor 2.5 m for the HVAC KNX actuator | 16.72
EC10430527 | DIN Rail |  | KNX net/IP Router | KNX net/IP Router | 498.94
EC10430534 | DIN Rail |  | KNX line coupler | Light coupler for the KNX bus system | 372.02
EC10430541 | DIN Rail |  | KNX-USB interface | KNX USB interface | 213.94
EC10430565 | DIN Rail |  | KNX power supply, 640 mA | ESYLUX KNX power supply, 640 mA, KNX bus supply, 28 V supply voltage, 640mA, 3 TE, overload and overvoltage protection, short-circuit-proof | 367.08
EC10430572 | SmartDriver |  | SMARTDRIVER x4 TW ELC | Controller for light control of up to 4 ELC lights TW (ELC = ESYLUX Light Control), 230 V/50 Hz, can be networked, 2 push button inputs | 636.88
EC10430589 | SmartDriver |  | SMARTDRIVER x4 TW ELC KNX | Controller for light control of up to 4 ELC lights TW (ELC = ESYLUX Light Control), 230 V/50 Hz, can be networked, 2 push button inputs, KNX | 714.02
EC10430596 | SmartDriver |  | SMARTDRIVER x4 TW ELC BT | Controller for the light control of up 4 ELC lights TW (ELC = ESYLUX Light Control), 230 V/50 Hz, can be networked, two push button inputs, Bluetooth | 714.02
EC10430664 | SmartDriver |  | SMARTDRIVER x4 ELC | Controller for light control of up to 4 ELC lights (ELC = ESYLUX Light Control), 230 V/50 Hz, can be networked, 2 push button inputs | 437.38
EC10430671 | SmartDriver |  | SMARTDRIVER x4 ELC KNX | Controller for light control of up to 4 ELC lights (ELC = ESYLUX Light Control), 230 V/50 Hz, can be networked, 2 push button inputs, KNX | 514.52
EC10430688 | SmartDriver |  | SMARTDRIVER x4 ELC BT | Controller for the light control of up 4 ELC lights (ELC = ESYLUX Light Control), 230 V/50 Hz, can be networked, two push button inputs, Bluetooth | 514.52
EC10430695 | Accessories | NEW ! | Connection cable RJ45 5 m white | Connection cable (white) RJ45 for the NOVA and ALICE system solution | 12.16
EC10430749 | Accessories | NEW ! | Connection cable RJ45 10 m white | Connection cable (white) RJ45 for the NOVA and ALICE system solution | 22.8
EC10430763 | SmartDriver |  | SMARTDRIVER x8 ELC | Controller for the light control of up to 8 ELC lights (ELC = ESYLUX Light Control), 230 V/50 Hz, can be networked, two push button inputs | 694.64
EC10430770 | SmartDriver |  | SMARTDRIVER x8 ELC KNX | Controller for light control of up to 8 ELC lights (ELC = ESYLUX Light Control), 230 V/50 Hz, can be networked, 2 push button inputs, KNX | 771.78
EC10430787 | SmartDriver |  | SMARTDRIVER x8 ELC BT | Controller for the light control of up 8 ELC lights (ELC = ESYLUX Light Control), 230 V/50 Hz, can be networked, two push button inputs, Bluetooth | 771.78
EC10430923 | Push Button |  | PUSH BUTTON x8 ELC | DALI 8-way push button | 93.48
EC10430930 | Push Button |  | PUSH BUTTON x8 TW ELC | DALI 8 x push button Tunable White | 93.48
EC10431005 | SmartDriver |  | SMARTDRIVER x6 TW ELC | Controller for light control of up to 6 ELC lights (ELC = ESYLUX Light Control), 230 V/50 Hz, can be networked, 2 push button inputs | 829.92
EC10431012 | SmartDriver |  | SMARTDRIVER x6 TW ELC BT | Controller for light control of up 6 ELC lights (ELC = ESYLUX Light Control), 230 V/50 Hz, can be networked, 2 push button inputs, Bluetooth | 907.06
EC10431029 | SmartDriver |  | SMARTDRIVER x6 TW ELC KNX | Controller for light control of up to 6 ELC lights (ELC = ESYLUX Light Control), 230 V/50 Hz, can be networked, 2 push button inputs, KNX | 907.06
EC10431036 | SmartDriver |  | SMARTDRIVER x8 TW ELC | Controller for light control of up to 8 ELC lights (ELC = ESYLUX Light Control), 230 V/50 Hz, can be networked, 2 push button inputs | 1022.58
EC10431043 | SmartDriver |  | SMARTDRIVER x8 TW ELC BT | Controller for light control of up 8 ELC lights (ELC = ESYLUX Light Control), 230 V/50 Hz, can be networked, 2 push button inputs, Bluetooth | 1100.1
EC10431050 | SmartDriver |  | SMARTDRIVER x8 TW ELC KNX | Controller for light control of up to 8 ELC lights (ELC = ESYLUX Light Control), 230 V/50 Hz, can be networked, 2 push button inputs, KNX | 1100.1
EC10431128 | Accessories |  | Cable set RJ45 5 m TW x4 | Cable set RJ45 5 m for Tunable White, 4x red / 4x blue | 43.7
EC10431135 | Accessories |  | Cable set RJ45 10m TW x4 | Cable set RJ45 10m for Tunable White, 4x red / 4x blue | 73.34
EC10431142 | Accessories |  | Cable set RJ45 5 m x4 | Cable set RJ45 5m for 3000 K/4000 K, 4x grey | 22.04
EC10431159 | Accessories |  | Cable set RJ45 10m x4 | Cable set RJ45 10 m for 3000 K/4000 K, 4x grey | 29.64
EC10431166 | Accessories |  | Cable set RJ45 5 m TW x6 | Cable set RJ45 5 m for Tunable White, 6x red / 6x blue | 60.8
EC10431173 | Accessories |  | Cable set RJ45 10m TW x6 | Cable set RJ45 10m for Tunable White, 6x red / 6x blue | 101.46
EC10431180 | Accessories |  | Cable set RJ45 5 m x6 | Cable set RJ45 5m for 3000 K/4000 K, 6x grey | 30.4
EC10431197 | Accessories |  | Cable set RJ45 10m x6 | Cable set RJ45 10 m for 3000 K/4000 K, 6x grey | 41.04
EC10431203 | Accessories |  | Cable set RJ45 5 m TW x8 | Cable set RJ45 5 m for Tunable White, 8x red / 8x blue | 77.9
EC10431210 | Accessories |  | Cable set RJ45 10m TW x8 | Cable set RJ45 10m for Tunable White, 8x red / 8x blue | 129.96
EC10431227 | Accessories |  | Cable set RJ45 5 m x8 | Cable set RJ45 5m for 3000 K/4000 K, 8x grey | 38.76
EC10431234 | Accessories |  | Cable set RJ45 10m x8 | Cable set RJ45 10 m for 3000 K/4000 K, 8x grey | 52.82
EC10431241 | Push Button |  | PUSH BUTTON x8 CLASSROOM ELC | DALI 8-way push button for classrooms | 93.48
EC10431258 | Push Button | NEW ! | PUSH BUTTON x4 PATIENT ROOM ELC | DALI 4-way push button | 93.48
EC10431265 | Push Button |  | PUSH BUTTON x8 PATIENT ROOM ELC | DALI 8-way push button for patient rooms | 93.48
ED10016509 | CDS |  | CDS-E | Twilight switch for retrofitting in lights and junction boxes | 50.7
ED10016530 | CDS |  | CDS-A/N | Twilight switch surface-mounted, white | 49
ED10429002 | FLAT MINI |  | LS FLAT mini KNX | Light sensor for KNX system | 144.9
EL10017230 | Accessories |  | Number set 1-999, a-f | Number set 1-999, a-f | 9.5
EL10026102 | AL |  | AL P Monza 130 | Automatic light with bubble glass and 130° motion detector, white | 87.02
EL10026119 | AL |  | AL P Monza 130 | Automatic light with bubble glass and 130° motion detector, black | 87.02
EL10026126 | AL |  | AL P Garda 130 | Automatic light with opal glass and 130° motion detector, black | 87.02
EL10026133 | AL |  | AL P Garda 130 | Automatic light with opal glass and 130° motion detector, white | 87.02
EL10026331 | AL |  | AL P Monza 130 827 WHC LED | Automatic light with bubble glass and 130° motion detector, white | 99.3
EL10026348 | AL |  | AL P Monza 130 827 BKC LED | Automatic light with bubble glass and 130° motion detector, black | 99.3
EL10026362 | AL |  | AL P Garda 130 827 WHO LED | Automatic light with opal glass and 130° motion detector, white | 99.3
EL10026379 | AL |  | AL P Garda 130 827 BKO LED | Automatic light with opal glass and 130° motion detector, black | 99.3
EL10519406 | Accessories |  | AF S corner bracket | Corner bracket for AF S floodlights, white | 24.2
EL10519420 | Accessories |  | AF S corner bracket | Corner bracket for AF S floodlights, stainless steel appearance | 29.64
EL10523007 | OS |  | OS 40 LED SPOT 5K | LED spotlight in aluminium housing, 4.6 watts, black | 78.96
EL10523014 | OS |  | OS 40 LED SPOT 5K | LED spotlight in aluminium housing, 4.6 watts, white | 78.96
EL10523106 | OS |  | OS 80 LED SPOT 5K | LED spotlight in aluminium housing, 8.8 watts, black | 94.74
EL10523113 | OS |  | OS 80 LED SPOT 5K | LED spotlight in aluminium housing, 8.8 watts, white | 94.74
EL10523205 | OF |  | OF 120 LED 5K | LED floodlight in aluminium housing, 17.2 watts, black | 151.2
EL10523212 | OF |  | OF 120 LED 5K | LED floodlight in aluminium housing, 17.2 watts, white | 151.2
EL10523304 | OF |  | OF 240 LED 5K | LED floodlight in aluminium housing, 34.9 watts, black | 236.85
EL10523311 | OF |  | OF 240 LED 5K | LED floodlight in aluminium housing, 34.9 watts, white | 236.85
EL10710001 | OL/AOL |  | OL 100 LED 5K | LED light in aluminium housing, 14 watts, 5000 K, white | 142.5
EL10710018 | OL/AOL |  | OL 100 LED 5K | LED light in aluminium housing, 14 watts, 5000 K, black | 142.5
EL10710100 | OL/AOL |  | OL 200 LED 5K | LED light in aluminium housing, 25 watts, 5000 K, white | 217.74
EL10710117 | OL/AOL |  | OL 200 LED 5K | LED light in aluminium housing, 25 watts, 5000 K, black | 217.74
EL10710209 | OFR/AFR |  | OFR 250 LED 5K | LED light in aluminum housing, 18 watts, white | 218.4
EL10710216 | OFR/AFR |  | OFR 250 LED 5K | LED light in aluminum housing, 18 watts, black | 218.4
EL10710308 | OFR/AFR |  | OFR 350 LED 5K | LED light in aluminum housing, 26 watts, white | 251.4
EL10710315 | OFR/AFR |  | OFR 350 LED 5K | LED light in aluminum housing, 26 watts, black | 251.4
EL10710704 | OL/AOL |  | OL 100 LED 3K | LED light in aluminium housing, 14 watts, 3000 K, white | 142.5
EL10710711 | OL/AOL |  | OL 100 LED 3K | LED light in aluminium housing, 14 watts, 3000 K, black | 142.5
EL10710803 | OL/AOL |  | OL 200 LED 3K | LED light in aluminium housing, 25 watts, 3000 K, white | 221.6
EL10710810 | OL/AOL |  | OL 200 LED 3K | LED light in aluminium housing, 25 watts, 3000 K, black | 221.6
EL10750007 | OL/AOL |  | AOL 100 LED 5K | Automatic light with 140° motion detector in aluminium housing, 14 watt, 5000 K, white | 178.5
EL10750014 | OL/AOL |  | AOL 100 LED 5K | Automatic light with 140° motion detector in aluminium housing, 14 watt, 5000 K, black | 178.5
EL10750106 | OL/AOL |  | AOL 200 LED 5K | Automatic light with 140° motion detector in aluminium housing, 25 watt, 5000 K, white | 249.5
EL10750113 | OL/AOL |  | AOL 200 LED 5K | Automatic light with 140° motion detector in aluminium housing, 25 watt, 5000 K, black | 249.5
EL10750205 | OFR/AFR |  | AFR 250 LED 5K | Automatic floodlight with 140° motion detector in aluminium housing, 18 watt, white | 268.4
EL10750212 | OFR/AFR |  | AFR 250 LED 5K | Automatic floodlight with 140° motion detector in aluminium housing, 18 watt, black | 268.4
EL10750304 | OFR/AFR |  | AFR 350 LED 5K | Automatic floodlight with 140° motion detector in aluminium housing, 26 watt, white | 314.2
EL10750311 | OFR/AFR |  | AFR 350 LED 5K | Automatic floodlight with 140° motion detector in aluminium housing, 26 watt, black | 314.2
EL10750700 | OL/AOL |  | AOL 100 LED 3K | Automatic light with 140° motion detector in aluminium housing, 14 watt, 3000 K, white | 178.5
EL10750717 | OL/AOL |  | AOL 100 LED 3K | Automatic light with 140° motion detector in aluminium housing, 14 watt, 3000 K, black | 178.5
EL10750809 | OL/AOL |  | AOL 200 LED 3K | Automatic light with 140° motion detector in aluminium housing, 25 watt, 3000 K, white | 262.8
EL10750816 | OL/AOL |  | AOL 200 LED 3K | Automatic light with 140° motion detector in aluminium housing, 25 watt, 3000 K, black | 262.8
EL10810008 | OFL/AFL SUN |  | OFL SUN LED 10W 3K white | LED spotlight 10 W, ITD mounting bracket, white | 69.54
EL10810015 | OFL/AFL SUN |  | OFL SUN LED 10W 3K black | LED spotlight 10 W, ITD mounting bracket, black | 69.54
EL10810022 | OFL/AFL SUN |  | AFL SUN LED 10W 3K white | LED floodlight 10 W with 160° motion detector, ITD mounting bracket, white | 90.44
EL10810039 | OFL/AFL SUN |  | AFL SUN LED 10W 3K black | LED floodlight 10 W with 160° motion detector, ITD mounting bracket, black | 90.44
EL10810053 | OFL/AFL SUN |  | OFL SUN LED 10W 5K white | LED spotlight 10 W, ITD mounting bracket, white | 69.54
EL10810060 | OFL/AFL SUN |  | OFL SUN LED 10W 5K black | LED spotlight 10 W, ITD mounting bracket, black | 69.54
EL10810077 | OFL/AFL SUN |  | AFL SUN LED 10W 5K white | LED floodlight 10 W with 160° motion detector, ITD mounting bracket, white | 90.44
EL10810084 | OFL/AFL SUN |  | AFL SUN LED 10W 5K black | LED floodlight 10 W with 160° motion detector, ITD mounting bracket, black | 90.44
EL10810107 | OFL/AFL SUN |  | OFL SUN LED 30W 3K white | LED spotlight 30 W, ITD mounting bracket, white | 169.86
EL10810114 | OFL/AFL SUN |  | OFL SUN LED 30W 3K black | LED spotlight 30 W, ITD mounting bracket, black | 169.86
EL10810121 | OFL/AFL SUN |  | AFL SUN LED 30W 3K white | LED floodlight 30 W with 160° motion detector, ITD mounting bracket, white | 196.46
EL10810138 | OFL/AFL SUN |  | AFL SUN LED 30W 3K black | LED floodlight 30 W with 160° motion detector, ITD mounting bracket, black | 196.46
EL10810152 | OFL/AFL SUN |  | OFL SUN LED 30W 5K white | LED spotlight 30 W, ITD mounting bracket, white | 169.86
EL10810169 | OFL/AFL SUN |  | OFL SUN LED 30W 5K black | LED spotlight 30 W, ITD mounting bracket, black | 169.86
EL10810176 | OFL/AFL SUN |  | AFL SUN LED 30W 5K white | LED floodlight 30 W with 160° motion detector, ITD mounting bracket, white | 196.46
EL10810183 | OFL/AFL SUN |  | AFL SUN LED 30W 5K black | LED floodlight 30 W with 160° motion detector, ITD mounting bracket, black | 196.46
EL10810206 | OFL/AFL SUN |  | OFL SUN LED 50W 3K white | LED spotlight 50 W, ITD mounting bracket, white | 209.38
EL10810213 | OFL/AFL SUN |  | OFL SUN LED 50W 3K black | LED spotlight 50 W, ITD mounting bracket, black | 209.38
EL10810220 | OFL/AFL SUN |  | AFL SUN LED 50W 3K white | LED floodlight 50 W with 160° motion detector, ITD mounting bracket, white | 235.98
EL10810237 | OFL/AFL SUN |  | AFL SUN LED 50W 3K black | LED floodlight 50 W with 160° motion detector, ITD mounting bracket, black | 235.98
EL10810251 | OFL/AFL SUN |  | OFL SUN LED 50W 5K white | LED spotlight 50 W, ITD mounting bracket, white | 209.38
EL10810268 | OFL/AFL SUN |  | OFL SUN LED 50W 5K black | LED spotlight 50 W, ITD mounting bracket, black | 209.38
EL10810275 | OFL/AFL SUN |  | AFL SUN LED 50W 5K white | LED floodlight 50 W with 160° motion detector, ITD mounting bracket, white | 235.98
EL10810282 | OFL/AFL SUN |  | AFL SUN LED 50W 5K black | LED floodlight 50 W with 160° motion detector, ITD mounting bracket, black | 235.98
EL10810305 | PL SUN |  | PL SUN LED 10 W 5K | LED spotlight 10 W, portable, black | 99.18
EL10810329 | PL SUN |  | PL SUN LED 30W 5K | LED spotlight 30 W, portable, black | 205.96
EL10810343 | PL SUN |  | PL SUN LED 50W 5K | LED spotlight 50 W, portable, black | 259.92
EL10810374 | PL SUN |  | PL SUN LED 10W 5K RE | LED spotlight 10 W, portable, battery-powered, black | 162.26
EL10810503 | Accessories |  | PL SUN telescopic stand | Stand for PL SUN | 139.08
EL10810701 | OFL/AFL BASIC |  | OFL BASIC LED 30 W 4 K BK | LED floodlight 30 W, 4000 K, black | 71.44
EL10810718 | OFL/AFL BASIC |  | OFL BASIC LED 30 W 4 K WH | LED floodlight, 30 W, 4000 K, white | 71.44
EL10810725 | OFL/AFL BASIC |  | AFL BASIC LED 30 W 4 K WH | LED floodlight 30 W, 4000 K, white, motion detector | 88.92
EL10810732 | OFL/AFL BASIC |  | AFL BASIC LED 30 W 4 K BK | LED floodlight 30 W, 4000 K, black, motion detector | 88.92
EL10810749 | OFL/AFL BASIC |  | OFL BASIC LED 50 W 4 K WH | LED floodlight, 50 W, 4000 K, white | 102.98
EL10810756 | OFL/AFL BASIC |  | OFL BASIC LED 50 W 4 K BK | LED floodlight 50 W, 4000 K, black | 102.98
EL10810763 | OFL/AFL BASIC |  | AFL BASIC LED 50 W 4 K WH | LED floodlight 50 W, 4000 K, white, motion detector | 122.74
EL10810770 | OFL/AFL BASIC |  | AFL BASIC LED 50 W 4 K BK | LED floodlight 50 W, 4000 K, black, motion detector | 122.74
EL10810787 | OFL/AFL BASIC |  | OFL BASIC LED 10 W 3 K WH | LED floodlight, 10 W, 3000 K, white | 35.72
EL10810794 | OFL/AFL BASIC |  | OFL BASIC LED 10 W 3 K BK | LED floodlight 10 W, 3000 K, black | 35.72
EL10810800 | OFL/AFL BASIC |  | AFL BASIC LED 10 W 3 K WH | LED floodlight 10 W, 3000 K, white, motion detector | 51.3
EL10810817 | OFL/AFL BASIC |  | AFL BASIC LED 10 W 3 K BK | LED floodlight 10 W, 3000 K, black, motion detector | 51.3
EL10810824 | OFL/AFL BASIC |  | OFL BASIC LED 30 W 3 K WH | LED floodlight, 30 W, 3000 K, white | 71.44
EL10810831 | OFL/AFL BASIC |  | OFL BASIC LED 30 W 3 K BK | LED floodlight 30 W, 3000 K, black | 71.44
EL10810848 | OFL/AFL BASIC |  | AFL BASIC LED 30 W 3 K WH | LED floodlight 30 W, 3000 K, white, motion detector | 88.92
EL10810855 | OFL/AFL BASIC |  | AFL BASIC LED 30 W 3 K BK | LED floodlight 30 W, 3000 K, black, motion detector | 88.92
EL10810862 | OFL/AFL BASIC |  | OFL BASIC LED 50 W 3 K WH | LED floodlight, 50 W, 3000 K, white | 102.98
EL10810879 | OFL/AFL BASIC |  | OFL BASIC LED 50 W 3 K BK | LED floodlight 50 W, 3000 K, black | 102.98
EL10810886 | OFL/AFL BASIC |  | AFL BASIC LED 50 W 3 K WH | LED floodlight 50 W, 3000 K, white, motion detector | 122.74
EL10810893 | OFL/AFL BASIC |  | AFL BASIC LED 50 W 3 K BK | LED floodlight 50 W, 3000 K, black, motion detector | 122.74
EL10810909 | OFL/AFL BASIC |  | OFL BASIC LED 10 W 4 K WH | LED floodlight, 10 W, 4000 K, white | 35.72
EL10810916 | OFL/AFL BASIC |  | OFL BASIC LED 10 W 4 K BK | LED floodlight 10 W, 4000 K, black | 35.72
EL10810923 | OFL/AFL BASIC |  | AFL BASIC LED 10 W 4 K WH | LED floodlight 10 W, 4000 K, white, motion detector | 51.3
EL10810930 | OFL/AFL BASIC |  | AFL BASIC LED 10 W 4 K BK | LED floodlight 10 W, 4000 K, black, motion detector | 51.3
EL10820007 | ALVA |  | ALVA 360° 940 / 170 16W 3K ANTH. CLEAR ON/OFF | LED bollard light made from high-quality aluminium with lotus effect | 475
EL10820021 | ALVA |  | ALVA 360° 940 / 170 16W 4K ANTH. CLEAR ON/OFF | LED bollard light made from high-quality aluminium with lotus effect | 475
EL10820045 | ALVA |  | ALVA 360° 940 / 170 16W 3K ANTH. MILKY ON/OFF | LED bollard light made from high-quality aluminium with lotus effect | 475
EL10820069 | ALVA |  | ALVA 360° 940 / 170 16W 4K ANTH. MILKY ON/OFF | LED bollard light made from high-quality aluminium with lotus effect | 475
EL10820076 | ALVA |  | ALVA 360° 940 / 170 16W 4K WHITE MILKY ON/OFF | LED bollard light made from high-quality aluminium with lotus effect | 448.4
EL10820083 | Accessories |  | ALVA ground anchor operating instructions | Ground anchor galvanised for installation of ALVA series bollard lights in concrete foundation or solid ground | 153.3
EL10820106 | ALVA |  | ALVA 360° 540 / 170 16W 3K ANTH. CLEAR ON/OFF | LED DALI bollard lights made from high-quality aluminium with lotus effect | 435.48
EL10820113 | ALVA |  | ALVA 360° 540 / 170 16W 3K ANTH. CLEAR DALI | LED DALI bollard lights made from high-quality aluminium with lotus effect | 455.24
EL10820120 | ALVA |  | ALVA 360° 540 / 170 16W 3K ANTH. MILKY ON/OFF | LED bollard light made from high-quality aluminium with lotus effect | 435.48
EL10820137 | ALVA |  | ALVA 360° 540 / 170 16W 3K ANTH. MILKY DALI | LED DALI bollard lights made from high-quality aluminium with lotus effect | 455.24
EL10820205 | ALVA |  | ALVA 360° 940 / 170 16W 3K ANTH. CLEAR DALI | LED DALI bollard lights made from high-quality aluminium with lotus effect | 514.52
EL10820229 | ALVA |  | ALVA 360° 940 / 170 16W 4K ANTH. CLEAR DALI | LED DALI bollard lights made from high-quality aluminium with lotus effect | 514.52
EL10820243 | ALVA |  | ALVA 360° 940 / 170 16W 3K ANTH. MILKY DALI | LED DALI bollard lights made from high-quality aluminium with lotus effect | 514.52
EL10820250 | ALVA |  | ALVA 360° 940 / 170 16W 3K WHITE MILKY DALI | LED DALI bollard lights made from high-quality aluminium with lotus effect | 500.46
EL10820267 | ALVA |  | ALVA 360° 940 / 170 16W 4K ANTH. MILKY DALI | LED DALI bollard lights made from high-quality aluminium with lotus effect | 514.52
EL10820274 | ALVA |  | ALVA 360° 940 / 170 16W 4K WHITE MILKY DALI | LED DALI bollard lights made from high-quality aluminium with lotus effect | 500.46
EL10820304 | ALVA |  | ALVA 360° 540 / 170 16W 4K ANTH. MILKY ON/OFF | LED bollard light made from high-quality aluminium with lotus effect | 435.48
EL10820311 | ALVA |  | ALVA 360° 540 / 170 16W 4K ANTH. MILKY DALI | LED DALI bollard lights made from high-quality aluminium with lotus effect | 455.24
EL10820328 | ALVA |  | ALVA 360° 540 / 170 16W 4K ANTH. CLEAR ON/OFF | LED bollard light made from high-quality aluminium with lotus effect | 435.48
EL10820335 | ALVA |  | ALVA 360° 540 / 170 16W 4K ANTH. CLEAR DALI | LED DALI bollard lights made from high-quality aluminium with lotus effect | 455.24
EL10820403 | ALVA |  | ALVA 360° 940 / 170 16W 3K ANTH. CLEAR AUT DALI | LED DALI automatic bollard light made from high-quality aluminium with lotus effect, DALI motion detector and integrated DALI power supply | 593.94
EL10820427 | ALVA |  | ALVA 360° 940 / 170 16W 4K ANTH. CLEAR AUT DALI | LED DALI automatic bollard light made from high-quality aluminium with lotus effect, DALI motion detector and integrated DALI power supply | 593.94
EL10820441 | ALVA |  | ALVA 360° 940 / 170 16W 3K ANTH. MILKY AUT DALI | LED DALI automatic bollard light made from high-quality aluminium with lotus effect, DALI motion detector and integrated DALI power supply | 593.94
EL10820465 | ALVA |  | ALVA 360° 940 / 170 16W 4K ANTH. MILKY AUT DALI | LED DALI automatic bollard light made from high-quality aluminium with lotus effect, DALI motion detector and integrated DALI power supply | 593.94
EL10820601 | ALVA |  | ALVA 180° 940 / 170 16W 3K ANTH. CLEAR ON/OFF | LED bollard light made from high-quality aluminium with lotus effect | 486.78
EL10820625 | ALVA |  | ALVA 180° 940 / 170 16W 4K ANTH. CLEAR ON/OFF | LED bollard light made from high-quality aluminium with lotus effect | 486.78
EL10820649 | ALVA |  | ALVA 180° 940 / 170 16W 3K ANTH. MILKY ON/OFF | LED bollard light made from high-quality aluminium with lotus effect | 486.78
EL10820663 | ALVA |  | ALVA 180° 940 / 170 16W 4K ANTH. MILKY ON/OFF | LED bollard light made from high-quality aluminium with lotus effect | 486.78
EL10820687 | ALVA |  | ALVA 180° 540 / 170 16W 3K ANTH. CLEAR ON/OFF | LED bollard light made from high-quality aluminium with lotus effect | 437
EL10820694 | ALVA |  | ALVA 180° 540 / 170 16W 3K ANTH. CLEAR DALI | LED bollard light made from high-quality aluminium with lotus effect | 476
EL10820700 | ALVA |  | ALVA 180° 540 / 170 16W 3K ANTH. MILKY ON/OFF | LED bollard light made from high-quality aluminium with lotus effect | 437
EL10820717 | ALVA |  | ALVA 180° 540 / 170 16W 3K ANTH. MILKY DALI | LED bollard light made from high-quality aluminium with lotus effect | 476
EL10820762 | ALVA |  | ALVA 180° 940 / 170 16W 3K ANTH. CLEAR DALI | LED bollard light made from high-quality aluminium with lotus effect | 526.3
EL10820786 | ALVA |  | ALVA 180° 940 / 170 16W 4K ANTH. CLEAR DALI | LED bollard light made from high-quality aluminium with lotus effect | 526.3
EL10820809 | ALVA |  | ALVA 180° 940 / 170 16W 3K ANTH. MILKY DALI | LED bollard light made from high-quality aluminium with lotus effect | 526.3
EL10820823 | ALVA |  | ALVA 180° 940 / 170 16W 4K ANTH. MILKY DALI | LED bollard light made from high-quality aluminium with lotus effect | 526.3
EL10820847 | ALVA |  | ALVA 180° 540 / 170 16W 4K ANTH. MILKY ON/OFF | LED bollard light made from high-quality aluminium with lotus effect | 437
EL10820854 | ALVA |  | ALVA 180° 540 / 170 16W 4K ANTH. MILKY DALI | LED bollard light made from high-quality aluminium with lotus effect | 476
EL10820861 | ALVA |  | ALVA 180° 540 / 170 16W 4K ANTH. CLEAR ON/OFF | LED bollard light made from high-quality aluminium with lotus effect | 437
EL10820878 | ALVA |  | ALVA 180° 540 / 170 16W 4K ANTH. CLEAR DALI | LED bollard light made from high-quality aluminium with lotus effect | 476
EL10820922 | ALVA |  | ALVA 180° 940 / 170 16W 3K ANTH. CLEAR AUT DALI | LED bollard light made from high-quality aluminium with lotus effect | 605.72
EL10820946 | ALVA |  | ALVA 180° 940 / 170 16W 4K ANTH. CLEAR AUT DALI | LED bollard light made from high-quality aluminium with lotus effect | 605.72
EL10820960 | ALVA |  | ALVA 180° 940 / 170 16W 3K ANTH. MILKY AUT DALI | LED bollard light made from high-quality aluminium with lotus effect | 605.72
EL10820984 | ALVA |  | ALVA 180° 940 / 170 16W 4K ANTH. MILKY AUT DALI | LED bollard light made from high-quality aluminium with lotus effect | 605.72
EL10821042 | ALVA |  | ALVA 360° 700 / 100 7W 3K WHITE MILKY ON/OFF | LED bollard light made from high-quality aluminium with lotus effect | 241.3
EL10821059 | ALVA |  | ALVA 360° 700 / 100 7W 3K ANTH. MILKY ON/OFF | LED bollard light made from high-quality aluminium with lotus effect | 241.3
EL10821066 | ALVA |  | ALVA 360° 700 / 100 7W 4K WHITE MILKY ON/OFF | LED bollard light made from high-quality aluminium with lotus effect | 241.3
EL10821073 | ALVA |  | ALVA 360° 700 / 100 7W 4K ANTH. MILKY ON/OFF | LED bollard light made from high-quality aluminium with lotus effect | 241.3
EL10821127 | ALVA |  | ALVA 360° 700 / 100 7W 3K WHITE CLEAR ON/OFF | LED bollard light made from high-quality aluminium with lotus effect | 241.3
EL10821134 | ALVA |  | ALVA 360° 700 / 100 7W 3K ANTH. CLEAR ON/OFF | LED bollard light made from high-quality aluminium with lotus effect | 241.3
EL10821141 | ALVA |  | ALVA 360° 700 / 100 7W 4K WHITE CLEAR ON/OFF | LED bollard light made from high-quality aluminium with lotus effect | 241.3
EL10821158 | ALVA |  | ALVA 360° 700 / 100 7W 4K ANTH. CLEAR ON/OFF | LED bollard light made from high-quality aluminium with lotus effect | 241.3
EL10830006 | ALVA |  | ALVA 2x13° 10W 3K AN On/Off | High-quality aluminium LED up/down light with lotus effect | 312
EL10830013 | ALVA |  | ALVA 2x13° 10W 3K WH On/Off | High-quality aluminium LED up/down light with lotus effect | 312
EL10830020 | ALVA |  | ALVA 2x13° 10W 4K AN On/Off | High-quality aluminium LED up/down light with lotus effect | 312
EL10830037 | ALVA |  | ALVA 2x13° 10W 4K WH On/Off | High-quality aluminium LED up/down light with lotus effect | 312
EL10830044 | ALVA |  | ALVA 2x28° 10W 3K AN On/Off | High-quality aluminium LED up/down light with lotus effect | 312
EL10830051 | ALVA |  | ALVA 2x28° 10W 3K WH On/Off | High-quality aluminium LED up/down light with lotus effect | 312
EL10830068 | ALVA |  | ALVA 2x28° 10W 4K AN On/Off | High-quality aluminium LED up/down light with lotus effect | 312
EL10830075 | ALVA |  | ALVA 2x28° 10W 4K WH On/Off | High-quality aluminium LED up/down light with lotus effect | 312
EL10830082 | ALVA |  | ALVA 2x50° 10W 3K WH On/Off | High-quality aluminium LED up/down light with lotus effect | 312
EL10830099 | ALVA |  | ALVA 2x50° 10W 3K AN On/Off | High-quality aluminium LED up/down light with lotus effect | 312
EL10830105 | ALVA |  | ALVA 2x50° 10W 4K AN On/Off | High-quality aluminium LED up/down light with lotus effect | 312
EL10830112 | ALVA |  | ALVA 2x50° 10W 4K WH On/Off | High-quality aluminium LED up/down light with lotus effect | 312
EL10840005 | ALVA |  | House number ALVA 15 W 3000K AN MILKY on/off | LED house number light made from high-quality aluminium with lotus effect and adjustable luminous flux | 292.5
EL10840012 | ALVA |  | House number ALVA 15 W 3000K WH MILKY on/off | LED house number light made from high-quality aluminium with lotus effect and adjustable luminous flux | 292.5
EL10840029 | ALVA |  | House number ALVA 15 W 4000K AN MILKY on/off | LED house number light made from high-quality aluminium with lotus effect and adjustable luminous flux | 292.5
EL10840036 | ALVA |  | House number ALVA 15 W 4000K WH MILKY on/off | LED house number light made from high-quality aluminium with lotus effect and adjustable luminous flux | 292.5
EL10840203 | ALVA |  | House number ALVA 15 W 3000K AN MILKY AUTO | LED automatic house number light made from high-quality aluminium with lotus effect, motion detectors and switch input | 351
EL10840210 | ALVA |  | House number ALVA 15 W 3000K WH MILKY AUTO | LED automatic house number light made from high-quality aluminium with lotus effect, motion detectors and switch input | 351
EL10840227 | ALVA |  | House number ALVA 15 W 4000K AN MILKY AUTO | LED automatic house number light made from high-quality aluminium with lotus effect, motion detectors and switch input | 351
EL10840234 | ALVA |  | House number ALVA 15 W 4000K WH MILKY AUTO | LED automatic house number light made from high-quality aluminium with lotus effect, motion detectors and switch input | 351
EM10015014 | RC |  | RC 130i | 130° motion detector with 360° anti-creep protection, white, can be remotely controlled | 121.95
EM10015113 | RC |  | RC 130i | 130° motion detector with 360° anti-creep protection, brown, can be remotely controlled | 121.95
EM10015212 | RC |  | RC 130i | 130° motion detector with 360° anti-creep protection, black, can be remotely controlled | 121.95
EM10015311 | RC |  | RC 230i | 230° motion detector with 360° anti-creep protection, white, can be remotely controlled | 141
EM10015410 | RC |  | RC 230i | 230° motion detector with 360° anti-creep protection, brown, can be remotely controlled | 141
EM10015472 | RC |  | RC 230 KNX | KNX 230° motion detector with 360° anti-creep protection, white | 263.9
EM10015519 | RC |  | RC 230i | 230° motion detector with 360° anti-creep protection, black, can be remotely controlled | 141.01
EM10015618 | RC |  | RC 230i | 230° motion detector with 360° anti-creep protection, stainless steel appearance, can be remotely controlled | 161.61
EM10015649 | RC |  | RC 230i UC | 230° motion detector with 360° anti-creep protection, white, 12-24V, can be remotely controlled | 150.3
EM10015717 | RC |  | RC 280i | 280° motion detector with 360° anti-creep protection, white, can be remotely controlled | 197.25
EM10015816 | RC |  | RC 280i | 280° motion detector with 360° anti-creep protection, brown, can be remotely controlled | 197.25
EM10015915 | RC |  | RC 280i | 280° motion detector with 360° anti-creep protection, black, can be remotely controlled | 197.25
EM10016004 | Accessories |  | Mobil-RCi | Remote control for RC series motion detectors and AL S 230i series lights | 39.14
EM10016011 | Accessories |  | Mobil-RCi-M | Remote control for mini detectors and motion detectors | 31.54
EM10016110 | Accessories |  | RC corner bracket | Corner bracket for motion detectors from the RC series, white | 21
EM10016127 | Accessories |  | RC corner bracket | Corner bracket for motion detectors from the RC series, brown | 22.04
EM10016134 | Accessories |  | RC corner bracket | Corner bracket for motion detector from the RC series, black | 22.04
EM10016141 | Accessories |  | RC corner bracket | Corner bracket for motion detector from the RC series, stainless steel appearance | 24.32
EM10025211 | MD |  | MD 120 | Motion detector 120°, white | 42
EM10025228 | MD |  | MD 120 | Motion detector 120 °, brown | 42
EM10025235 | MD |  | MD 120 | Motion detector 120 °, black | 42
EM10025310 | MD |  | MD 200 | Motion detector 200°, white | 56
EM10025327 | MD |  | MD 200 | Motion detector 200°, brown | 56
EM10025334 | MD |  | MD 200 | Motion detector 200°, black | 56
EM10025518 | Accessories |  | MD corner bracket | Corner bracket for motion detectors from the MD series, white | 9.9
EM10025525 | Accessories |  | MD corner bracket | Corner bracket for motion detectors from the MD series, brown | 9.9
EM10025532 | Accessories |  | MD corner bracket | Corner bracket for motion detector from the MD series, black | 9.9
EM10041006 | MD-W |  | MD-W 200i | 200° wall-mounted motion detector, approx. range 12 m, white, can be remotely controlled | 109
EM10041020 | MD-W |  | MD-W 200i | 200° wall-mounted motion detector, approx. range 12 m, black, can be remotely controlled | 109
EM10041099 | Accessories |  | MD-W covering cap | Covering cap for MD-W200i motion detector, white | 17.7
EM10041105 | Accessories |  | MD-W covering cap | Covering cap for MD-W200i motion detector, brown | 17.7
EM10041112 | Accessories |  | MD-W covering cap | Covering cap for MD-W200i motion detector, black | 17.7
EM10041129 | Accessories |  | MD-W covering cap | Covering cap for MD-W200i motion detector, stainless steel appearance | 19.5
EM10055010 | STANDARD |  | MD 180i/R | Wall-mounted motion detector 180° with acoustic sensor, remotely controlled | 109.7
EM10055089 | BASIC |  | MD 180 Basic | Motion detector 180°, white | 45
EM10055096 | BASIC |  | MD 180 Basic | Motion detector 180°, black | 45
EM10055102 | Accessories |  | Cover IP 20 | Cover IP 20 white, similar to RAL 9010 for MD 180i and PD 180i | 12.92
EM10055119 | Accessories |  | Cover IP 20 | Cover IP 20 signal white, similar to RAL 9016 for MD 180i and PD 180i | 12.92
EM10055126 | Accessories |  | Cover IP 20 | Cover IP 20 cream white, similar to RAL 1013 for MD 180i and PD 180i | 12.92
EM10055133 | Accessories |  | Cover IP 20 | Cover IP 20 charcoal grey, similar to RAL 7021 for MD 180i and PD 180i | 15.58
EM10055140 | Accessories |  | Cover IP 20 | Cover IP 20 stainless steel appearance for MD 180i and PD 180i | 15.96
EM10055157 | Accessories |  | Cover IP 44 | Cover IP 44 white, similar to RAL 9010 for MD 180i and PD 180i | 34.96
EM10055164 | Accessories |  | Surface-mounted box IP 20/IP 44 | Surface-mounted box IP 20/IP 44 for MD 180i and PD 180i | 37.62
EM10055300 | STANDARD |  | MD 360i/24 | 360° ceiling-mounted motion detector, recessed-mounted, approx. range Ø 24 m, remotely controlled | 149.34
EM10055324 | STANDARD |  | MD 360/8 | 360° ceiling-mounted motion detector; recessed-mounted, approx. range Ø 8 m | 103.9
EM10055508 | BASIC |  | MD 180 Basic L | Motion detector 180°, white | 50
EM10055515 | BASIC |  | MD 180 Basic L | Motion detector 180°, black | 50
EM10210709 | STANDARD |  | PD 360i/8 DALI ADR | 360° ceiling-mounted presence detector, recessed-mounted, DALI, approx. range Ø 8 m, remotely controlled | 167
EM10210808 | Accessories |  | Surface mounted box DALI ADR | Surface mounted box IP 44 for PD 360i/8 DALI ADR | 14.44
EM10210815 | Accessories |  | Ceiling-mounted set DALI ADR | Ceiling-mounted set for PD 360i/8 DALI ADR | 14.82
EM10210891 | Accessories |  | Mobil-PDi/DALI ADR | Remote control for PD 360i/8 DALI ADR | 36.86
EM10410017 | STANDARD |  | PD 180i/R | 180° wall-mounted presence detector, recessed-mounted, remotely controlled | 152.5
EM10410024 | STANDARD |  | MD/PD 180 Slave | 180° wall-mounted detector, flush-mounted, slave, approx. range 16 m | 121.9
EM10425004 | STANDARD |  | PD 360i/8 | 360° ceiling-mounted presence detector, recessed-mounted, approx. range Ø 8 m, remotely controlled, white | 138.7
EM10425028 | STANDARD |  | PD 360/8 Slave | 360° ceiling-mounted presence detector, recessed-mounted, slave, approx. range Ø 8 m | 107.7
EM10425103 | STANDARD |  | PD 360i/24 | 360° ceiling-mounted presence detector, recessed-mounted, approx. range Ø 24 m, remotely controlled | 195.5
EM10425127 | STANDARD |  | PD 360/24 Slave | 360° ceiling-mounted presence detector, recessed-mounted, slave, approx. range Ø 24 m, white | 141
EM10425400 | Accessories |  | Surface-mounted box IP 54 | Surface-mounted box IP 54 for PD 360 and MD 360 (except mini versions) | 14
EM10425509 | Accessories |  | Mobil-PDi/MDi | Remote control for motion detectors PD 180i, PD 360i and motion detectors MD 180i, MD 360i | 37.62
EM10425530 | Accessories |  | Mobil-PDi/plus | Remote control for PD-C360i/8 DIMplus, PD-C360i/24 DIMplus, PD-C360i/24 DUOplus | 37.62
EM10425547 | Accessories |  | Mobil-PDi/user | Remote control for ceiling-mounted presence detectors | 37.62
EM10425608 | Accessories |  | Basket guard 180/90 | Basket guard for wall and ceiling detectors and smoke detectors, height 90 mm, Ø 180 mm | 32
EM10425615 | Accessories |  | Basket guard 165/70 | Basket guard for wall and ceiling detectors and smoke detectors, height 70 mm, Ø 165 mm | 32.68
EN10017506 | SLA |  | SLA FLPi | Emergency light for 3 hour emergency light duration, 14 m viewing distance, wall/ceiling mounting, fluorescent 8 W/T5 | 138
EN10017513 | SLA |  | SLA FLPi SC | Emergency light with 3 hour emergency light duration, 14 m viewing distance, wall-/ceiling-mounted, self-control | 169.1
EN10017544 | SLA |  | SLA LEDi | Emergency light for 3 hour emergency light duration, 14 m viewing distance, wall-/ceiling-mounted, LED technology | 190
EN10017551 | SLA |  | SLA LEDi SC | Emergency light with 3 hour emergency light duration, 14 m viewing distance, wall-/ceiling-mounted, LED, self-control | 211.2
EN10017704 | Accessories |  | Mobil-SLi | Remote control for single-battery emergency lighting from the SLA, SLC, SLD, SLE, SLF, SLX, SLG and ELX series | 31
EN10017711 | Accessories |  | SLA symbol set 14 m (replacement) | Symbol set for emergency lights from the SLA series | 17.185
EN10017803 | Accessories |  | SLA wall bracket | Wall bracket for emergency lights from the SLA series | 18.62
EN10017810 | Accessories |  | SLA tall unit | SLA tall unit with 25 m viewing distance for emergency lights SLA FLPi and SLA FLPi SC | 32.68
EN10017827 | Accessories |  | SLA symbol set 25 m (replacement) | Symbol set for SLA tall unit with 25 m viewing distance | 18.9
EN10017841 | Accessories |  | SLA basket guard 140 | Basket guard for SLA emergency lighting with normal unit (14 m) | 92.715
EN10017858 | Accessories |  | SLA/SLF basket guard 220 | Basket guard for SLA emergency lighting with tall unit (25 m) and SLF emergency lights | 112.1
EN10017971 | Accessories |  | SLF basket guard 100 | Basket guard for single-battery emergency lighting from the SLF series for wall mounting | 72.96
EN10017988 | Accessories |  | SLE basket guard 180 | Basket guard for single-battery emergency lighting from the SLE series for ceiling mounting | 88.16
EN10017995 | Accessories |  | SLE basket guard 100 | Basket guard for single-battery emergency lighting from the SLE series for wall mounting | 72.96
EN10026805 | SLB |  | SLB FLP | Emergency light for 3 hour emergency light duration, 21 m viewing distance, wall- and ceiling-mounted, fluorescent 6 W/T5 | 103.74
EN10026829 | SLB |  | SLB GL | Emergency light for 1 to 3 hour emergency light duration, 21 m viewing distance, wall-/ceiling-mounted, incandescent | 71.44
EN10026836 | SLB |  | SLB LED | Emergency light for 3 hour emergency light duration, 21 m viewing distance, wall-/ceiling-mounted, LED | 102.98
EN10027000 | Accessories |  | SLB symbol set 21 m (replacement) | Symbol set for emergency lights from the SLB series | 17.185
EN10027031 | Accessories |  | SLB wall bracket | Wall bracket for emergency lights from the SLB series | 15.75
EN10027048 | Accessories |  | SLA/SLB pendulum set | Pendulum set for emergency lights from the SLA and SLB series | 44.84
EN10027062 | Accessories |  | SLB basket guard | Basket guard for SLB emergency lighting | 97.16
EN10027208 | Accessories |  | SLA FLP/GL spare battery | NiCd 3,6 V / 1,8 Ah; Notlichtdauer 1 h / 3 h | 22.04
EN10027222 | Accessories |  | SLA LED / SLB LED spare battery | NiCd 4,8 V / 0,8 Ah; Notlichtdauer 3 h | 20
EN10027239 | Accessories |  | SLB FLP spare battery | NiCd 3,6 V / 1,8 Ah; Notlichtdauer 3 h | 42.56
EN10030314 | SLC/SLD |  | SLC LEDi SC/C wall mounting | Emergency light with 3 hour emergency light duration, 25 m viewing distance, wall mounting, LED, fail-safe contact, self-control feature | 246
EN10030321 | SLC/SLD |  | SLC LEDi SC/C surface ceiling mounting | Emergency light with 3 hour emergency light duration, 25 m viewing distance, surface ceiling mounting, LED, fail-safe contact, self-control feature | 246
EN10030338 | SLC/SLD |  | SLC LEDi SC/C wall bracket mounting | Emergency light with 3 hour emergency light duration, 25 m viewing distance, wall bracket mounting, LED, fail-safe contact, self-control feature | 246
EN10030345 | SLC/SLD |  | SLC LEDi SC/C pendulum mounting | Emergency light with 3 hour emergency light duration, 25 m viewing distance, pendulum mounting, LED, fail-safe contact, self-control feature | 248.5
EN10030352 | SLC/SLD |  | SLC LEDi SC/C recessed ceiling mounting | Emergency light with 3 hour emergency light duration, 25 m viewing distance, recessed ceiling mounting, LED, fail-safe contact, self-control feature | 246
EN10030406 | Accessories |  | SLC symbol panel single-sided right | Symbol panel, single-sided, arrow right, 25 m viewing distance, for SLC emergency lighting | 37.62
EN10030413 | Accessories |  | SLC symbol panel single-sided left | Symbol panel, single-sided, arrow left, 25 m viewing distance, for SLC emergency lighting | 37.62
EN10030420 | Accessories |  | SLC symbol panel single-sided downwards | Symbol panel, single-sided, arrow downwards, 25 m viewing distance, for SLC emergency lighting | 37.62
EN10030437 | Accessories |  | SLC symbol panel double-sided downwards/downwards | Symbol panel, double-sided, arrow downwards, 25 m viewing distance, for SLC emergency lighting | 37.62
EN10030444 | Accessories |  | SLC symbol panel double-sided right/left | Symbol panel, double-sided, arrow right/left, 25 m viewing distance, for SLC emergency lighting | 37.62
EN10030604 | Accessories |  | SLC spare battery | NiCd 4,8 V / 0,8 Ah; Notlichtdauer 3 h | 22
EN10030956 | Accessories |  | SLC SLD SC/C spare battery | NiMh 7,2 V / 0,8 Ah; Notlichtdauer 3 h | 32.3
EN10031014 | SLC/SLD |  | SLD LEDi SC/C wall mounting | Emergency light with 3 hour emergency light duration, 32 m viewing distance, wall mounting, LED, self-control feature, fail-safe contact | 270.6
EN10031021 | SLC/SLD |  | SLD LEDi SC/C surface ceiling mounting | Emergency light with 3 hour emergency light duration, 32 m viewing distance, surface ceiling mounting, LED, self-control feature, fail-safe contact | 270.6
EN10031038 | SLC/SLD |  | SLD LEDi SC/C wall bracket mounting | Emergency light with 3 hour emergency light duration, 32 m viewing distance, wall bracket mounting, LED, self-control feature, fail-safe contact | 270.6
EN10031045 | SLC/SLD |  | SLD LEDi SC/C pendulum mounting | Emergency light with 3 hour emergency light duration, 32 m viewing distance, pendulum mounting, LED, self-control feature, fail-safe contact | 271.25
EN10031052 | SLC/SLD |  | SLD LEDi SC/C recessed ceiling mounting | Emergency light with 3 hour emergency light duration, 32 m viewing distance, recessed ceiling mounting, LED, self-control feature, fail-safe contact | 270.6
EN10031106 | Accessories |  | SLD symbol panel single-sided right | Symbol panel, single-sided, arrow right, 32 m viewing distance, for SLD emergency lighting | 43
EN10031113 | Accessories |  | SLD symbol panel single-sided left | Symbol panel, single-sided, arrow left, 32 m viewing distance, for SLD emergency lighting | 43
EN10031120 | Accessories |  | SLD symbol panel single-sided downwards | Symbol panel, single-sided, arrow downwards, 32 m viewing distance, for SLD emergency lighting | 43
EN10031137 | Accessories |  | SLD symbol panel double-sided downwards/downwards | Symbol panel, double-sided, arrow downwards, 32 m viewing distance, for SLD emergency lighting | 43
EN10031144 | Accessories |  | SLD symbol panel double-sided right/left | Symbol panel, double-sided, arrow right/left, 32 m viewing distance, for SLD emergency lighting | 43
EN10032509 | Accessories |  | Symbol panel 32 single-sided upwards | Symbol panel, single-sided, arrow upwards, 32 m viewing distance, for SLX emergency lighting | 35.7
EN10032516 | Accessories |  | Symbol panel 32 double-sided upwards/upwards | Symbol panel, double-sided, arrow upwards/upwards, 32 m viewing distance, for SLX emergency lighting | 35.7
EN10032523 | Accessories |  | Symbol panel 32 double-sided upwards right/upwards left | Symbol panel, double-sided, upwards right/upwards left, 32 m viewing distance, for SLX emergency lighting | 35.7
EN10032530 | Accessories |  | Symbol panel 32 double-sided downwards right/downwards left | Symbol panel, double-sided, downwards right/downwards left, 32 m viewing distance, for SLX emergency lighting | 35.7
EN10032547 | Accessories |  | Symbol panel 24 single-sided upwards | Symbol panel, single-sided, arrow upwards, 24 m viewing distance, for SLX emergency lighting | 29.75
EN10032554 | Accessories |  | Symbol panel 24 double-sided upwards/upwards | Symbol panel, double-sided, arrow upwards/upwards, 24 m viewing distance, for SLX emergency lighting | 29.75
EN10032561 | Accessories |  | Symbol panel 24 double-sided upwards right/upwards left | Symbol panel, double-sided, upwards right/upwards left, 24 m viewing distance, for SLX emergency lighting | 29.75
EN10032578 | Accessories |  | Symbol panel 24 double-sided downwards right/downwards left | Symbol panel, double-sided, downwards right/downwards left, 24 m viewing distance, for SLX emergency lighting | 29.75
EN10033209 | Accessories |  | SLD symbol panel double-sided downwards right/downwards left | Symbol panel, double-sided, arrow downwards right/downwards left, 32 m viewing distance, for SLD emergency lights | 43
EN10033216 | Accessories |  | SLD Symbol panel double-sided upwards right/upwards left | Symbol panel, double-sided, arrow upwards/upwards, 32 m viewing distance, for SLD emergency lighting | 43
EN10033223 | Accessories |  | SLD Symbol panel double-sided upwards/upwards | Symbol panel, double-sided, arrow upwards/upwards, 32 m viewing distance, for SLD emergency lighting | 43
EN10033230 | Accessories |  | SLD symbol panel single-sided upwards | Symbol panel, single-sided, arrow upwards, 32 m viewing distance, for SLD emergency lighting | 43
EN10040207 | Accessories |  | SL rechargeable battery 800 | Rechargeable NiCd battery (9.6 V/800 mAh) for single-battery SL NLE emergency light elements | 30.78
EN10040221 | Accessories |  | SL rechargeable battery 1500 | Rechargeable NiCd battery (9.6 V/1500 mAh) for single-battery SL NLE emergency light elements | 44.46
EN10040245 | Accessories |  | SL rechargeable battery 2000 | Rechargeable NiCd battery (9.6 V/2000 mAh) for single-battery SL NLE emergency light elements | 65.36
EN10040269 | Accessories |  | SL rechargeable battery 4500 | Rechargeable NiCd battery (9.6 V/4500 mAh) for single-battery SL NLE emergency light elements | 113.24
EN10050008 | SLP |  | SL P emergency light, portable | Emergency light with standby mode | 263
EN10050114 | Accessories |  | SL P spare battery | 6 V / 4,5 Ah; Notlichtdauer Hauptlampe ca. 4 h, Hauptlampe blinkend ca. 8 h, Nebenlicht ca. 30 h, Nebenlicht blinkend ca. 60 h | 68.4
EN10050145 | Accessories |  | SL P filters | Filters (red, green, transparent) for SL P portable spotlight | 15.96
EN10060335 | Accessories |  | SLE/C wall bracket | Wall bracket for emergency lights from the SLE/C series | 27.36
EN10060342 | Accessories |  | SLF/C wall bracket | Wall bracket for emergency lights from the SLF/C series | 30.02
EN10060359 | Accessories |  | SLE/SLF/C pendulum set | Pendulum set for emergency lights from the SLE/C and SLF/C series | 47.12
EN10060663 | Accessories |  | SLE symbol set 1 (replacement) | Symbol set for emergency lights from the SLE series, 24 m, arrows right, left, 2 x down and blank white | 31
EN10060670 | Accessories |  | SLE symbol set 2 (replacement) | Symbol set for emergency lights from the SLE series, 24 m, arrows up right, up left, down right and down left | 22.8
EN10061066 | Accessories |  | SLF symbol set 1 (replacement) | Symbol set for emergency lights from the SLF series, 30 m, arrows right, left, 2 x down and blank white | 38
EN10061073 | Accessories |  | SLF symbol set 2 (replacement) | Symbol set for emergency lights from the SLF series, 30 m, arrows up right, up left, down right and down left | 25.84
EN10061301 | SLG |  | SLG LEDi SC/C | Emergency light with 3 hour emergency light duration, recessed ceiling mounting, LED, self-control feature, fail-safe contact | 187.25
EN10061318 | Accessories |  | SLG Mounting kit | Mounting kit for SLG single battery emergency light | 36.86
EN10061806 | SLE/SLF |  | SLE LEDi SC/C wall mounting | Emergency light with 3 h / 8 h emergency light duration, 24 m viewing distance (DIN/EN), wall mounting, LED, fail-safe contact, self-control feature | 237.5
EN10061813 | SLE/SLF |  | SLE LEDi SC/C surface ceiling mounting | Emergency light with 3 h / 8 h emergency light duration, 24 m viewing distance, surface ceiling mounting, LED, fail-safe contact, self-control feature | 237.5
EN10061820 | SLE/SLF |  | SLF LEDi SC/C wall mounting | Emergency light with 3 h / 8 h emergency light duration, 30 m viewing distance (DIN/EN), wall mounting, LED, fail-safe contact, self-control feature | 257.26
EN10061837 | SLE/SLF |  | SLF LEDi SC/C surface ceiling mounting | Emergency light with 3 h / 8 h emergency light duration, 30 m viewing distance, surface ceiling mounting, LED, fail-safe contact, self-control feature | 257.26
EN10061998 | Accessories |  | SLE/SLF spare battery 4.8V/1.6 Ah | 4.8 V/1.6 Ah rechargeable battery for SLE/SLF emergency lights | 43.7
EN10077005 | SLX |  | SLX 14 LEDi Flat 24-230V | Emergency light for uninterruptible power supply, escape route signage, 14 m, flat, surface mounting, recessed mounting and wall mounting | 98.8
EN10077012 | SLX |  | SLX 24 LEDi High Cover 24-230V | Emergency light for uninterruptible power supply, escape route signage, 24 m, LED technology, High Cover, surface mounting and ceiling mounting | 126.54
EN10077029 | SLX |  | SLX 24 LEDi Display 24-230V | Emergency light for uninterruptible power supply, escape route signage, 24 m, display, surface mounting, recessed mounting and wall mounting | 98.8
EN10077036 | SLX |  | SLX 24 LEDi Flat 24-230V | Emergency light for uninterruptible power supply, escape route signage, 24 m, flat, surface mounting, recessed mounting and wall mounting | 118.94
EN10077043 | SLX |  | SLX 32 LEDi High Cover 24-230V | Emergency light for uninterruptible power supply, escape route signage, 32 m, LED technology, High Cover, surface mounting and ceiling mounting | 143
EN10077050 | SLX |  | SLX 32 LEDi Display 24-230V | Emergency light for uninterruptible power supply, escape route signage, 32 m, display, surface mounting, recessed mounting and wall mounting | 118.94
EN10077067 | ELX |  | ELX 20 LEDi Flat 24-230VA | Escape route light for uninterrupted power supply | 103.25
EN10077104 | Accessories |  | Universal installation frame 370 | Installation frame for lights of the SLX series | 40.6
EN10077111 | Accessories |  | Wall bracket 270 | Wall bracket for emergency lights from the ELX and SLX series | 21.28
EN10077128 | Accessories |  | SLX 14 Flat symbol set 1 (replacement) | Symbol set for emergency lights from the SLX 14 Flat series, 14 m, arrows right, left, downwards and upwards | 16.1
EN10077135 | Accessories |  | SLX 14 Flat symbol set 2 | Symbol set for emergency lights from the SLX 14 Flat series, 14 m, arrows right upwards, left upwards, right downwards and left downwards | 16.1
EN10077142 | Accessories |  | SLX 24 High Cover symbol set 1 (replacement) | Symbol set for emergency lights from the SLX 24 High Cover series, 24 m, arrows right, left, 2x downwards and 2x upwards | 16.2
EN10077159 | Accessories |  | SLX 24 High Cover symbol set 2 | Symbol set for emergency lights from the SLX 24 High Cover series, 24 m, arrows right upwards, left upwards, right downwards and left downwards | 18.9
EN10077180 | Accessories |  | SLX 24m HC picto arrow bottom | Symbol panel, single-sided, arrow down, 24 m viewing distance, for SLX High Cover emergency lighting | 3
EN10077197 | Accessories |  | SLX 24 m HC symbol arrow up | Symbol panel, single-sided, arrow up, 24 m viewing distance, for SLX High Cover emergency lighting | 3
EN10077203 | SLX |  | SLX 32 LEDi High Cover 3h | Emergency light, 3 hour, exit route sign, 32 m, LED technology, High Cover, self-control, surface and recessed ceiling mounting | 166.44
EN10077210 | SLX |  | SLX 32 LEDi Display 3h | Emergency light, 3 hour, exit route sign, 32 m, LED technology, display, self-control, surface and recessed ceiling mounting | 154
EN10077227 | ELX |  | ELX 20 LEDi Flat 3h | Emergency light, 3 hour, exit route signalling, LED technology, self-control, surface and recessed ceiling mounting | 155.75
EN10077234 | Accessories |  | Universal installation frame 430 | Installation frame for the light units of the ELX and SLX series | 47.12
EN10077241 | SLX |  | SLX 24 LEDi Flat 3h | Emergency light, 3 hour, exit route sign, 24 m, LED technology, self-control, surface and recessed ceiling mounting | 143.85
EN10077258 | Accessories |  | Pendulum set cable | Pendulum set cable for emergency lights from the series ELX and SLX | 69.16
EN10077265 | Accessories |  | Basket guard 80 | Basket guard for ELX and SLX Series with flat hood (flat), height 80 mm. | 69.16
EN10077289 | Accessories |  | Wall mounting bracket 110 | Wall mounting bracket for emergency lighting units of the ELX and SLX series | 24.32
EN10077296 | Accessories |  | Basket guard 260 | Basket guard for ELX and SLX Series with display or high cover, height 260 mm. | 78.28
EN10077302 | SLX |  | SLX 24 LEDi Flat 8h | Emergency light, 8 hour, exit route sign, 24 m, LED technology, self-control, surface and recessed ceiling mounting | 156.8
EN10077319 | SLX |  | SLX 32 LEDi Display 8h | Emergency light, 8 hour, exit route sign, 32 m, LED technology, display, self-control, surface and recessed ceiling mounting | 168
EN10077326 | SLX |  | SLX 32 LEDi High Cover 8h | Emergency light, 8 hour, exit route sign, 32 m, LED technology, High Cover, self-control, surface and recessed ceiling mounting | 178.22
EN10077340 | ELX |  | ELX 20 LEDi Flat 8h | Emergency light, 8 hour, LED technology, self-control, surface and recessed ceiling mounting | 167.125
EN10077357 | SLX |  | SLX 24 LEDi High Cover 3h | Emergency light, 3 hour, exit route sign, 24 m, LED technology, High Cover, self-control, surface and recessed ceiling mounting | 153.3
EN10077364 | SLX |  | SLX 24 LEDi High Cover 8h | Emergency light, 8 hour, exit route sign, 24 m, LED technology, High Cover, self-control, surface and recessed ceiling mounting | 159.25
EN10077371 | SLX |  | SLX 24 LEDi Display 3h | Emergency light, 3 hour, exit route sign, 24 m, LED technology, display, self-control, surface and recessed ceiling mounting | 143.15
EN10077388 | SLX |  | SLX 24 LEDi Display 8h | Emergency light, 8 hour, escape route sign, 24 m, LED technology, display, self-control, surface and recessed ceiling mounting | 156.1
EN10077401 | Accessories |  | SLX – Battery 3,6 V / 800 mAh | NiCd battery (3.6 V/800 mAh) for single-battery SLX series escape route signage | 24
EN10077418 | Accessories |  | ELX – Battery 3,6 V / 1800 mAh | NiCd battery (3.6 V/1800 mAh) for single-battery escape luminaires from the ELX series | 41.42
EN10077425 | Accessories |  | SLX 14m Flat picto right | Symbol panel, single-sided, arrow right, 14 m viewing distance, for SLX Flat emergency lighting | 3
EN10077432 | Accessories |  | SLX 14m Flat picto left | Symbol panel, single-sided, arrow left, 14 m viewing distance, for SLX Flat emergency lighting | 3
EN10077449 | Accessories |  | SLX 14m Flat picto bottom | Symbol panel, single-sided, arrow down, 14 m viewing distance, for SLX Flat emergency lighting | 3
EN10077456 | Accessories |  | SLX 14m Flat picto top | Symbol panel, single-sided, arrow up, 14 m viewing distance, for SLX Flat emergency lighting | 3
EN10077463 | Accessories |  | SLX 14m Flat picto top right | Symbol panel, single-sided, arrow up/right, 14 m viewing distance, for SLX Flat emergency lighting | 3
EN10077470 | Accessories |  | SLX 14m Flat picto top left | Symbol panel, single-sided, arrow up/left, 14 m viewing distance, for SLX Flat emergency lighting | 3
EN10077487 | Accessories |  | SLX 14m Flat picto bottom right | Symbol panel, single-sided, arrow down/right, 14 m viewing distance, for SLX Flat emergency lighting | 3
EN10077494 | Accessories |  | SLX 14m Flat picto bottom left | Symbol panel, single-sided, arrow down/left, 14 m viewing distance, for SLX Flat emergency lighting | 3
EN10077500 | Accessories |  | SLX 24 Flat symbol set 1 (replacement) | Symbol set for emergency lights from the SLX 24 Flat series, 24 m, arrows right, left, downwards and upwards | 18.9
EN10077517 | Accessories |  | SLX 24 Flat symbol set 2 | Symbol set for emergency lights from the SLX 24 Flat series, 24 m, arrows right upwards, left upwards, right downwards and left downwards | 18.9
EN10077524 | Accessories |  | SLX 32 High Cover symbol set 1 (replacement) | Symbol set for emergency lights from the SLX 32 High Cover series, 32 m, arrows right, left, 2x downwards and 2x upwards | 17.86
EN10077531 | Accessories |  | SLX 32 High Cover symbol set 2 | Symbol set for emergency lights from the SLX 32 High Cover series, 32 m, arrows right upwards, left upwards, right downwards and left downwards | 17.86
EN10077548 | Accessories |  | SLX 24m HC picto arrow right | Symbol panel, single-sided, arrow right, 24 m viewing distance, for SLX High Cover emergency lighting | 3
EN10077555 | Accessories |  | SLX 24m HC picto arrow left | Symbol panel, single-sided, arrow left, 24 m viewing distance, for SLX High Cover emergency lighting | 3
EN10077562 | Accessories |  | SLX 24m HC picto top right | Symbol panel, single-sided, arrow up/right, 24 m viewing distance, for SLX High Cover emergency lighting | 3
EN10077579 | Accessories |  | SLX 24m HC picto top left | Symbol panel, single-sided, arrow up/left, 24 m viewing distance, for SLX High Cover emergency lighting | 3
EN10077586 | Accessories |  | SLX 24m HC picto bottom right | Symbol panel, single-sided, arrow down/right, 24 m viewing distance, for SLX High Cover emergency lighting | 3
EN10077593 | Accessories |  | SLX 24m HC picto bottom left | Symbol panel, single-sided, arrow down/left, 24 m viewing distance, for SLX High Cover emergency lighting | 3
EN10077609 | SLX |  | SLX 14 LEDi Flat 3h | Emergency light, 3 hour, exit route sign, 14 m, LED technology, self-control, surface and recessed ceiling mounting | 137.9
EN10077616 | SLX |  | SLX 14 LEDi Flat 8h | Emergency light, 8 hour, exit route sign, 14 m, LED technology, self-control, surface and recessed ceiling mounting | 149.975
EN10077623 | Accessories |  | SLX 32m HC picto arrow bottom | Symbol panel, single-sided, arrow down, 32 m viewing distance, for SLX High Cover emergency lighting | 3
EN10077630 | Accessories |  | SLX 32m HC picto arrow left | Symbol panel, single-sided, arrow left, 32 m viewing distance, for SLX High Cover emergency lighting | 3
EN10077647 | Accessories |  | SLX 32m HC picto arrow right | Symbol panel, single-sided, arrow right, 32 m viewing distance, for SLX High Cover emergency lighting | 3
EN10077654 | Accessories |  | SLX 32m HC picto arrow top | Symbol panel, single-sided, arrow up, 32 m viewing distance, for SLX High Cover emergency lighting | 3
EN10077661 | Accessories |  | SLX 32m HC picto bottom left | Symbol panel, single-sided, arrow down/left, 32 m viewing distance, for SLX High Cover emergency lighting | 3
EN10077678 | Accessories |  | SLX 32m HC picto bottom right | Symbol panel, single-sided, arrow down/right, 32 m viewing distance, for SLX High Cover emergency lighting | 3
EN10077685 | Accessories |  | SLX 32m HC picto top left | Symbol panel, single-sided, arrow up/left, 32 m viewing distance, for SLX High Cover emergency lighting | 3
EN10077692 | Accessories |  | SLX 32m HC picto top right | Symbol panel, single-sided, arrow up/right, 32 m viewing distance, for SLX High Cover emergency lighting | 3
EN10077708 | Accessories |  | SLX 24m Flat picto left | Symbol panel, single-sided, arrow left, 24 m viewing distance, for SLX Flat emergency lighting | 3
EN10077715 | Accessories |  | SLX 24m Flat picto right | Symbol panel, single-sided, arrow right, 24 m viewing distance, for SLX Flat emergency lighting | 3
EN10077722 | Accessories |  | SLX 24m Flat picto top | Symbol panel, single-sided, arrow up, 24 m viewing distance, for SLX Flat emergency lighting | 3
EN10077739 | Accessories |  | SLX 24m Flat picto bottom | Symbol panel, single-sided, arrow down, 24 m viewing distance, for SLX Flat emergency lighting | 3
EN10077746 | Accessories |  | SLX 24m Flat picto bottom left | Symbol panel, single-sided, arrow down/left, 24 m viewing distance, for SLX Flat emergency lighting | 3
EN10077753 | Accessories |  | SLX 24m Flat picto bottom right | Symbol panel, single-sided, arrow down/right, 24 m viewing distance, for SLX Flat emergency lighting | 3
EN10077760 | Accessories |  | SLX 24m Flat picto top left | Symbol panel, single-sided, arrow up/left, 24 m viewing distance, for SLX Flat emergency lighting | 3
EN10077777 | Accessories |  | SLX 24m Flat picto top right | Symbol panel, single-sided, arrow up/right, 24 m viewing distance, for SLX Flat emergency lighting | 3
EN10078316 | Accessories |  | Pendulum set conduit | Pendulum set conduit for emergency lights from the series ELX and SLX | 69.16
EN10079009 | Accessories |  | Symbol panel 32 single-sided right | Symbol panel, single-sided, arrow right, 32 m viewing distance, for SLX emergency lighting | 35.7
EN10079016 | Accessories |  | Symbol panel 32 single-sided left | Symbol panel, single-sided, arrow left, 32 m viewing distance, for SLX emergency lighting | 35.7
EN10079023 | Accessories |  | Symbol panel 32 single-sided downwards | Symbol panel, single-sided, arrow downwards, 32 m viewing distance, for SLX emergency lighting | 35.7
EN10079030 | Accessories |  | Symbol panel 32 double-sided downwards/downwards | Symbol panel, double-sided, arrow downwards/downwards, 32 m viewing distance, for SLX emergency lighting | 35.7
EN10079047 | Accessories |  | Symbol panel 32 double-sided right/left | Symbol panel, single-sided, arrow upwards, 32 m viewing distance, for SLX emergency lighting | 35.7
EN10079054 | Accessories |  | Symbol panel 24 single-sided right | Symbol panel, single-sided, arrow right, 24 m viewing distance, for SLX emergency lighting | 29.75
EN10079061 | Accessories |  | Symbol panel 24 single-sided left | Symbol panel, single-sided, arrow left, 24 m viewing distance, for SLX emergency lighting | 29.75
EN10079078 | Accessories |  | Symbol panel 24 single-sided downwards | Symbol panel, single-sided, arrow downwards, 24 m viewing distance, for SLX emergency lighting | 29.75
EN10079085 | Accessories |  | Symbol panel 24 double-sided downwards/downwards | Symbol panel, double-sided, arrow downwards/downwards, 24 m viewing distance, for SLX emergency lighting | 29.75
EN10079092 | Accessories |  | Symbol panel 24 double-sided right/left | Symbol panel, double-sided, arrow right/left, 24 m viewing distance, for SLX emergency lighting | 29.75
EN10080005 | ELH |  | ELH C LED SC SM | Emergency light, 3 hour, LED technology, self-control, surface and recessed ceiling mounting | 395.22
EN10080012 | ELH |  | ELH C LED SC FM | Emergency light with 3 hour emergency light duration, recessed ceiling mounting, LED, self-control feature | 233.66
EN10080029 | ELH |  | ELH O LED SC FM | Emergency light with 3 hour emergency light duration, recessed ceiling mounting, LED, self-control feature | 233.66
EN10080036 | ELH |  | ELH O LED SC SM | Emergency light, 3 hour, LED technology, self-control, surface and recessed ceiling mounting | 395.22
EO10298905 | ELSA-2 | NEW ! | ELSA-2 DL 68 OP 100° 500 830 WH DALI | LED downlight for installation in ceiling / wall cutouts with 68mm 5W 3K incl. Driver DALI SwitchDIM | 110.96
EO10298912 | ELSA-2 | NEW ! | ELSA-2 DL 68 OP 100° 500 840 WH DALI | LED downlight for installation in ceiling / wall cutouts with 68mm 5W 4K incl. Std driver DALI SwitchDIM | 110.96
EO10298929 | ELSA-2 | NEW ! | ELSA-2 DL 165 OP 110° 900 830 WH DALI | LED Downlight for installation in ceiling / wall cutouts with 165mm 9W 3K incl. Std driver DALI SwitchDIM | 120.84
EO10298936 | ELSA-2 | NEW ! | ELSA-2 DL 165 OP 110° 900 840 WH DALI | LED downlight for installation in ceiling / wall cutouts with 165mm 9W 4K incl. Std driver DALI SwitchDIM | 120.84
EO10298943 | ELSA-2 | NEW ! | ELSA-2 DL 225 OP 110° 1800 830 WH DALI | LED downlight for installation in ceiling / wall cutouts with 225mm 18W 3K incl. Std driver DALI SwitchDIM | 134.52
EO10298950 | ELSA-2 | NEW ! | ELSA-2 DL 225 OP 110° 1800 840 WH DALI | LED downlight for installation in ceiling / wall cutouts with 225mm 18W 4K incl. Std driver DALI SwitchDIM | 134.52
EO10298967 | ELSA-2 | NEW ! | ELSA-2 DL 68 OP 100° 500 830 WH | LED downlight for installation in ceiling / wall cutouts with 68mm 5W 3K incl. Std driver on / off | 47.5
EO10298974 | ELSA-2 | NEW ! | ELSA-2 DL 68 OP 100° 500 840 WH | /LED downlight for installation in ceiling / wall cutouts with 68mm 5W 4K incl. Std driver on / off | 47.5
EO10298981 | ELSA-2 | NEW ! | ELSA-2 DL 165 OP 110° 900 830 WH | LED downlight for installation in ceiling / wall cutouts with 165mm 9W 3K incl. Std driver on / off | 60.42
EO10298998 | ELSA-2 | NEW ! | ELSA-2 DL 165 OP 110° 900 840 WH | LED downlight for installation in ceiling / wall cutouts with 165mm 9W 4K incl. Std driver on / off | 60.42
EO10299001 | ELSA-2 | NEW ! | ELSA-2 DL 225 OP 110° 1800 830 WH | LED downlight for installation in ceiling / wall cutouts with 225mm 18W 3K incl. Std driver on / off | 79.04
EO10299018 | ELSA-2 | NEW ! | ELSA-2 DL 225 OP 110° 1800 840 WH | LED downlight for installation in ceiling / wall cutouts with 225mm 18W 4K incl. Std driver on / off | 79.04
EO10299711 | ELSA |  | ELSA 68 5W 4K MILKY ON/OFF CB | LED downlight for installation in ceiling/wall cuts with 68 mm 5W 4K incl. std driver on/off connection box | 57.38
EO10299742 | ELSA |  | ELSA 225 18W 3K MILKY ON/OFF CB | LED downlight for installation in ceiling/wall cuts with 225 mm 18W 3K incl. std driver on/off connection box | 96.14
EO10299865 | ELSA |  | ELSA 225 18W 3K MILKY DALI CB | LED downlight for installation in ceiling/wall cuts with 225 mm 18W 3K incl. std driver Dali connection box | 154.28
EO10300004 | ELSA |  | ELSA 68 5W 3K MILKY ON/OFF | LED downlight for installation in ceiling/wall cuts with 68 mm 5W 3K incl. std driver on/off | 45
EO10300011 | ELSA |  | ELSA 68 5W 4K MILKY ON/OFF | LED downlight for installation in ceiling/wall cuts with 68 mm 5W 4K incl. std driver on/off | 45
EO10300028 | ELSA |  | ELSA 165 9W 3K MILKY ON/OFF | LED downlight for installation in ceiling/wall cuts with 165mm 9W 3K incl. std driver on/off | 65.36
EO10300035 | ELSA |  | ELSA 165 9W 4K MILKY ON/OFF | LED downlight for installation in ceiling/wall cuts with 165mm 9W 4K incl. std driver on/off | 65.36
EO10300042 | ELSA |  | ELSA 225 18W 3K MILKY ON/OFF | LED downlight for installation in ceiling/wall cuts with 225mm 18W 3K incl. std driver on/off | 91.2
EO10300059 | ELSA |  | ELSA 225 18W 4K MILKY ON/OFF | LED downlight for installation in ceiling/wall cuts with 225mm 18W 4K incl. std driver on/off | 91.2
EO10300103 | ELSA |  | ELSA 68 5W 3K MILKY 1-10V | LED downlight for installation in ceiling/wall cuts with 68mm 5W 3K incl. std driver 1-10V | 62.2
EO10300110 | ELSA |  | ELSA 68 5W 4K MILKY 1-10V | LED downlight for installation in ceiling/wall cuts with 68mm 5W 4K incl. std driver 1-10V | 62.2
EO10300127 | ELSA |  | ELSA 165 9W 3K MILKY 1-10V | LED downlight for installation in ceiling/wall cuts with 165 mm 9W 3K incl. std driver 1-10V | 94.1
EO10300134 | ELSA |  | ELSA 165 9W 4K MILKY 1-10V | LED downlight for installation in ceiling/wall cuts with 165 mm 9W 4K incl. std driver 1-10V | 94.1
EO10300141 | ELSA |  | ELSA 225 18W 3K MILKY 1-10V | LED downlight for installation in ceiling/wall cuts with 225mm 18W 3K incl. std driver 1-10V | 124.2
EO10300158 | ELSA |  | ELSA 225 18W 4K MILKY 1-10V | LED downlight for installation in ceiling/wall cuts with 225mm 18W 4K incl. std driver 1-10V | 110.846
EO10300202 | ELSA |  | ELSA 68 5W 3K MILKY DALI | LED downlight for installation in ceiling/wall cuts with 68 mm 5W 3K incl. std driver Dali | 118.94
EO10300219 | ELSA |  | ELSA 68 5W 4K MILKY DALI | LED downlight for installation in ceiling/wall cuts with 68 mm 5W 4K incl. std driver Dali | 118.94
EO10300226 | ELSA |  | ELSA 165 9W 3K MILKY DALI | LED downlight for installation in ceiling/wall cuts with 165mm 9W 3K incl. std driver Dali | 134.52
EO10300233 | ELSA |  | ELSA 165 9W 4K MILKY DALI | LED downlight for installation in ceiling/wall cuts with 165mm 9W 4K incl. std driver Dali | 134.52
EO10300240 | ELSA |  | ELSA 225 18W 3K MILKY DALI | LED downlight for installation in ceiling/wall cuts with 225mm 18W 3K incl. std driver Dali | 146.6
EO10300257 | ELSA |  | ELSA 225 18W 4K MILKY DALI | LED downlight for installation in ceiling/wall cuts with 225mm 18W 4K incl. std driver Dali | 146.6
EO10300264 | Accessories |  | Indoor downlight ring 225 | ELSA adapter ring, suitable for installation holes with a diameter of 225 mm to 275 mm | 23.94
EO10300271 | Accessories |  | Indoor downlight ring 165 | ELSA adapter ring, suitable for installation holes with a diameter of 165mm to 210mm | 19.76
EO10300288 | Accessories |  | Indoor downlight ring 65 | ELSA adapter ring, suitable for installation holes with a diameter of 68mm to 115mm | 15.96
EO10300295 | Accessories |  | Indoor downlight cable, 1 m | 1-m extension cable for the ELSA series | 12
EO10300301 | ELSA Square |  | ELSA 125 9W 3K MILKY ON/OFF | LED downlight, 9 W, for recessed ceiling mounting with opal (MILKY) diffuser. Correlated colour temperature 3000 K | 69.16
EO10300318 | ELSA Square |  | ELSA 125 9W 4K MILKY ON/OFF | LED down light, 9 W, for recessed ceiling mounting with opal (MILKY) diffusor. Colour temperature 4000 K | 69.16
EO10300325 | ELSA Square |  | ELSA 125 12W 3K MILKY ON/OFF | LED down light, 12W, for recessed ceiling mounting with opal (MILKY) diffusor. Colour temperature 3000 K | 74.86
EO10300332 | ELSA Square |  | ELSA 125 12W 4K MILKY ON/OFF | LED down light, 12W, for recessed ceiling mounting with opal (MILKY) diffusor. Colour temperature 4000 K | 74.86
EO10300349 | ELSA Square |  | ELSA 125 15W 3K MILKY ON/OFF | LED downlight, 15 W, for recessed ceiling mounting with opal (MILKY) diffuser. Correlated colour temperature 3000 K | 83.22
EO10300356 | ELSA Square |  | ELSA 125 15W 4K MILKY ON/OFF | LED downlight, 15 W, for recessed ceiling mounting with opal (MILKY) diffuser. Correlated colour temperature 4000 K | 83.22
EO10300370 | ELSA Square |  | ELSA 165 15W 4K MILKY ON/OFF | LED downlight, 15 W, for recessed ceiling mounting with opal (MILKY) diffuser. Correlated colour temperature 4000 K | 94.24
EO10300400 | ELSA Square |  | ELSA 125 9W 3K MILKY DALI | LED downlight, 9 W, for recessed ceiling mounting with opal (MILKY) diffuser. Correlated colour temperature 3000 K | 149.72
EO10300417 | ELSA Square |  | ELSA 125 9W 4K MILKY DALI | LED down light, 9 W, for recessed ceiling mounting with opal (MILKY) diffusor. Colour temperature 4000 K | 149.72
EO10300424 | ELSA Square |  | ELSA 125 12W 3K MILKY DALI | LED down light, 12W, for recessed ceiling mounting with opal (MILKY) diffusor. Colour temperature 3000 K | 158.08
EO10300431 | ELSA Square |  | ELSA 125 12W 4K MILKY DALI | LED down light, 12W, for recessed ceiling mounting with opal (MILKY) diffusor. Colour temperature 4000 K | 158.08
EO10300448 | ELSA Square |  | ELSA 125 15W 3K MILKY DALI | LED downlight, 15 W, for recessed ceiling mounting with opal (MILKY) diffuser. Correlated colour temperature 3000 K | 169.1
EO10300455 | ELSA Square |  | ELSA 125 15W 4K MILKY DALI | LED downlight, 15 W, for recessed ceiling mounting with opal (MILKY) diffuser. Correlated colour temperature 4000 K | 169.1
EO10300462 | ELSA Square |  | ELSA 165 15W 3K MILKY DALI | LED downlight, 15 W, for recessed ceiling mounting with opal (MILKY) diffuser. Correlated colour temperature 3000 K | 180.12
EO10300479 | ELSA Square |  | ELSA 165 15W 4K MILKY DALI | LED downlight, 15 W, for recessed ceiling mounting with opal (MILKY) diffuser. Correlated colour temperature 4000 K | 180.12
EO10300509 | ELSA Square |  | ELSA 125 9W 3K MILKY 1-10V | LED downlight, 9 W, for recessed ceiling mounting with opal (MILKY) diffuser. Correlated colour temperature 3000 K | 102.6
EO10300516 | ELSA Square |  | ELSA 125 9W 4K MILKY 1-10V | LED down light, 9 W, for recessed ceiling mounting with opal (MILKY) diffusor. Colour temperature 4000 K | 102.6
EO10300523 | ELSA Square |  | ELSA 125 12W 3K MILKY 1-10V | LED down light, 12W, for recessed ceiling mounting with opal (MILKY) diffusor. Colour temperature 3000 K | 107.92
EO10300530 | ELSA Square |  | ELSA 125 12W 4K MILKY 1-10V | LED down light, 12W, for recessed ceiling mounting with opal (MILKY) diffusor. Colour temperature 4000 K | 107.92
EO10300554 | ELSA Square |  | ELSA 125 15W 4K MILKY 1-10V | LED downlight, 15 W, for recessed ceiling mounting with opal (MILKY) diffuser. Correlated colour temperature 4000 K | 116.28
EO10300578 | ELSA Square |  | ELSA 165 15W 4K MILKY 1-10V | LED downlight, 15 W, for recessed ceiling mounting with opal (MILKY) diffuser. Correlated colour temperature 4000 K | 127.3
EO10300615 | ELSA Square |  | ELSA 125 9 W 4K MILKY ON/OFF CB | LED down light, 9 W, for recessed ceiling mounting with opal (MILKY) diffusor. Colour temperature 4000 K | 76.76
EO10300882 | Accessories |  | ELSA 165 surface mounting frame WHITE | Surface-mounted ceiling frame 165 for ELSA series downlights | 31.5
EO10300899 | Accessories |  | ELSA 225 Surface Mounting Frame WHITE | Surface-mounted ceiling frame 225 for ELSA series downlights | 42
EO10302008 | ALICIA |  | ALICIA 68 / 15° 9W 3K CLEAR ON/OFF | LED down light, 9W, for recessed ceiling mounting with transparent (CLEAR) diffusor. Correlated colour temperature 3000 K | 48.64
EO10302015 | ALICIA |  | ALICIA 68 / 15° 9W 4K CLEAR ON/OFF | LED down light, 9W, for recessed ceiling mounting with transparent (CLEAR) diffusor. Correlated colour temperature 4000 K | 48.64
EO10302022 | ALICIA |  | ALICIA 68 / 24° 9W 3K CLEAR ON/OFF | LED down light, 9W, for recessed ceiling mounting with transparent (CLEAR) diffusor. Correlated colour temperature 3000 K | 48.64
EO10302039 | ALICIA |  | ALICIA 68 / 24° 9W 4K CLEAR ON/OFF | LED down light, 9W, for recessed ceiling mounting with transparent (CLEAR) diffusor. Correlated colour temperature 4000 K | 48.64
EO10302046 | ALICIA |  | ALICIA 68 / 36° 9W 3K CLEAR ON/OFF | LED down light, 9W, for recessed ceiling mounting with transparent (CLEAR) diffusor. Correlated colour temperature 3000 K | 48.64
EO10302053 | ALICIA |  | ALICIA 68 / 36° 9W 4K CLEAR ON/OFF | LED down light, 9W, for recessed ceiling mounting with transparent (CLEAR) diffusor. Correlated colour temperature 4000 K | 48.64
EO10302107 | ALICIA |  | ALICIA 68 / 15° 9W 3K CLEAR DALI | LED down light, 9W, for recessed ceiling mounting with transparent (CLEAR) diffusor. Correlated colour temperature 3000 K | 146.68
EO10302114 | ALICIA |  | ALICIA 68 / 15° 9W 4K CLEAR DALI | LED down light, 9W, for recessed ceiling mounting with transparent (CLEAR) diffusor. Correlated colour temperature 4000 K | 146.68
EO10302121 | ALICIA |  | ALICIA 68 / 24° 9W 3K CLEAR DALI | LED down light, 9W, for recessed ceiling mounting with transparent (CLEAR) diffusor. Correlated colour temperature 3000 K | 146.68
EO10302138 | ALICIA |  | ALICIA 68 / 24° 9W 4K CLEAR DALI | LED down light, 9W, for recessed ceiling mounting with transparent (CLEAR) diffusor. Correlated colour temperature 4000 K | 146.68
EO10302145 | ALICIA |  | ALICIA 68 / 36° 9W 3K CLEAR DALI | LED down light, 9W, for recessed ceiling mounting with transparent (CLEAR) diffusor. Correlated colour temperature 3000 K | 146.68
EO10302152 | ALICIA |  | ALICIA 68 / 36° 9W 4K CLEAR DALI | LED down light, 9W, for recessed ceiling mounting with transparent (CLEAR) diffusor. Correlated colour temperature 4000 K | 146.68
EO10302206 | ALICIA |  | ALICIA 68 / 15° 9W 3K CLEAR 1-10V | LED down light, 9W, for recessed ceiling mounting with transparent (CLEAR) diffusor. Correlated colour temperature 3000 K | 93.1
EO10302213 | ALICIA |  | ALICIA 68 / 15° 9W 4K CLEAR 1-10V | LED down light, 9W, for recessed ceiling mounting with transparent (CLEAR) diffusor. Correlated colour temperature 4000 K | 93.1
EO10302220 | ALICIA |  | ALICIA 68 / 24° 9W 3K CLEAR 1-10V | LED down light, 9W, for recessed ceiling mounting with transparent (CLEAR) diffusor. Correlated colour temperature 3000 K | 93.1
EO10302237 | ALICIA |  | ALICIA 68 / 24° 9W 4K CLEAR 1-10V | LED down light, 9W, for recessed ceiling mounting with transparent (CLEAR) diffusor. Correlated colour temperature 4000 K | 93.1
EO10302244 | ALICIA |  | ALICIA 68 / 36° 9W 3K CLEAR 1-10V | LED down light, 9W, for recessed ceiling mounting with transparent (CLEAR) diffusor. Correlated colour temperature 3000 K | 93.1
EO10302251 | ALICIA |  | ALICIA 68 / 36° 9W 4K CLEAR 1-10V | LED down light, 9W, for recessed ceiling mounting with transparent (CLEAR) diffusor. Correlated colour temperature 4000 K | 93.1
EO10302305 | ALICIA |  | ALICIA 68 / 15° 9W 3K CLEAR ON/OFF CB | LED down light, 9W, for recessed ceiling mounting with transparent (CLEAR) diffusor. Correlated colour temperature 3000 K | 55.86
EO10302312 | ALICIA |  | ALICIA 68 / 15° 9W 4K CLEAR ON/OFF CB | LED down light, 9W, for recessed ceiling mounting with transparent (CLEAR) diffusor. Correlated colour temperature 4000 K | 55.86
EO10302329 | ALICIA |  | ALICIA 68 / 24° 9W 3K CLEAR ON/OFF CB | LED down light, 9W, for recessed ceiling mounting with transparent (CLEAR) diffusor. Correlated colour temperature 3000 K | 55.86
EO10302336 | ALICIA |  | ALICIA 68 / 24° 9W 4K CLEAR ON/OFF CB | LED down light, 9W, for recessed ceiling mounting with transparent (CLEAR) diffusor. Correlated colour temperature 4000 K | 55.86
EO10302343 | ALICIA |  | ALICIA 68 / 36° 9W 3K CLEAR ON/OFF CB | LED down light, 9W, for recessed ceiling mounting with transparent (CLEAR) diffusor. Correlated colour temperature 3000 K | 55.86
EO10302350 | ALICIA |  | ALICIA 68 / 36° 9W 4K CLEAR ON/OFF CB | LED down light, 9W, for recessed ceiling mounting with transparent (CLEAR) diffusor. Correlated colour temperature 4000 K | 55.86
EO10302404 | ALICIA |  | ALICIA 68 / 15° 9W 3K CLEAR DALI CB | LED down light, 9W, for recessed ceiling mounting with transparent (CLEAR) diffusor. Correlated colour temperature 3000 K | 154.28
EO10302411 | ALICIA |  | ALICIA 68 / 15° 9W 4K CLEAR DALI CB | LED down light, 9W, for recessed ceiling mounting with transparent (CLEAR) diffusor. Correlated colour temperature 4000 K | 154.28
EO10302428 | ALICIA |  | ALICIA 68 / 24° 9W 3K CLEAR DALI CB | LED down light, 9W, for recessed ceiling mounting with transparent (CLEAR) diffusor. Correlated colour temperature 3000 K | 154.28
EO10302435 | ALICIA |  | ALICIA 68 / 24° 9W 4K CLEAR DALI CB | LED down light, 9W, for recessed ceiling mounting with transparent (CLEAR) diffusor. Correlated colour temperature 4000 K | 154.28
EO10302442 | ALICIA |  | ALICIA 68 / 36° 9W 3K CLEAR DALI CB | LED down light, 9W, for recessed ceiling mounting with transparent (CLEAR) diffusor. Correlated colour temperature 3000 K | 154.28
EO10302459 | ALICIA |  | ALICIA 68 / 36° 9W 4K CLEAR DALI CB | LED down light, 9W, for recessed ceiling mounting with transparent (CLEAR) diffusor. Correlated colour temperature 4000 K | 154.28
EO10302503 | ALICIA |  | ALICIA 68 / 15° 9W 3K CLEAR 1-10V CB | LED down light, 9W, for recessed ceiling mounting with transparent (CLEAR) diffusor. Correlated colour temperature 3000 K | 100.7
EO10302510 | ALICIA |  | ALICIA 68 / 15° 9W 4K CLEAR 1-10V CB | LED down light, 9W, for recessed ceiling mounting with transparent (CLEAR) diffusor. Correlated colour temperature 4000 K | 100.7
EO10302527 | ALICIA |  | ALICIA 68 / 24° 9W 3K CLEAR 1-10V CB | LED down light, 9W, for recessed ceiling mounting with transparent (CLEAR) diffusor. Correlated colour temperature 3000 K | 100.7
EO10302534 | ALICIA |  | ALICIA 68 / 24° 9W 4K CLEAR 1-10V CB | LED down light, 9W, for recessed ceiling mounting with transparent (CLEAR) diffusor. Correlated colour temperature 4000 K | 100.7
EO10302541 | ALICIA |  | ALICIA 68 / 36° 9W 3K CLEAR 1-10V CB | LED down light, 9W, for recessed ceiling mounting with transparent (CLEAR) diffusor. Correlated colour temperature 3000 K | 100.7
EO10302558 | ALICIA |  | ALICIA 68 / 36° 9W 4K CLEAR 1-10V CB | LED down light, 9W, for recessed ceiling mounting with transparent (CLEAR) diffusor. Correlated colour temperature 4000 K | 100.7
EO10304002 | STINA |  | STINA 90 / 25° 15W 3K BLACK CLEAR ON/OFF | LED down light, 15W, for recessed ceiling mounting with transparent (CLEAR) diffusor. Colour temperature 3000 K | 83.22
EO10304019 | STINA |  | STINA 90 / 25° 15W 4K BLACK CLEAR ON/OFF | LED down light, 15W, for recessed ceiling mounting with transparent (CLEAR) diffusor. Colour temperature 4000 K | 83.22
EO10304026 | STINA |  | STINA 90 / 38° 15W 3K BLACK CLEAR ON/OFF | LED down light, 15W, for recessed ceiling mounting with transparent (CLEAR) diffusor. Colour temperature 3000 K | 83.22
EO10304033 | STINA |  | STINA 90 / 38° 15W 4K BLACK CLEAR ON/OFF | LED down light, 15W, for recessed ceiling mounting with transparent (CLEAR) diffusor. Colour temperature 4000 K | 83.22
EO10304040 | STINA |  | STINA 90 / 60° 15W 3K BLACK CLEAR ON/OFF | LED down light, 15W, for recessed ceiling mounting with transparent (CLEAR) diffusor. Colour temperature 3000 K | 83.22
EO10304057 | STINA |  | STINA 90 / 60° 15W 4K BLACK CLEAR ON/OFF | LED down light, 15W, for recessed ceiling mounting with transparent (CLEAR) diffusor. Colour temperature 4000 K | 83.22
EO10304064 | STINA |  | STINA 112 / 38° 15W 3K BLACK CLEAR ON/OFF | LED down light, 15W, for recessed ceiling mounting with transparent (CLEAR) diffusor. Colour temperature 3000 K | 85.88
EO10304071 | STINA |  | STINA 112 / 38° 15W 4K BLACK CLEAR ON/OFF | LED down light, 15W, for recessed ceiling mounting with transparent (CLEAR) diffusor. Colour temperature 4000 K | 85.88
EO10304088 | STINA |  | STINA 112 / 60° 15W 3K BLACK CLEAR ON/OFF | LED down light, 15W, for recessed ceiling mounting with transparent (CLEAR) diffusor. Colour temperature 3000 K | 85.88
EO10304095 | STINA |  | STINA 112 / 60° 15W 4K BLACK CLEAR ON/OFF | LED down light, 15W, for recessed ceiling mounting with transparent (CLEAR) diffusor. Colour temperature 4000 K | 85.88
EO10304101 | STINA |  | STINA 90 / 25° 15W 3K WHITE CLEAR ON/OFF | LED down light, 15W, for recessed ceiling mounting with transparent (CLEAR) diffusor. Colour temperature 3000 K | 83.22
EO10304118 | STINA |  | STINA 90 / 25° 15W 4K WHITE CLEAR ON/OFF | LED down light, 15W, for recessed ceiling mounting with transparent (CLEAR) diffusor. Colour temperature 4000 K | 83.22
EO10304125 | STINA |  | STINA 90 / 38° 15W 3K WHITE CLEAR ON/OFF | LED down light, 15W, for recessed ceiling mounting with transparent (CLEAR) diffusor. Colour temperature 3000 K | 83.22
EO10304132 | STINA |  | STINA 90 / 38° 15W 4K WHITE CLEAR ON/OFF | LED down light, 15W, for recessed ceiling mounting with transparent (CLEAR) diffusor. Colour temperature 4000 K | 83.22
EO10304149 | STINA |  | STINA 90 / 60° 15W 3K WHITE CLEAR ON/OFF | LED down light, 15W, for recessed ceiling mounting with transparent (CLEAR) diffusor. Colour temperature 3000 K | 83.22
EO10304156 | STINA |  | STINA 90 / 60° 15W 4K WHITE CLEAR ON/OFF | LED down light, 15W, for recessed ceiling mounting with transparent (CLEAR) diffusor. Colour temperature 4000 K | 83.22
EO10304163 | STINA |  | STINA 112 / 38° 15W 3K WHITE CLEAR ON/OFF | LED down light, 15W, for recessed ceiling mounting with transparent (CLEAR) diffusor. Colour temperature 3000 K | 85.88
EO10304170 | STINA |  | STINA 112 / 38° 15W 4K WHITE CLEAR ON/OFF | LED down light, 15W, for recessed ceiling mounting with transparent (CLEAR) diffusor. Colour temperature 4000 K | 85.88
EO10304187 | STINA |  | STINA 112 / 60° 15W 3K WHITE CLEAR ON/OFF | LED down light, 15W, for recessed ceiling mounting with transparent (CLEAR) diffusor. Colour temperature 3000 K | 85.88
EO10304194 | STINA |  | STINA 112 / 60° 15W 4K WHITE CLEAR ON/OFF | LED down light, 15W, for recessed ceiling mounting with transparent (CLEAR) diffusor. Colour temperature 4000 K | 85.88
EO10304200 | STINA |  | STINA 90 / 25° 15W 3K BLACK CLEAR DALI | LED down light, 15W, for recessed ceiling mounting with transparent (CLEAR) diffusor. Colour temperature 3000 K | 174.42
EO10304217 | STINA |  | STINA 90 / 25° 15W 4K BLACK CLEAR DALI | LED down light, 15W, for recessed ceiling mounting with transparent (CLEAR) diffusor. Colour temperature 4000 K | 174.42
EO10304224 | STINA |  | STINA 90 / 38° 15W 3K BLACK CLEAR DALI | LED down light, 15W, for recessed ceiling mounting with transparent (CLEAR) diffusor. Colour temperature 3000 K | 174.42
EO10304231 | STINA |  | STINA 90 / 38° 15W 4K BLACK CLEAR DALI | LED down light, 15W, for recessed ceiling mounting with transparent (CLEAR) diffusor. Colour temperature 4000 K | 174.42
EO10304248 | STINA |  | STINA 90 / 60° 15W 3K BLACK CLEAR DALI | LED down light, 15W, for recessed ceiling mounting with transparent (CLEAR) diffusor. Colour temperature 3000 K | 174.42
EO10304255 | STINA |  | STINA 90 / 60° 15W 4K BLACK CLEAR DALI | LED down light, 15W, for recessed ceiling mounting with transparent (CLEAR) diffusor. Colour temperature 4000 K | 174.42
EO10304262 | STINA |  | STINA 112 / 38° 15W 3K BLACK CLEAR DALI | LED down light, 15W, for recessed ceiling mounting with transparent (CLEAR) diffusor. Colour temperature 3000 K | 177.46
EO10304279 | STINA |  | STINA 112 / 38° 15W 4K BLACK CLEAR DALI | LED down light, 15W, for recessed ceiling mounting with transparent (CLEAR) diffusor. Colour temperature 4000 K | 177.46
EO10304286 | STINA |  | STINA 112 / 60° 15W 3K BLACK CLEAR DALI | LED down light, 15W, for recessed ceiling mounting with transparent (CLEAR) diffusor. Colour temperature 3000 K | 177.46
EO10304293 | STINA |  | STINA 112 / 60° 15W 4K BLACK CLEAR DALI | LED down light, 15W, for recessed ceiling mounting with transparent (CLEAR) diffusor. Colour temperature 4000 K | 177.46
EO10304309 | STINA |  | STINA 90 / 25° 15W 3K WHITE CLEAR DALI | LED down light, 15W, for recessed ceiling mounting with transparent (CLEAR) diffusor. Colour temperature 3000 K | 174.42
EO10304316 | STINA |  | STINA 90 / 25° 15W 4K WHITE CLEAR DALI | LED down light, 15W, for recessed ceiling mounting with transparent (CLEAR) diffusor. Colour temperature 4000 K | 174.42
EO10304323 | STINA |  | STINA 90 / 38° 15W 3K WHITE CLEAR DALI | LED down light, 15W, for recessed ceiling mounting with transparent (CLEAR) diffusor. Colour temperature 3000 K | 174.42
EO10304330 | STINA |  | STINA 90 / 38° 15W 4K WHITE CLEAR DALI | LED down light, 15W, for recessed ceiling mounting with transparent (CLEAR) diffusor. Colour temperature 4000 K | 174.42
EO10304347 | STINA |  | STINA 90 / 60° 15W 3K WHITE CLEAR DALI | LED down light, 15W, for recessed ceiling mounting with transparent (CLEAR) diffusor. Colour temperature 3000 K | 174.42
EO10304354 | STINA |  | STINA 90 / 60° 15W 4K WHITE CLEAR DALI | LED down light, 15W, for recessed ceiling mounting with transparent (CLEAR) diffusor. Colour temperature 4000 K | 174.42
EO10304361 | STINA |  | STINA 112 / 38° 15W 3K WHITE CLEAR DALI | LED down light, 15W, for recessed ceiling mounting with transparent (CLEAR) diffusor. Colour temperature 3000 K | 177.46
EO10304378 | STINA |  | STINA 112 / 38° 15W 4K WHITE CLEAR DALI | LED down light, 15W, for recessed ceiling mounting with transparent (CLEAR) diffusor. Colour temperature 4000 K | 177.46
EO10304385 | STINA |  | STINA 112 / 60° 15W 3K WHITE CLEAR DALI | LED down light, 15W, for recessed ceiling mounting with transparent (CLEAR) diffusor. Colour temperature 3000 K | 177.46
EO10304392 | STINA |  | STINA 112 / 60° 15W 4K WHITE CLEAR DALI | LED down light, 15W, for recessed ceiling mounting with transparent (CLEAR) diffusor. Colour temperature 4000 K | 177.46
EO10304408 | STINA |  | STINA 90 / 25° 15W 3K BLACK CLEAR ON/OFF CB | LED down light, 15W, for recessed ceiling mounting with transparent (CLEAR) diffusor. Colour temperature 3000 K | 90.82
EO10304415 | STINA |  | STINA 90 / 25° 15W 4K BLACK CLEAR ON/OFF CB | LED down light, 15W, for recessed ceiling mounting with transparent (CLEAR) diffusor. Colour temperature 4000 K | 90.82
EO10304422 | STINA |  | STINA 90 / 38° 15W 3K BLACK CLEAR ON/OFF CB | LED down light, 15W, for recessed ceiling mounting with transparent (CLEAR) diffusor. Colour temperature 3000 K | 90.82
EO10304439 | STINA |  | STINA 90 / 38° 15W 4K BLACK CLEAR ON/OFF CB | LED down light, 15W, for recessed ceiling mounting with transparent (CLEAR) diffusor. Colour temperature 4000 K | 90.82
EO10304446 | STINA |  | STINA 90 / 60° 15W 3K BLACK CLEAR ON/OFF CB | LED down light, 15W, for recessed ceiling mounting with transparent (CLEAR) diffusor. Colour temperature 3000 K | 90.82
EO10304453 | STINA |  | STINA 90 / 60° 15W 4K BLACK CLEAR ON/OFF CB | LED down light, 15W, for recessed ceiling mounting with transparent (CLEAR) diffusor. Colour temperature 4000 K | 90.82
EO10304460 | STINA |  | STINA 112 / 38° 15W 3K BLACK CLEAR ON/OFF CB | LED down light, 15W, for recessed ceiling mounting with transparent (CLEAR) diffusor. Colour temperature 3000 K | 93.48
EO10304477 | STINA |  | STINA 112 / 38° 15W 4K BLACK CLEAR ON/OFF CB | LED down light, 15W, for recessed ceiling mounting with transparent (CLEAR) diffusor. Colour temperature 4000 K | 93.48
EO10304484 | STINA |  | STINA 112 / 60° 15W 3K BLACK CLEAR ON/OFF CB | LED down light, 15W, for recessed ceiling mounting with transparent (CLEAR) diffusor. Colour temperature 3000 K | 93.48
EO10304491 | STINA |  | STINA 112 / 60° 15W 4K BLACK CLEAR ON/OFF CB | LED down light, 15W, for recessed ceiling mounting with transparent (CLEAR) diffusor. Colour temperature 4000 K | 93.48
EO10304507 | STINA |  | STINA 90 / 25° 15W 3K WHITE CLEAR ON/OFF CB | LED down light, 15W, for recessed ceiling mounting with transparent (CLEAR) diffusor. Colour temperature 3000 K | 90.82
EO10304514 | STINA |  | STINA 90 / 25° 15W 4K WHITE CLEAR ON/OFF CB | LED down light, 15W, for recessed ceiling mounting with transparent (CLEAR) diffusor. Colour temperature 4000 K | 90.82
EO10304521 | STINA |  | STINA 90 / 38° 15W 3K WHITE CLEAR ON/OFF CB | LED down light, 15W, for recessed ceiling mounting with transparent (CLEAR) diffusor. Colour temperature 3000 K | 90.82
EO10304538 | STINA |  | STINA 90 / 38° 15W 4K WHITE CLEAR ON/OFF CB | LED down light, 15W, for recessed ceiling mounting with transparent (CLEAR) diffusor. Colour temperature 4000 K | 90.82
EO10304545 | STINA |  | STINA 90 / 60° 15W 3K WHITE CLEAR ON/OFF CB | LED down light, 15W, for recessed ceiling mounting with transparent (CLEAR) diffusor. Colour temperature 3000 K | 90.82
EO10304552 | STINA |  | STINA 90 / 60° 15W 4K WHITE CLEAR ON/OFF CB | LED down light, 15W, for recessed ceiling mounting with transparent (CLEAR) diffusor. Colour temperature 4000 K | 90.82
EO10304569 | STINA |  | STINA 112 / 38° 15W 3K WHITE CLEAR ON/OFF CB | LED down light, 15W, for recessed ceiling mounting with transparent (CLEAR) diffusor. Colour temperature 3000 K | 93.48
EO10304576 | STINA |  | STINA 112 / 38° 15W 4K WHITE CLEAR ON/OFF CB | LED down light, 15W, for recessed ceiling mounting with transparent (CLEAR) diffusor. Colour temperature 4000 K | 93.48
EO10304583 | STINA |  | STINA 112 / 60° 15W 3K WHITE CLEAR ON/OFF CB | LED down light, 15W, for recessed ceiling mounting with transparent (CLEAR) diffusor. Colour temperature 3000 K | 93.48
EO10304590 | STINA |  | STINA 112 / 60° 15W 4K WHITE CLEAR ON/OFF CB | LED down light, 15W, for recessed ceiling mounting with transparent (CLEAR) diffusor. Colour temperature 4000 K | 93.48
EO10304606 | STINA |  | STINA 90 / 25° 15W 3K BLACK CLEAR DALI CB | LED down light, 15W, for recessed ceiling mounting with transparent (CLEAR) diffusor. Colour temperature 3000 K | 182.02
EO10304613 | STINA |  | STINA 90 / 25° 15W 4K BLACK CLEAR DALI CB | LED down light, 15W, for recessed ceiling mounting with transparent (CLEAR) diffusor. Colour temperature 4000 K | 182.02
EO10304620 | STINA |  | STINA 90 / 38° 15W 3K BLACK CLEAR DALI CB | LED down light, 15W, for recessed ceiling mounting with transparent (CLEAR) diffusor. Colour temperature 3000 K | 182.02
EO10304637 | STINA |  | STINA 90 / 38° 15W 4K BLACK CLEAR DALI CB | LED down light, 15W, for recessed ceiling mounting with transparent (CLEAR) diffusor. Colour temperature 4000 K | 182.02
EO10304644 | STINA |  | STINA 90 / 60° 15W 3K BLACK CLEAR DALI CB | LED down light, 15W, for recessed ceiling mounting with transparent (CLEAR) diffusor. Colour temperature 3000 K | 182.02
EO10304651 | STINA |  | STINA 90 / 60° 15W 4K BLACK CLEAR DALI CB | LED down light, 15W, for recessed ceiling mounting with transparent (CLEAR) diffusor. Colour temperature 4000 K | 182.02
EO10304668 | STINA |  | STINA 112 / 38° 15W 3K BLACK CLEAR DALI CB | LED down light, 15W, for recessed ceiling mounting with transparent (CLEAR) diffusor. Colour temperature 3000 K | 184.68
EO10304675 | STINA |  | STINA 112 / 38° 15W 4K BLACK CLEAR DALI CB | LED down light, 15W, for recessed ceiling mounting with transparent (CLEAR) diffusor. Colour temperature 4000 K | 184.68
EO10304682 | STINA |  | STINA 112 / 60° 15W 3K BLACK CLEAR DALI CB | LED down light, 15W, for recessed ceiling mounting with transparent (CLEAR) diffusor. Colour temperature 3000 K | 184.68
EO10304699 | STINA |  | STINA 112 / 60° 15W 4K BLACK CLEAR DALI CB | LED down light, 15W, for recessed ceiling mounting with transparent (CLEAR) diffusor. Colour temperature 4000 K | 184.68
EO10304705 | STINA |  | STINA 90 / 25° 15W 3K WHITE CLEAR DALI CB | LED down light, 15W, for recessed ceiling mounting with transparent (CLEAR) diffusor. Colour temperature 3000 K | 182.02
EO10304712 | STINA |  | STINA 90 / 25° 15W 4K WHITE CLEAR DALI CB | LED down light, 15W, for recessed ceiling mounting with transparent (CLEAR) diffusor. Colour temperature 4000 K | 182.02
EO10304729 | STINA |  | STINA 90 / 38° 15W 3K WHITE CLEAR DALI CB | LED down light, 15W, for recessed ceiling mounting with transparent (CLEAR) diffusor. Colour temperature 3000 K | 182.02
EO10304736 | STINA |  | STINA 90 / 38° 15W 4K WHITE CLEAR DALI CB | LED down light, 15W, for recessed ceiling mounting with transparent (CLEAR) diffusor. Colour temperature 4000 K | 182.02
EO10304743 | STINA |  | STINA 90 / 60° 15W 3K WHITE CLEAR DALI CB | LED down light, 15W, for recessed ceiling mounting with transparent (CLEAR) diffusor. Colour temperature 3000 K | 182.02
EO10304750 | STINA |  | STINA 90 / 60° 15W 4K WHITE CLEAR DALI CB | LED down light, 15W, for recessed ceiling mounting with transparent (CLEAR) diffusor. Colour temperature 4000 K | 182.02
EO10304767 | STINA |  | STINA 112 / 38° 15W 3K WHITE CLEAR DALI CB | LED down light, 15W, for recessed ceiling mounting with transparent (CLEAR) diffusor. Colour temperature 3000 K | 184.68
EO10304774 | STINA |  | STINA 112 / 38° 15W 4K WHITE CLEAR DALI CB | LED down light, 15W, for recessed ceiling mounting with transparent (CLEAR) diffusor. Colour temperature 4000 K | 184.68
EO10304781 | STINA |  | STINA 112 / 60° 15W 3K WHITE CLEAR DALI CB | LED down light, 15W, for recessed ceiling mounting with transparent (CLEAR) diffusor. Colour temperature 3000 K | 184.68
EO10304798 | STINA |  | STINA 112 / 60° 15W 4K WHITE CLEAR DALI CB | LED down light, 15W, for recessed ceiling mounting with transparent (CLEAR) diffusor. Colour temperature 4000 K | 184.68
EO10306006 | ISABELLE |  | ISABELLE 45W 3K WH CRYSTAL PD S-BASE | LED floor lamp, 45 W LED output, for workplace-oriented lighting with non-glare direct component and indirect light. Colour temperature 3000 K | 910
EO10306013 | ISABELLE |  | ISABELLE 45W 4K WH CRYSTAL PD S-BASE | LED floor lamp, 45 W LED output, for workplace-oriented lighting with non-glare direct component and indirect light. Colour temperature 4000 K | 910
EO10306020 | ISABELLE |  | ISABELLE 45W 3K BK CRYSTAL PD S-BASE | LED floor lamp, 45 W LED output, for workplace-oriented lighting with non-glare direct component and indirect light. Colour temperature 3000 K | 910
EO10306037 | ISABELLE |  | ISABELLE 45W 4K BK CRYSTAL PD S-BASE | LED floor lamp, 45 W LED output, for workplace-oriented lighting with non-glare direct component and indirect light. Colour temperature 4000 K | 910
EO10306044 | ISABELLE |  | ISABELLE 45W 3K WH CRYSTAL PD U-BASE | LED floor lamp, 45 W LED output, for workplace-oriented lighting with non-glare direct component and indirect light. Colour temperature 3000 K | 910
EO10306051 | ISABELLE |  | ISABELLE 45W 4K WH CRYSTAL PD U-BASE | LED floor lamp, 45 W LED output, for workplace-oriented lighting with non-glare direct component and indirect light. Colour temperature 4000 K | 910
EO10306068 | ISABELLE |  | ISABELLE 45W 3K BK CRYSTAL PD U-BASE | LED floor lamp, 45 W LED output, for workplace-oriented lighting with non-glare direct component and indirect light. Colour temperature 3000 K | 910
EO10306075 | ISABELLE |  | ISABELLE 45W 4K BK CRYSTAL PD U-BASE | LED floor lamp, 45 W LED output, for workplace-oriented lighting with non-glare direct component and indirect light. Colour temperature 4000 K | 910
EO10306082 | Accessories |  | Mobil ISABELLE | Remote control for ISABELLE series (floor light) | 31.54
EO10306105 | ISABELLE |  | ISABELLE 72W 3K WH CRYSTAL ON/OFF | LED pendant light, LED output 72 W, for workplace lighting with glare-free direct and indirect light. Colour temperature 3000 K | 435.48
EO10306112 | ISABELLE |  | ISABELLE 72W 3K BK CRYSTAL ON/OFF | LED pendant light, LED output 72 W, for workplace lighting with glare-free direct and indirect light. Colour temperature 3000 K | 435.48
EO10306129 | ISABELLE |  | ISABELLE 72W 4K WH CRYSTAL ON/OFF | LED pendant light, LED output 72 W, for workplace lighting with glare-free direct and indirect light. Colour temperature 4000 K | 435.48
EO10306136 | ISABELLE |  | ISABELLE 72W 4K BK CRYSTAL ON/OFF | LED pendant light, LED output 72 W, for workplace lighting with glare-free direct and indirect light. Colour temperature 4000 K | 435.48
EO10306143 | ISABELLE |  | ISABELLE 72W 3K WH CRYSTAL DALI | LED pendant light, LED output 72 W, for workplace lighting with glare-free direct and indirect light. Colour temperature 3000 K | 494.76
EO10306150 | ISABELLE |  | ISABELLE 72W 3K BK CRYSTAL DALI | LED pendant light, LED output 72 W, for workplace lighting with glare-free direct and indirect light. Colour temperature 3000 K | 494.76
EO10306167 | ISABELLE |  | ISABELLE 72W 4K WH CRYSTAL DALI | LED pendant light, LED output 72 W, for workplace lighting with glare-free direct and indirect light. Colour temperature 4000 K | 494.76
EO10306174 | ISABELLE |  | ISABELLE 72W 4K BK CRYSTAL DALI | LED pendant light, LED output 72 W, for workplace lighting with glare-free direct and indirect light. Colour temperature 4000 K | 494.76
EO10306181 | ISABELLE |  | ISABELLE 72W 3K WH CRYSTAL AUTO DALI | LED pendant light, LED output 72 W, for workplace lighting with glare-free direct and indirect light. Colour temperature 3000 K | 613.7
EO10306198 | ISABELLE |  | ISABELLE 72W 3K BK CRYSTAL AUTO DALI | LED pendant light, LED output 72 W, for workplace lighting with glare-free direct and indirect light. Colour temperature 3000 K | 613.7
EO10306204 | ISABELLE |  | ISABELLE 72W 4K WH CRYSTAL AUTO DALI | LED pendant light, LED output 72 W, for workplace lighting with glare-free direct and indirect light. Colour temperature 4000 K | 613.7
EO10306211 | ISABELLE |  | ISABELLE 72W 4K BK CRYSTAL AUTO DALI | LED pendant light, LED output 72 W, for workplace lighting with glare-free direct and indirect light. Colour temperature 4000 K | 613.7
EO10310102 | OLIVIA |  | OLIVIA 1265 36W 4K MILKY ON/OFF | LED wet room light with opal (MILKY) cover (diffuser), LED output 36W, colour temperature approx. 4000K (neutral white) | 110.96
EO10310119 | OLIVIA |  | OLIVIA 1565 50W 4K MILKY ON/OFF | LED wet room light with opal (MILKY) cover (diffuser), LED output 50W, colour temperature approx. 4000K (neutral white) | 134.52
EO10310126 | OLIVIA |  | OLIVIA 1265 36W 4K MILKY DALI | LED wet room light with opal (MILKY) cover (diffuser), LED output 36W, colour temperature approx. 4000K (neutral white) | 205.8
EO10310133 | OLIVIA |  | OLIVIA 1565 50W 4K MILKY DALI | LED wet room light with opal (MILKY) cover (diffuser), LED output 50W, colour temperature approx. 4000K (neutral white) | 222.6
EO10310164 | OLIVIA |  | OLIVIA 1565 60W 4K MILKY ON/OFF | LED wet room light with opal (MILKY) cover (diffuser), LED output 60W, colour temperature approx. 4000K (neutral white) | 150.48
EO10430947 | Accessories |  | Universal junction box 5 terminal | Universal junction box, black, 5-pin, 2.5 mm² | 8.74
EO10849800 | BOARDLIGHT |  | BOARDLIGHT 1200 30W 3K ON/OFF | LED display board light, LED output 30 W, colour temperature approx. 3000 K | 365.085
EO10849817 | BOARDLIGHT |  | BOARDLIGHT 1200 30W 4K ON/OFF | LED display board light, LED output 30 W, colour temperature approx. 4000 K | 365.085
EO10849824 | Accessories | NEW ! | BOARDLIGHT pendulum set | Suspension cable for BOARDLIGHT display board light | 44.46
EO10849831 | Accessories |  | BOARDLIGHT wall arm WH | Wall arm for BOARDLIGHT display board light, white | 145.54
EO10849848 | Accessories | NEW ! | BOARDLIGHT 1250 FM mounting frame WH | Ceiling flush mounting frame for BOARDLIGHT display board light | 96.52
EO10849855 | Accessories | NEW ! | BOARDLIGHT 1200 FM mounting frame WH | Ceiling flush mounting frame for BOARDLIGHT display board light | 96.52
EO10850004 | ELLEN |  | ELLEN 300 12W 3K MILKY AUTO ON/OFF | LED round light, 12 W, colour temperature approx. 3000 K (warm white), with integrated high-frequency detector and an additional switching output | 95
EO10850011 | ELLEN |  | ELLEN 300 12W 3K MILKY ON/OFF | LED round light, 12 W, colour temperature approx. 3000 K (warm white), zero-cross switching for gentle switching | 71.44
EO10850066 | ELLEN |  | ELLEN 300 12W 4K MILKY AUTO ON/OFF | LED round light, 12 W, colour temperature approx. 4000 K (warm white), with integrated high-frequency detector and an additional switching output | 95
EO10850073 | ELLEN |  | ELLEN 300 12W 4K MILKY ON/OFF | LED round light, 12 W, colour temperature approx. 4000K (warm white), zero-cross switching for gentle switching | 71.44
EO10850080 | ELLEN |  | ELLEN 300 IP44 12W 3K MILKY AUTO ON/OFF | LED round light, 12 W, IP 44, colour temperature 3000 K (warm white), with integrated high-frequency detector and an additional switching output | 106.78
EO10850097 | ELLEN |  | ELLEN 300 IP44 12W 3K MILKY ON/OFF | LED round light, 12 W, IP44, colour temperature approx. 3000 K (warm white), zero-cross switching for gentle switching | 83.22
EO10850103 | ELLEN |  | ELLEN 300 IP44 12W 4K MILKY AUTO ON/OFF | LED round light, 12 W, IP44, colour temperature 4000 K (neutral white), with integrated high-frequency detector and an additional switching output | 106.78
EO10850110 | ELLEN |  | ELLEN 300 IP44 12W 4K MILKY ON/OFF | LED round light, 12 W, IP44, colour temperature approx. 4000 K (neutral white), zero-cross switching for gentle switching | 83.22
EO10850301 | ALMA | NEW ! | ALMA WCL 300 OP 1600 830 IP65 MD | LED round light, 12 W, colour temperature approx. 3000 K (warm white), with integrated high-frequency detector and an additional switching output, protection type IP 65 | 138.548
EO10850318 | ALMA | NEW ! | ALMA WCL 300 OP 1600 830 IP65 | LED round light, 12 W, colour temperature approx. 3000 K (warm white), protection type IP 65 | 110.846
EO10850325 | ALMA | NEW ! | ALMA WCL 300 OP 1600 840 IP65 MD | LED round light, 12 W, colour temperature approx. 4000 K (neutral white), with integrated high-frequency detector and an additional switching output, protection type IP 65 | 138.548
EO10850332 | ALMA | NEW ! | ALMA WCL 300 OP 1600 840 IP65 | LED round light, 12 W, colour temperature approx. 4000 K (neutral white), protection type IP 65 | 110.846
EP00007231 | Accessories |  | Cover FLAT series ROUND WHITE cover | Cover for presence and motion detectors | 9.12
EP00007248 | Accessories |  | Cover FLAT series SQUARE WHITE cover | Cover for presence and motion detectors | 9.12
EP00007255 | Accessories |  | Cover FLAT series GLASS ROUND WHITE cover | Cover for presence and motion detectors | 47.5
EP00007262 | Accessories |  | Cover FLAT series GLASS SQUARE WHITE cover | Cover for presence and motion detectors | 47.5
EP00007279 | Accessories |  | Cover FLAT series ROUND BLACK cover | Cover for presence and motion detectors | 9.12
EP00007286 | Accessories |  | Cover FLAT series SQUARE BLACK cover | Cover for presence and motion detectors | 9.12
EP00007293 | Accessories |  | Cover FLAT series GLASS ROUND BLACK cover | Cover for presence and motion detectors | 47.5
EP00007309 | Accessories |  | Cover FLAT series GLASS SQUARE BLACK cover | Cover for presence and motion detectors | 47.5
EP00007316 | Accessories |  | Cover FLAT series ROUND GREY cover | Cover for presence and motion detectors | 9.12
EP00007323 | Accessories |  | Cover FLAT series GLASS ROUND GREY cover | Cover for presence and motion detectors | 47.5
EP10055317 | COMPACT |  | MD-C 360i/24 | 360° ceiling-mounted motion detector, recessed, approx. Ø 24 m, remotely controlled | 168.3
EP10055379 | COMPACT |  | PD-C 360/8 Slave | 360° ceiling-mounted presence detector, recessed-mounted, slave, approx. range Ø 8 m, white | 115.9
EP10055386 | COMPACT |  | PD-C 360/24 Slave | 360° ceiling-mounted presence detector, recessed-mounted, slave, approx. range Ø 24 m | 160.5
EP10055393 | COMPACT |  | MD-C 360i/8 | 360° ceiling-mounted motion detector, recessed-mounted, approx. range Ø 8 m, remotely controlled | 132.6
EP10425042 | COMPACT |  | PD-C 360i/8plus | 360° recessed ceiling-mounted presence detector, range of approx. Ø 8 m, floating make contact, remotely controlled | 158.3
EP10425059 | COMPACT |  | PD-C 360i/8 | 360° ceiling-mounted presence detector, recessed-mounted, approx. range Ø 8 m, remotely controlled | 142.8
EP10425288 | COMPACT |  | PD-C 360i/24plus | 360° recessed ceiling-mounted presence detector, range of approx. Ø 24 m, floating make contact, remotely controlled | 223.9
EP10425295 | COMPACT |  | PD-C 360i/24 DUOplus | 360° ceiling-mounted presence detector, recessed, range Ø 24 m, control of 2 lighting groups, HVAC, remotely controlled | 192
EP10425356 | ESY-Pen |  | ESY-Pen | All-in-one device (remote control Bluetooth IR) for fast commissioning, simple control, precise light measurement, comprehensive project management | 166.44
EP10425370 | Accessories |  | Surface-mounted box-C IP 20 | Surface-mounted box IP 20 for PD-C360 and MD-C360, white | 11.4
EP10425387 | Accessories |  | Surface-mounted box-C IP 20 | Surface-mounted box IP 20 for PD-C360 and MD-C360, silver | 20.14
EP10425431 | Accessories |  | Cover set C360/24 | Cover und design ring for PD-C360/24 and MD-C360/24 | 17.86
EP10425707 | COMPACT |  | PD-C 360i/24 DRY | 360° ceiling-mounted presence detector, recessed, range Ø 24 m, 2 floating break contacts, remotely controlled | 309.7
EP10425776 | COMPACT MINI |  | MD-C 360i/6 mini 12V | 360° recessed ceiling-mounted motion detector, approx. Ø 6 m, 12 V DC, remotely controlled | 145.7
EP10425783 | COMPACT |  | PD-C 360i/24 DIMplus WH | 360° ceiling-mounted presence detector, recessed, range approx. elliptic Ø 32 x 4 m, 1 - 10 V DC interface, HVAC channel | 313.2
EP10425790 | COMPACT |  | PD-C 360/24 Slave WH | 360° ceiling-mounted presence detector, recessed-mounted, slave, range approx. elliptical Ø 32 x 4 m | 187.5
EP10425851 | COMPACT MINI |  | MD-C 360i/6 mini | 360° recessed ceiling-mounted motion detector, approx. Ø 6 m, recessed mounting, remotely controlled | 114.9
EP10425868 | COMPACT MINI |  | PD-C 360i/6 mini | Recessed ceiling-mounted presence detector 360°, range approx. Ø 6 m, recessed mounting, remotely controlled | 142.1
EP10425875 | COMPACT |  | MD-C 360i/8 MIC | 360° ceiling-mounted motion detector, recessed-mounted, approx. range Ø 8 m, acoustic sensor, remotely controlled | 158.3
EP10425882 | COMPACT |  | PD-C 360i/8 MIC | 360° recessed ceiling-mounted presence detector, approx. range of Ø 8 m, MIC, remotely controlled | 170.4
EP10425899 | Accessories |  | Mobil-PDi/Dali | Remote control for detector series PD-C360i/Dali | 37.62
EP10425905 | Accessories |  | Surface-mounted box C IP 54 | Surface-mounted box IP 54 for PD-C360 and MD-C360, white | 13
EP10425912 | Accessories |  | Surface-mounted box C IP 54 | Surface-mounted box IP 54 for PD-C360 and MD-C360, silver | 20.9
EP10425929 | Accessories |  | Ceiling-mounted set-C | Spring bracket for ceiling-mounted C series | 9.5
EP10425936 | Accessories |  | Cover set-C360/8 | Cover und design ring for PD-C360/8 and MD-C360/8 | 17.86
EP10426001 | COMPACT MINI |  | MD-C 360i/8 mini | 360° recessed ceiling-mounted motion detector, approx. Ø 8 m, recessed mounting, remotely controlled | 128.5
EP10426018 | COMPACT MINI |  | MD-C 360i/12 mini | 360° recessed ceiling-mounted motion detector, approx. Ø 12 m, recessed mounting, remotely controlled | 147.7
EP10426025 | COMPACT MINI |  | PD-C 360i/8 mini | Recessed ceiling-mounted presence detector 360°, range approx. Ø 8 m, recessed mounting, remotely controlled | 156.8
EP10426032 | COMPACT MINI |  | PD-C 360i/12 mini | 360° recessed ceiling-mounted presence detector, range approx. Ø 12 m, remotely controlled | 176.1
EP10426049 | COMPACT MINI |  | PD-C 360i/8 mini DIM | Recessed ceiling-mounted presence detector 360°, range approx. Ø 8 m, DIM, recessed mounting, remotely controlled | 197.7
EP10426063 | COMPACT MINI |  | PD-C 360/8 mini Slave | Recessed ceiling-mounted presence detector 360°, slave, range approx. Ø 8 m, recessed mounting | 125
EP10426155 | COMPACT MINI |  | PD-C 360i/8 mini KNX | Recessed ceiling-mounted presence detector 360°, range approx. Ø 8 m, KNX bus, remotely controlled | 189
EP10426162 | COMPACT MINI |  | PD-C 360i/12 mini KNX | Recessed ceiling-mounted presence detector 360°, range approx. Ø 12 m, KNX, recessed mounting, remotely controlled | 205.8
EP10426278 | Accessories |  | Surface-mounted box C XL IP20 | Surface-mounted box IP 20 for PD-C 360i/24 PS plus DALI, white | 23.218
EP10426353 | Accessories |  | ILR-230V current-limiting module | Current-limiting module for protecting the relay contact of a presence and motion detector | 41.42
EP10426384 | Accessories |  | Spotlight adapter 51/20 | Adapter for installing motion and presence detectors in spotlights for MD-C/PD-C360i/6 mini | 13
EP10426391 | Accessories |  | Spotlight adapter 51/25 | Adapter for installing motion and presence detectors in spotlights for PD-C/MD-C360i/8-12 mini | 14
EP10426445 | COMPACT |  | PD-C 180i KNX | Wall-mounted presence detector 180°, range approx. Ø 16 m, HVAC, MIC, KNX bus, remotely controlled | 184.8
EP10426452 | COMPACT |  | PD-C 180i KNX ECO | Wall-mounted presence detector 180°, range approx. Ø 16 m, KNX bus, remotely controlled | 159.6
EP10426704 | COMPACT |  | PD-C 360i/24 DIM | 360° ceiling-mounted presence detector, recessed, range approx. Ø 24 m, ESYLUX light control interface | 223.9
EP10426711 | COMPACT |  | PD-C 360i/8 DIM | 360° ceiling-mounted presence detector, recessed, range approx. Ø 8 m, 1 - 10 V DC interface | 143.8
EP10426728 | COMPACT |  | PD-C 360i/24 DIMplus-FM | 360° ceiling-mounted presence detector, recessed, range approx. Ø 24 m, 1 - 10 V DC interface, HVAC channel | 257.4
EP10426735 | COMPACT |  | PD-C 360i/24 DIMplus-SM | 360° ceiling-mounted presence detector, surface-mounted, range approx. Ø 24 m, 1 - 10 V DC interface, HVAC channel | 268.2
EP10426742 | COMPACT |  | PD-C 360i/24 DUODIMplus-FM | 360° ceiling-mounted presence detector,recessed-mounted, range Ø 24 m, control of 2 lighting groups, DIM, HVAC, remotely controlled | 326.6
EP10426759 | COMPACT |  | PD-C 360i/24 DUODIMplus-SM | 360° ceiling-mounted presence detector,surface-mounted, range Ø 24 m, control of 2 lighting groups, DIM, HVAC, remotely controlled | 337.4
EP10426803 | COMPACT |  | PD-C 360i/24 DUOplus-FM | 360° ceiling-mounted presence detector, recessed, range Ø 24 m, control of 2 lighting groups, HVAC, remotely controlled | 292
EP10426810 | COMPACT |  | PD-C 360i/24 DUOplus-SM | 360° ceiling-mounted presence detector,surface-mounted, range Ø 24 m, control of 2 lighting groups, HVAC, remotely controlled | 301.7
EP10426889 | Accessories |  | Recessed ceiling mounting kit for FLAT series | ESYLUX recessed ceiling mounting set for FLAT series Description: Housing material polypropylene (PP), white | 14.5
EP10426896 | Accessories |  | Recessed ceiling mounting kit FM | Spring bracket for ceiling-mounted C series (FM) | 23.6
EP10426988 | Accessories |  | RC filter/snubber | Filter for suppression of inductive loads | 16.72
EP10427008 | COMPACT MINI |  | MD-C 360i/8 mini-3m | 360° recessed ceiling-mounted motion detector, approx. Ø 8 m, recessed mounting, with connecting cable, remotely controlled | 179.7
EP10427015 | COMPACT MINI |  | PD-C 360i/8 mini-3m | 360° recessed ceiling-mounted presence detector, range of approx. Ø 8 m, with connecting cable, remotely controlled | 204.2
EP10427107 | Accessories |  | Cover IP20-BS1 | Cover IP20-BS1 white, similar to RAL 9010 for MD 180i and PD 180i | 9.5
EP10427114 | Accessories |  | Cover IP20-BS1 | Cover IP20-BS1 white, similar to RAL 1013 for MD 180i and PD 180i | 9.5
EP10427121 | Accessories |  | Cover IP20-BM2 | Cover IP20-BM2 white, similar to RAL 9010 for MD 180i and PD 180i | 9.5
EP10427138 | Accessories |  | Cover IP20-BM2 | Cover IP20-BM2 white, similar to RAL 1013 for MD 180i and PD 180i | 9.5
EP10427145 | Accessories |  | Cover IP20-BJSI | Cover IP20-BJSI white, similar to RAL 9010 for MD 180i and PD 180i | 9.5
EP10427152 | Accessories |  | Cover IP20-BJSI | Cover IP20-BJSI white, similar to RAL 1013 for MD 180i and PD 180i | 9.5
EP10427169 | Accessories |  | Cover IP20-G55 | Cover IP20-G55 white, similar to RAL 9010 for MD 180i and PD 180i | 9.5
EP10427176 | Accessories |  | Cover IP20-G55 | Cover IP20-G55 white, similar to RAL 1013 for MD 180i and PD 180i | 9.5
EP10427206 | ATMO |  | PD-ATMO 360i/8 A KNX | 360° ceiling-mounted presence detector, recessed-mounted, KNX, measurement of temperature and relative humidity, range Ø 8 m, remotely controlled | 353.78
EP10427213 | ATMO |  | PD-ATMO 360i/8 T KNX | 360° ceiling-mounted presence detector, recessed-mounted, KNX bus, temperature measurement, approx. range Ø 8 m, remotely controlled | 306.28
EP10427220 | ATMO |  | PD-ATMO 360i/8 O KNX | 360° ceiling-mounted presence detector, recessed-mounted, KNX, measurement of temperature, relative humidity and VOC, range Ø 8 m, remotely controlled | 520.22
EP10427305 | COMPACT |  | PD-C 180i/16 UC | 180° wall-mounted presence detector, recessed-mounted, 12-36 V, remotely controlled | 177.7
EP10427312 | COMPACT |  | PD-C 360i/8 UC | 360° recessed ceiling-mounted presence detector, approx. range of Ø 8 m, 12-36 V, remotely controlled | 163.135
EP10427329 | COMPACT |  | PD-C360i/24 UC | 360° recessed ceiling-mounted presence detector, approx. range of Ø 24 m, 12-36 V, remotely controlled | 213.3
EP10427336 | COMPACT EXPRESS |  | PD-CE 360i/24 UC | Recessed ceiling-mounted presence detector 360°, range approx. Ø 24 m, 12-36 V, remotely controlled | 231.5
EP10427343 | COMPACT MINI |  | PD-C 360i/8 mini UC | Recessed ceiling-mounted presence detector 360°, range approx. Ø 8 m, recessed mounting, 12-36 V, remotely controlled | 173.3
EP10427404 | COMPACT |  | PD-C 360i/8 KNX UP | 360° ceiling-mounted presence detector, recessed, range approx. Ø 8 m, KNX bus | 186.9
EP10427428 | COMPACT |  | PD-C 360i/24 KNX UP | 360° recessed ceiling-mounted presence detector, range of approx. Ø 24 m, 2 light channels, KNX bus | 224.7
EP10427435 | COMPACT |  | PD-C 360i/24 KNX ECO UP | 360° recessed ceiling-mounted presence detector, range of approx. Ø 24 m, 2 light channels, KNX bus | 197.4
EP10427442 | COMPACT |  | PD-C 360i/8 DUO DALI | 360° ceiling-mounted presence detector, recessed-mounted, approx. range Ø 8m, DUO, DALI/DSI | 210
EP10427459 | COMPACT |  | PD-C 360i/24 DUO DALI | 360° ceiling-mounted presence detector, recessed-mounted, approx. range Ø 24m, DUO, DALI/DSI | 317.7
EP10427473 | Compact |  | SW DALI Full Automation | Switching module for DALI bus flush-mounting | 59.28
EP10427480 | Compact |  | SW DALI Semi Automation | Switching module for DALI bus flush-mounting | 59.28
EP10427503 | FLAT MINI |  | PD-FLAT 360i/6 mini DALI | Recessed ceiling-mounted presence detector 360°, range approx. Ø 6 m, DALI-bus, remotely controlled | 226.8
EP10427510 | COMPACT MINI |  | PD-C 360i/8 mini DALI | 360° ceiling-mounted presence detector, flush-mounted, approx. range Ø 8m, DALI/DSI | 226.8
EP10427527 | Accessories |  | WMB for MD/PD 8 mini | Wall holder for PD-C 360i/8 mini (light barrier replacement) | 186.2
EP10427541 | FLAT |  | PD-FLAT 360i/8 ROUND WHITE DALI | design presence detector, DALI, range 8 meters in diameter, 1 channel, switching/dimming, with 2 HLK channels, flush mount, in-ceiling, round, white | 248.9
EP10427558 | FLAT |  | PD-FLAT 360i/8 SQUARE WHITE DALI | design presence detector, DALI, range 8 meters in diameter, 1 channel, switching/dimming, with 2 HLK channels, flush mount, in-ceiling, square, white | 248.9
EP10427602 | COMPACT |  | PD-C 360i/8 ELC | 360° ceiling-mounted presence detector, recessed, range approx. Ø 8 m, ESYLUX light control interface | 137
EP10427619 | COMPACT |  | PD-C 360i/24 ELC | 360° ceiling-mounted presence detector, recessed, range approx. Ø 24 m, ESYLUX light control interface | 164.6
EP10427749 | COMPACT |  | MD-C 360i/32 | 360° ceiling-mounted motion detector, recessed, approx. Ø 32 m, remotely controlled | 179.6
EP10427756 | COMPACT |  | PD-C 360i/32 | 360° recessed ceiling-mounted presence detector, approx. range Ø 32 m, N/O contact, remotely controlled | 189.75
EP10427763 | COMPACT |  | PD-C 360i/32 plus | 360° recessed ceiling-mounted presence detector, range of approx. Ø 32 m, floating make contact, remotely controlled | 235
EP10427770 | COMPACT |  | PD-C 360/32 Slave | 360° ceiling-mounted presence detector, recessed-mounted, slave, approx. range Ø 32 m | 170.5
EP10427787 | COMPACT |  | PD-C 360i/32 DUO DALI | 360° ceiling-mounted presence detector, recessed-mounted, approx. range Ø 32m, DUO, DALI/DSI | 325
EP10427794 | COMPACT |  | PD-C 360i/32 KNX UP | 360° recessed ceiling-mounted presence detector, range of approx. Ø 32 m, 2 light channels, KNX bus | 245
EP10427848 | Accessories |  | Cover 2 for Schneider Exxact IP20 WHITE | Cover IP20-EXX2 white for MD 180i and PD 180i | 14.82
EP10427862 | FLAT |  | MD-FLAT-E 360i/8 ROUND WHITE GST | 360° recessed ceiling-mounted motion detector, low profile design, range approx. Ø 8 m, remote control, round white, Wieland GST plug | 140.4
EP10427879 | FLAT |  | PD-FLAT-E 360i/8 ROUND WHITE GST | 360° recessed ceiling-mounted presence detector, flush mounted, range approx. Ø 8 m, remote control, round white, Wieland GST plug | 152.1
EP10427886 | FLAT |  | MD-FLAT 360i/8 ROUND WHITE | 360° ceiling-mounted motion detector, recessed-mounted, approx. range Ø 8 m, remotely controlled, round white | 156.7
EP10427893 | FLAT |  | MD-FLAT 360i/8 SQUARE WHITE | 360° ceiling-mounted motion detector, recessed-mounted, approx. range Ø 8 m, remotely controlled, square white | 156.7
EP10427909 | FLAT |  | PD-FLAT 360i/8 SQUARE BLACK DALI | design presence detector, DALI, range approx. 8 meters in diameter, 1 channel, switching/dimming, with 2 HLK channels, ceiling/wall, square, black | 248.9
EP10427916 | FLAT |  | PD-FLAT 360i/8 ROUND BLACK DALI | design presence detector, DALI, range approx. 8 meters in diameter, 1 channel, switching/dimming, with 2 HLK channels, ceiling/wall, round, black | 248.9
EP10427923 | FLAT |  | PD-FLAT 360i/8 SQUARE WHITE | 360° ceiling-mounted presence detector, recessed-mounted, approx. range Ø 8 m, remotely controlled, square white | 170.6
EP10427930 | FLAT |  | PD-FLAT 360i/8 ROUND WHITE | 360° ceiling-mounted presence detector, recessed-mounted, approx. range Ø 8 m, remotely controlled, round white | 170.6
EP10427947 | FLAT |  | PD-FLAT 360i/8 SQUARE BLACK | 360° ceiling-mounted presence detector, recessed-mounted, approx. range Ø 8 m, remotely controlled, square black | 170.6
EP10427954 | FLAT |  | PD-FLAT 360i/8 ROUND BLACK | 360° ceiling-mounted presence detector, recessed-mounted, approx. range Ø 8 m, remotely controlled, round black | 170.6
EP10428067 | COMPACT |  | PD-C 360i/24 | 360° recessed ceiling-mounted presence detector, approx. range Ø 24 m, N/O contact, remotely controlled | 180
EP10428074 | FLAT |  | MD-FLAT 360i/8 ROUND BLACK | 360° ceiling-mounted motion detector, flush mounted, low profile design, approx. range Ø 8 m, remotely controlled, round black | 94.5
EP10428081 | FLAT |  | MD-FLAT 360i/8 SQUARE BLACK | 360° ceiling-mounted motion detector, flush mounted, low profile design, approx. range Ø 8 m, remotely controlled, square black | 94.5
EP10428098 | Accessories |  | Cover LARGE FLAT series ROUND BLACK | Cover for presence and motion detectors | 9.88
EP10428111 | COMPACT |  | PD-C 360i/24 PS plus DALI | Universal presence detector for intelligent light control in lighting groups based on DALI standard with direct control of HVAC equipment. | 261.25
EP10428128 | COMPACT | NEW ! | MD-C 360i/40 Corridor | MD-C 360i/40 Corridor | 125.894
EP10428180 | COMPACT | NEW ! | PD-C 360i/40 Corridor | Ceiling presence detector 360 ° flush-mounted, approx. Ø 40 m, for corridors, remote-controlled | 149.644
EP10428548 | FLAT |  | MD-FLAT-E 360i/8 ROUND WHITE | 360° ceiling-mounted motion detector, recessed-mounted, approx. range Ø 8 m, remotely controlled, round white | 175.8
EP10428555 | FLAT |  | PD-FLAT-E 360i/8 ROUND WHITE | 360° ceiling-mounted presence detector, recessed-mounted, approx. range Ø 8 m, remotely controlled, round white | 188.1
EP10428579 | Accessories |  | Cover LARGE FLAT series ROUND WHITE | Cover for presence and motion detectors | 9.88
EP10428609 | FLAT |  | MD-FLAT 360i/8 LARGE ROUND WHITE | 360° ceiling-mounted motion detector, recessed-mounted, approx. range Ø 8 m, remotely controlled, round white | 101.08
EP10428623 | FLAT |  | PD-FLAT 360i/8 LARGE ROUND WHITE | 360° ceiling-mounted presence detector, recessed-mounted, approx. range Ø 8 m, remotely controlled, round white | 117.285
EP10428661 | FLAT |  | PD-FLAT 360i/8 LARGE ROUND WHITE DALI SET | Design presence detector, DALI, in set with DALI bus power supply, range 8 m in Ø, 1 channel, flush mounted, ceiling flush mounting, round, white | 162.785
EP10428685 | FLAT |  | PD-FLAT 360i/8 LARGE ROUND WHITE KNX | 360° ceiling-mounted presence detector, recessed, range approx. Ø 8 m, KNX bus | 136.5
EP10428708 | FLAT |  | PD-FLAT 360i/8 ROUND WHITE DALI SET | Design presence detector, DALI, in set with DALI bus power supply, range 8 m in Ø, 1 channel, flush mounted, ceiling flush mounting, round, white | 157.5
EP10428715 | FLAT |  | PD-FLAT 360i/8 SQUARE WHITE DALI SET | Design presence detector, DALI, in set with DALI bus power supply, range 8 m in Ø, 1 channel, flush mounted, ceiling flush mounting, square, white | 157.5
EP10433993 | Accessories |  | Mobil-PDi/MDi-universal | Universal remote control for motion detectors PD 180i, PD 360i, PD ATMO and motion detectors MD 180i, MD 360i | 145.92
EP10451706 | FLAT |  | PD-FLAT 360i/8 ROUND WHITE KNX | 360° ceiling-mounted presence detector, recessed, range approx. Ø 8 m, KNX bus | 145.5
EP10451713 | FLAT |  | PD-FLAT 360i/8 SQUARE WHITE KNX | 360° ceiling-mounted presence detector, recessed, range approx. Ø 8 m, KNX bus | 145.5
EP10451768 | FLAT |  | PD-FLAT 360i/8 ROUND BLACK KNX | 360° ceiling-mounted presence detector, recessed, range approx. Ø 8 m, KNX bus | 145.5
EP10451775 | FLAT |  | PD-FLAT 360i/8 SQUARE BLACK KNX | 360° ceiling-mounted presence detector, recessed, range approx. Ø 8 m, KNX bus | 145.5
EP10460104 | COMPACT |  | PD-C 180i/16 Touch KNX | Wall-mounted presence detector 180°, touch control, range approx. Ø 16 m, HVAC, MIC, KNX bus, remotely controlled | 172.83
EP10510007 | COMPACT EXPRESS |  | MD-CE 360i/8 | 360° recessed ceiling-mounted motion detector, approx. Ø 8 m, remotely controlled | 135.2
EP10510014 | COMPACT EXPRESS |  | MD-CE 360i/8 GST | 360° recessed ceiling-mounted motion detector, approx. Ø 8 m, GST, remotely controlled | 177.6
EP10510021 | COMPACT EXPRESS |  | MD-CE 360i/24 | 360° recessed ceiling-mounted motion detector, approx. Ø 24 m, remotely controlled | 171.5
EP10510038 | COMPACT EXPRESS |  | MD-CE 360i/24 GST | 360° recessed ceiling-mounted motion detector, approx. Ø 24 m, GST, remotely controlled | 213.6
EP10510045 | COMPACT EXPRESS |  | MD-CE 360i/8 WAGO | 360° recessed ceiling-mounted motion detector, approx. Ø 8 m, WAGO, remotely controlled | 199.6
EP10510052 | COMPACT EXPRESS |  | MD-CE 360i/24 WAGO | 360° recessed ceiling-mounted motion detector, approx. Ø 24 m, WAGO, remotely controlled | 220.2
EP10510700 | COMPACT EXPRESS |  | PD-CE 360i/8 | 360° recessed ceiling-mounted presence detector, range approx. Ø 8 m, remotely controlled | 150.48
EP10510717 | COMPACT EXPRESS |  | PD-CE 360i/8 GST | Recessed ceiling-mounted presence detector 360°, range approx. Ø 8 m, GST, remotely controlled | 187.8
EP10510724 | COMPACT EXPRESS |  | PD-CE 360i/24 | 360° recessed ceiling-mounted presence detector, range approx. Ø 24 m, remotely controlled | 209.5
EP10510731 | COMPACT EXPRESS |  | PD-CE 360i/24 GST | Recessed ceiling-mounted presence detector 360°, range approx. Ø 24 m, GST, remotely controlled | 251.2
EP10510748 | COMPACT EXPRESS |  | PD-CE 360/8 Slave | 360° ceiling-mounted presence detector, recessed-mounted, slave, approx. range Ø 8 m, opal frosted | 134.52
EP10510755 | COMPACT EXPRESS |  | PD-CE 360/24 Slave | 360° ceiling-mounted presence detector, recessed-mounted, slave, approx. range Ø 24 m | 160.5
EP10510786 | COMPACT EXPRESS |  | PD-CE 360i/8 WAGO | Recessed ceiling-mounted presence detector 360°, range approx. Ø 8 m, WAGO terminal, remotely controlled | 210.5
EP10510793 | COMPACT EXPRESS |  | PD-CE 360i/24 WAGO | Recessed ceiling-mounted presence detector 360°, range approx. Ø 24 m, WAGO, remotely controlled | 231
EQ10019890 | Accessories |  | Connection cable RJ45 5 m red | Connection cable (red) RJ45 for the NOVA and ALICE system solution | 12.16
EQ10019982 | Accessories |  | Connection cable RJ45 5 m blue | Connection cable (blue) RJ45 for the NOVA and ALICE system solution | 12.16
EQ10019999 | Accessories |  | Connection cable RJ45 10 m blue | Connection cable (blue) RJ45 for the NOVA and ALICE system solution | 22.8
EQ10020155 | Accessories |  | Connection cable RJ45 10 m red | Connection cable (red) RJ45 | 22.8
EQ10110122 | ESYLUX LIGHT CONTROL ELC |  | NOVA 600 3K CRYSTAL QUADRO SET ELC KNX | LED light set with 4 panel lights each 30W (ESYLUX Light Control) with high system efficiency, KNX module included | 1144.18
EQ10110146 | ESYLUX LIGHT CONTROL ELC |  | NOVA 600 3K MILKY QUADRO SET ELC KNX | LED light set with 4 panel lights each 30W (ESYLUX Light Control) with high system efficiency, KNX module included | 1144.18
EQ10110160 | ESYLUX LIGHT CONTROL ELC |  | NOVA 600 4K CRYSTAL QUADRO SET ELC KNX | LED light set with 4 panel lights each 30W (ESYLUX Light Control) with high system efficiency, KNX module included | 1144.18
EQ10110184 | ESYLUX LIGHT CONTROL ELC |  | NOVA 600 4K MILKY QUADRO SET ELC KNX | LED light set with 4 panel lights each 30W (ESYLUX Light Control) with high system efficiency, KNX module included | 1144.18
EQ10110320 | ESYLUX LIGHT CONTROL ELC |  | NOVA 600 TW CRYSTAL QUADRO SET ELC KNX | LED light set with 4 panel lights each 30W (ESYLUX Light Control) with high system efficiency, KNX module included | 1762.82
EQ10110344 | ESYLUX LIGHT CONTROL ELC |  | NOVA 600 TW MILKY QUADRO SET ELC KNX | LED light set with 4 panel lights each 30W (ESYLUX Light Control) with high system efficiency, KNX module included | 1762.82
EQ10111129 | ESYLUX LIGHT CONTROL ELC |  | NOVA 600 3K CRYSTAL QUADRO SET ELC | LED light set with 4 panel lights each 30W (ESYLUX Light Control) with high system efficiency | 1057.54
EQ10111136 | ESYLUX LIGHT CONTROL ELC |  | NOVA 600 3K CRYSTAL QUADRO SET ELC BT | LED light set with 4 panel lights each 30W (ESYLUX Light Control) with high system efficiency, Bluetooth module included | 1144.18
EQ10111167 | ESYLUX LIGHT CONTROL ELC |  | NOVA 600 3K MILKY QUADRO SET ELC | LED light set with 4 panel lights each 30W (ESYLUX Light Control) with high system efficiency | 1057.54
EQ10111174 | ESYLUX LIGHT CONTROL ELC |  | NOVA 600 3K MILKY QUADRO SET ELC BT | LED light set with 4 panel lights each 30W (ESYLUX Light Control) with high system efficiency, Bluetooth module included | 1144.18
EQ10111327 | ESYLUX LIGHT CONTROL ELC |  | NOVA 600 4K CRYSTAL QUADRO SET ELC | LED light set with 4 panel lights each 30W (ESYLUX Light Control) with high system efficiency | 1057.54
EQ10111334 | ESYLUX LIGHT CONTROL ELC |  | NOVA 600 4K CRYSTAL QUADRO SET ELC BT | LED light set with 4 panel lights each 30W (ESYLUX Light Control) with high system efficiency, Bluetooth module included | 1144.18
EQ10111365 | ESYLUX LIGHT CONTROL ELC |  | NOVA 600 4K MILKY QUADRO SET ELC | LED light set with 4 panel lights each 30W (ESYLUX Light Control) with high system efficiency | 1057.54
EQ10111372 | ESYLUX LIGHT CONTROL ELC |  | NOVA 600 4K MILKY QUADRO SET ELC BT | LED light set with 4 panel lights each 30W (ESYLUX Light Control) with high system efficiency, Bluetooth module included | 1144.18
EQ10111525 | ESYLUX LIGHT CONTROL ELC |  | NOVA 600 TW CRYSTAL QUADRO SET ELC | LED light set with 4 panel lights each 30W (ESYLUX Light Control) with high system efficiency | 1675.8
EQ10111532 | ESYLUX LIGHT CONTROL ELC |  | NOVA 600 TW CRYSTAL QUADRO SET ELC BT | LED light set with 4 panel lights each 30W (ESYLUX Light Control) with high system efficiency, Bluetooth module included | 1762.82
EQ10111563 | ESYLUX LIGHT CONTROL ELC |  | NOVA 600 TW MILKY QUADRO SET ELC | LED light set with 4 panel lights each 30W (ESYLUX Light Control) with high system efficiency | 1675.8
EQ10111570 | ESYLUX LIGHT CONTROL ELC |  | NOVA 600 TW MILKY QUADRO SET ELC BT | LED light set with 4 panel lights each 30W (ESYLUX Light Control) with high system efficiency, Bluetooth module included | 1762.82
EQ10112126 | NOVA |  | NOVA 600 30W 3K CRYSTAL ELC MASTER DALI | 30W LED panel light (ESYLUX Light Control Master) with high system efficiency | 635.74
EQ10112133 | NOVA |  | NOVA 600 30W 3K CRYSTAL ELC MASTER DALI BT | 30W LED panel light (ESYLUX Light Control Master) with high system efficiency, Bluetooth module included | 722.38
EQ10112140 | NOVA |  | NOVA 600 30W 3K CRYSTAL ELC SLAVE | 30W LED panel light (ESYLUX Light Control Slave) with high system efficiency | 196
EQ10112188 | NOVA |  | NOVA 600 30W 3K MILKY ELC MASTER DALI | 30W LED panel light (ESYLUX Light Control Master) with high system efficiency | 621.3
EQ10112195 | NOVA |  | NOVA 600 30W 3K MILKY ELC MASTER DALI BT | 30W LED panel light (ESYLUX Light Control Master) with high system efficiency, Bluetooth module included | 707.94
EQ10112324 | NOVA |  | NOVA 600 30W 3K MILKY ELC SLAVE | 30W LED panel light (ESYLUX Light Control Slave) with high system efficiency | 180.4
EQ10112362 | NOVA |  | NOVA 600 30W 4K CRYSTAL ELC MASTER DALI | 30W LED panel light (ESYLUX Light Control Master) with high system efficiency | 635.74
EQ10112379 | NOVA |  | NOVA 600 30W 4K CRYSTAL ELC MASTER DALI BT | 30W LED panel light (ESYLUX Light Control Master) with high system efficiency, Bluetooth module included | 722.38
EQ10112386 | NOVA |  | NOVA 600 30W 4K CRYSTAL ELC SLAVE | 30W LED panel light (ESYLUX Light Control Slave) with high system efficiency | 196
EQ10112485 | NOVA |  | NOVA 600 30W 4K MILKY ELC MASTER DALI | 30W LED panel light (ESYLUX Light Control Master) with high system efficiency | 621.3
EQ10112492 | NOVA |  | NOVA 600 30W 4K MILKY ELC MASTER DALI BT | 30W LED panel light (ESYLUX Light Control Master) with high system efficiency, Bluetooth module included | 707.94
EQ10112539 | NOVA |  | NOVA 600 30W 4K MILKY ELC SLAVE | 30W LED panel light (ESYLUX Light Control Slave) with high system efficiency | 180.4
EQ10112638 | NOVA |  | NOVA 600 30W TW CRYSTAL ELC MASTER DALI | 30W LED panel light (ESYLUX Light Control Master) with high system efficiency | 664.62
EQ10112645 | NOVA |  | NOVA 600 30W TW CRYSTAL ELC MASTER DALI BT | 30W LED panel light (ESYLUX Light Control Master) with high system efficiency, Bluetooth module included | 751.26
EQ10112683 | NOVA |  | NOVA 600 30W TW CRYSTAL ELC SLAVE | 30W LED panel light (ESYLUX Light Control Slave) with high system efficiency | 295.5
EQ10112782 | NOVA |  | NOVA 600 30W TW MILKY ELC MASTER DALI | 30W LED panel light (ESYLUX Light Control Master) with high system efficiency | 650.18
EQ10112799 | NOVA |  | NOVA 600 30W TW MILKY ELC MASTER DALI BT | 30W LED panel light (ESYLUX Light Control Master) with high system efficiency, Bluetooth module included | 736.82
EQ10112836 | NOVA |  | NOVA 600 30W TW MILKY ELC SLAVE | 30W LED panel light (ESYLUX Light Control Slave) with high system efficiency | 279.9
EQ10113031 | Accessories |  | PNL 600 UMF SM WH | Ceiling surface mounting 600 for panel lights in the NOVA and CELINE ranges. | 79.42
EQ10113086 | Accessories |  | PNL 600 UMF FM WH | Ceiling flush mounting 600 for panel lights in the NOVA and CELINE ranges. | 101.08
EQ10113369 | NOVA |  | NOVA 600 30W 3K MILKY ON/OFF | 30W LED panel light (on/off) with high system efficiency | 185.06
EQ10113376 | NOVA |  | NOVA 600 30W 3K MILKY ON/OFF LINECT | 30W LED panel light (on/off) with high system efficiency | 193.42
EQ10113406 | NOVA |  | NOVA 600 30W 4K MILKY ON/OFF | 30W LED panel light (on/off) with high system efficiency | 185.06
EQ10113413 | NOVA |  | NOVA 600 30W 4K MILKY ON/OFF LINECT | 30W LED panel light (on/off) with high system efficiency | 193.42
EQ10113468 | Accessories | NEW ! | PNL 600/625 II Universal Surface Mounting Frame WHITE | Surface-mounted ceiling frame 625 for panel lights in the NOVA and CELINE series | 138.548
EQ10113765 | Accessories | NEW ! | PNL 1200/1250x300/312 Universal Mounting Frame SM WH | Ceiling mounting frame 1200 / 1250x300 / 312.5 for ceiling recessed luminaires of the NOVA and CELINE series | 197.904
EQ10115165 | NOVA |  | NOVA 600 30W 3K MILKY DALI | 30W LED panel light (DALI) with high system efficiency | 210.9
EQ10115172 | NOVA |  | NOVA 600 30W 3K MILKY DALI LINECT | 30W LED panel light (DALI) with high system efficiency | 219.64
EQ10115202 | NOVA |  | NOVA 600 30W 4K MILKY DALI | 30W LED panel light (DALI) with high system efficiency | 210.9
EQ10115219 | NOVA |  | NOVA 600 30W 4K MILKY DALI LINECT | 30W LED panel light (DALI) with high system efficiency | 219.64
EQ10115240 | NOVA |  | NOVA 600 30W 3K CRYSTAL DALI | 30W LED panel light (DALI) with high system efficiency | 225.34
EQ10115257 | NOVA |  | NOVA 600 30W 3K CRYSTAL DALI LINECT | 30W LED panel light (DALI) with high system efficiency | 234.08
EQ10115288 | NOVA |  | NOVA 600 30W 4K CRYSTAL DALI | 30W LED panel light (DALI) with high system efficiency | 225.34
EQ10115295 | NOVA |  | NOVA 600 30W 4K CRYSTAL DALI LINECT | 30W LED panel light (DALI) with high system efficiency | 234.08
EQ10120886 | NOVA |  | NOVA 600 30W 3K CRYSTAL ELC MASTER DALI KNX | 30W LED panel light (ESYLUX Light Control Master) with high system efficiency, KNX module included | 722.38
EQ10120985 | NOVA |  | NOVA 600 30W 3K MILKY ELC MASTER DALI KNX | 30W LED panel light (ESYLUX Light Control Master) with high system efficiency, KNX module included | 707.94
EQ10121005 | NOVA |  | NOVA 600 30W 4K CRYSTAL ELC MASTER DALI KNX | 30W LED panel light (ESYLUX Light Control Master) with high system efficiency, KNX module included | 722.38
EQ10121029 | NOVA |  | NOVA 600 30W 4K MILKY ELC MASTER DALI KNX | 30W LED panel light (ESYLUX Light Control Master) with high system efficiency, KNX module included | 707.94
EQ10121043 | NOVA |  | NOVA 600 30W TW CRYSTAL ELC MASTER DALI KNX | 30W LED panel light (ESYLUX Light Control Master) with high system efficiency, KNX module included | 751.26
EQ10121142 | NOVA |  | NOVA 600 30W TW MILKY ELC MASTER DALI KNX | 30W LED panel light (ESYLUX Light Control Master) with high system efficiency, KNX module included | 736.82
EQ10121449 | NOVA |  | NOVA 600 30W 4K CRYSTAL ON/OFF | 30W LED panel light (on/off) with high system efficiency | 199.5
EQ10121456 | NOVA |  | NOVA 600 30W 4K CRYSTAL ON/OFF LINECT | 30W LED panel light (on/off) with high system efficiency | 208.24
EQ10121463 | NOVA |  | NOVA 600 30W 3K CRYSTAL ON/OFF | 30W LED panel light (on/off) with high system efficiency | 199.5
EQ10121470 | NOVA |  | NOVA 600 30W 3K CRYSTAL ON/OFF LINECT | 30W LED panel light (on/off) with high system efficiency | 208.24
EQ10121616 | Accessories |  | PNL drop protection | Steel cable for securing ESYLUX panel lights to the ceiling. | 21.28
EQ10122002 | CELINE |  | CELINE 600 30W 3K MILKY ELC SATELLITE | LED light with opal (MILKY) cover (diffuser), LED output 30 W, colour temperature approx. 3000 K (warm white) | 174.6
EQ10122026 | CELINE |  | CELINE 600 30W 4K MILKY ELC SATELLITE | LED light with opal (MILKY) cover (diffuser), LED output 30 W, colour temperature approx. 4000 K (neutral white) | 174.6
EQ10122040 | CELINE |  | CELINE 600 30W TW MILKY ELC SATELLITE | LED light with opal (MILKY) cover (diffuser), LED output 30 W, colour temperature approx. 2700 K to 6500 K (tunable white) | 274
EQ10122064 | CELINE |  | CELINE 600 30W 3K CRYSTAL ELC SATELLITE | LED light with prismatic (CRYSTAL) cover (diffuser), LED output 30 W, colour temperature approx. 3000 K (warm white) | 194.1
EQ10122088 | CELINE |  | CELINE 600 30W 4K CRYSTAL ELC SATELLITE | LED light with prismatic (CRYSTAL) cover (diffuser), LED output 30 W, colour temperature approx. 4000 K (neutral white) | 194.1
EQ10122101 | CELINE |  | CELINE 600 30W TW CRYSTAL ELC SATELLITE | LED light with prismatic (CRYSTAL) cover (diffuser), LED output 30 W, colour temperature approx. 2700 K to 6500 K (tunable white) | 289.6
EQ10122255 | ESYLUX LIGHT CONTROL ELC |  | CELINE 600 3K MILKY QUADRO SET ELC | LED lighting set with opal (MILKY) cover (diffuser), LED output 120 W. Comprising four lights with 30 W, colour temperature approx. 3000 K | 1129.74
EQ10122279 | ESYLUX LIGHT CONTROL ELC |  | CELINE 600 4K MILKY QUADRO SET ELC | LED lighting set with opal (MILKY) cover (Diffusor), Rated output 120W. Consisting of 4 lamps with 30 W, Colour temperature: 4000 K (neutral white) | 1129.74
EQ10122293 | ESYLUX LIGHT CONTROL ELC |  | CELINE 600 3K CRYSTAL QUADRO SET ELC | LED-lampesæt med prismeformet (CRYSTAL) afdækning (diffusor), LED-effekt 120 W. Består af 4 lygter med 30 W, farvetemperatur ca. 3000K | 1071.98
EQ10122316 | ESYLUX LIGHT CONTROL ELC |  | CELINE 600 4K CRYSTAL QUADRO SET ELC | LED lighting set with prismatic (CRYSTAL) cover (Diffusor), Rated output 120W. Consisting of 4 lamps with 30 W, Colour temperature: approx. 4000 K | 1071.98
EQ10122330 | ESYLUX LIGHT CONTROL ELC |  | CELINE 600 3K MILKY QUADRO SET ELC BT | LED lighting set with opal (MILKY) cover (diffuser), LED output 120 W. Comprising four lights with 30 W, colour temperature approx. 3000 K | 1216.38
EQ10122354 | ESYLUX LIGHT CONTROL ELC |  | CELINE 600 4K MILKY QUADRO SET ELC BT | LED lighting set with opal (MILKY) cover (Diffusor), Rated output 120W. Consisting of 4 lamps with 30 W, Colour temperature: 4000 K (neutral white) | 1216.38
EQ10122378 | ESYLUX LIGHT CONTROL ELC |  | CELINE 600 3K CRYSTAL QUADRO SET ELC BT | LED-lampesæt med prismeformet (CRYSTAL) afdækning (diffusor), LED-effekt 120 W. Består af 4 lygter med 30 W, farvetemperatur ca. 3000K | 1158.62
EQ10122392 | ESYLUX LIGHT CONTROL ELC |  | CELINE 600 4K CRYSTAL QUADRO SET ELC BT | LED lighting set with prismatic (CRYSTAL) cover (Diffusor), Rated output 120W. Consisting of 4 lamps with 30 W, Colour temperature: approx. 4000 K | 1158.62
EQ10122408 | ESYLUX LIGHT CONTROL ELC |  | CELINE 600 3K MILKY QUADRO SET ELC KNX | LED lighting set with opal (MILKY) cover (diffuser), LED output 120 W. Comprising four lights with 30 W, colour temperature approx. 3000 K | 1216.38
EQ10122422 | ESYLUX LIGHT CONTROL ELC |  | CELINE 600 4K MILKY QUADRO SET ELC KNX | LED lighting set with opal (MILKY) cover (Diffusor), Rated output 120W. Consisting of 4 lamps with 30 W, Colour temperature: 4000 K (neutral white) | 1216.38
EQ10122446 | ESYLUX LIGHT CONTROL ELC |  | CELINE 600 3K CRYSTAL QUADRO SET ELC KNX | LED-lampesæt med prismeformet (CRYSTAL) afdækning (diffusor), LED-effekt 120 W. Består af 4 lygter med 30 W, farvetemperatur ca. 3000K | 1158.62
EQ10122460 | ESYLUX LIGHT CONTROL ELC |  | CELINE 600 4K CRYSTAL QUADRO SET ELC KNX | LED lighting set with prismatic (CRYSTAL) cover (Diffusor), Rated output 120W. Consisting of 4 lamps with 30 W, Colour temperature: approx. 4000 K | 1158.62
EQ10122484 | CELINE | NEW ! | CELINE 600 CRI90 30W 4K MILKY DALI | LED light with opal (MILKY) cover (diffuser), LED power 30W, color temperature approx. 4000K (neutral white), Ra & gt; 90 | 284.544
EQ10122538 | ESYLUX LIGHT CONTROL ELC |  | CELINE 600 TW MILKY QUADRO SET ELC | LED lighting set with opal (MILKY) cover (diffuser), LED output 120 W. Comprising four lights with 30 W, colour temperature approx. 2700 K to 6500 K | 1540.14
EQ10122583 | ESYLUX LIGHT CONTROL ELC |  | CELINE 600 TW CRYSTAL QUADRO SET ELC | LED lighting set with prismatic (CRYSTAL) cover (diffuser), LED output 120 W. Comprising four lights with 30 W, colour temperature 2700 K to 6500 K | 1482.38
EQ10122637 | ESYLUX LIGHT CONTROL ELC |  | CELINE 600 TW MILKY QUADRO SET ELC BT | LED lighting set with opal (MILKY) cover (diffuser), LED output 120 W. Comprising four lights with 30 W, colour temperature approx. 2700 K to 6500 K | 1626.78
EQ10122682 | ESYLUX LIGHT CONTROL ELC |  | CELINE 600 TW CRYSTAL QUADRO SET ELC BT | LED lighting set with prismatic (CRYSTAL) cover (diffuser), LED output 120 W. Comprising four lights with 30 W, colour temperature 2700 K to 6500 K | 1530.8
EQ10122736 | ESYLUX LIGHT CONTROL ELC |  | CELINE 600 TW MILKY QUADRO SET ELC KNX | LED lighting set with opal (MILKY) cover (diffuser), LED output 120 W. Comprising four lights with 30 W, colour temperature approx. 2700 K to 6500 K | 1626.78
EQ10122781 | ESYLUX LIGHT CONTROL ELC |  | CELINE 600 TW CRYSTAL QUADRO SET ELC KNX | LED lighting set with prismatic (CRYSTAL) cover (diffuser), LED output 120 W. Comprising four lights with 30 W, colour temperature 2700 K to 6500 K | 1530.8
EQ10123030 | CELINE |  | CELINE 600 30W 3K MILKY ON/OFF | LED light with opal (MILKY) cover (diffuser), LED output 30 W, colour temperature approx. 3000 K (warm white) | 185.06
EQ10123085 | CELINE |  | CELINE 600 30W 4K MILKY ON/OFF | LED light with opal (MILKY) cover (diffuser), LED output 30 W, colour temperature approx. 4000 K (neutral white) | 185.06
EQ10123139 | CELINE |  | CELINE 600 30W 3K CRYSTAL ON/OFF | LED light with prismatic (CRYSTAL) cover (diffuser), LED output 30 W, colour temperature approx. 3000 K (warm white) | 199.5
EQ10123184 | CELINE |  | CELINE 600 30W 4K CRYSTAL ON/OFF | LED light with prismatic (CRYSTAL) cover (diffuser), LED output 30 W, colour temperature approx. 4000 K (neutral white) | 199.5
EQ10123238 | CELINE |  | CELINE 600 30W 3K MILKY ON/OFF LINECT | LED light with opal (MILKY) cover (diffuser), LED output 30 W, colour temperature approx. 3000 K (warm white) | 193.42
EQ10123283 | CELINE |  | CELINE 600 30W 4K MILKY ON/OFF LINECT | LED light with opal (MILKY) cover (diffuser), LED output 30 W, colour temperature approx. 4000 K (neutral white) | 193.42
EQ10123337 | CELINE |  | CELINE 600 30W 3K CRYSTAL ON/OFF LINECT | LED light with prismatic (CRYSTAL) cover (diffuser), LED output 30 W, colour temperature approx. 3000 K (warm white) | 208.24
EQ10123382 | CELINE |  | CELINE 600 30W 4K CRYSTAL ON/OFF LINECT | LED light with prismatic (CRYSTAL) cover (diffuser), LED output 30 W, colour temperature approx. 4000 K (neutral white) | 208.24
EQ10123436 | CELINE |  | CELINE 600 40W 3K MILKY ON/OFF | LED light with opal (MILKY) cover (diffuser), LED output 40 W, colour temperature approx. 3000 K (warm white) | 196.46
EQ10123481 | CELINE |  | CELINE 600 40W 4K MILKY ON/OFF | LED light with opal (MILKY) cover (diffuser), LED output 40 W, colour temperature approx. 4000 K (neutral white) | 196.46
EQ10123535 | CELINE |  | CELINE 600 40W 3K CRYSTAL ON/OFF | LED light with prismatic (CRYSTAL) cover (diffuser), LED output 40 W, colour temperature approx. 3000 K (warm white) | 210.9
EQ10123580 | CELINE |  | CELINE 600 40W 4K CRYSTAL ON/OFF | LED light with prismatic (CRYSTAL) cover (diffuser), LED output 40 W, colour temperature approx. 4000 K (neutral white) | 210.9
EQ10123634 | CELINE |  | CELINE 600 40W 3K MILKY ON/OFF LINECT | LED light with opal (MILKY) cover (diffuser), LED output 40 W, colour temperature approx. 3000 K (warm white) | 205.2
EQ10123689 | CELINE |  | CELINE 600 40W 4K MILKY ON/OFF LINECT | LED light with opal (MILKY) cover (diffuser), LED output 40 W, colour temperature approx. 4000 K (neutral white) | 205.2
EQ10123733 | CELINE |  | CELINE 600 40W 3K CRYSTAL ON/OFF LINECT | LED light with prismatic (CRYSTAL) cover (diffuser), LED output 40 W, colour temperature approx. 3000 K (warm white) | 219.64
EQ10123788 | CELINE |  | CELINE 600 40W 4K CRYSTAL ON/OFF LINECT | LED light with prismatic (CRYSTAL) cover (diffuser), LED output 40 W, colour temperature approx. 4000 K (neutral white) | 219.64
EQ10124624 | CELINE | NEW ! | CELINE 600 IP54 CRI90 30W 4K MILKY ELC SATELLITE | LED light with opal (MILKY) cover (diffuser), LED power 30W, color temperature approx. 4000K (neutral white), IP54, Ra & gt; 90 | 302.062
EQ10124631 | CELINE | NEW ! | CELINE 600 CRI90 30W 4K MILKY ELC SATELLITE | LED light with opal (MILKY) cover (diffuser), LED power 30W, color temperature approx. 4000K (neutral white), Ra & gt; 90 | 304.798
EQ10124655 | CELINE | NEW ! | CELINE 600 30W EL TW CRYSTAL ELC SATELLITE | LED light with prismatic (CRYSTAL) cover (diffuser), LED power 30W, color temperature approx. 2700K-6500K (Tunable White) | 282.036
EQ10124662 | CELINE | NEW ! | CELINE 600 30W EL 3K CRYSTAL ELC SATELLITE | LED luminaire with prismatic (CRYSTAL) cover (diffuser), LED power 30W, color temperature approx. 3000 K (warm white) | 231.61
EQ10124679 | CELINE | NEW ! | CELINE 600 30W EL 4K CRYSTAL ELC SATELLITE | LED luminaire with prismatic (CRYSTAL) cover (diffuser), LED power 30W, color temperature approx. 4000 K (neutral white) | 231.61
EQ10124686 | CELINE | NEW ! | CELINE 600 30W EL TW MILKY ELC SATELLITE | LED light with opal (MILKY) cover (diffuser), LED power 30W, color temperature approx. 2700K-6500K (Tunable White) | 267.216
EQ10124693 | CELINE | NEW ! | CELINE 600 30W EL 3K MILKY ELC SATELLITE | LED lamp with opal (MILKY) cover (diffuser), LED power 30 W, color temperature 3000 K (warm white) | 216.714
EQ10124709 | CELINE | NEW ! | CELINE 600 30W EL 4K MILKY ELC SATELLITE | LED light with opal (MILKY) cover (diffuser), LED power 30W, color temperature approx. 4000 K (neutral white) | 216.714
EQ10125508 | CELINE |  | CELINE 600 30W 3K MILKY DALI | LED light with opal (MILKY) cover (diffuser), LED output 30 W, colour temperature approx. 3000 K (warm white) | 210.9
EQ10125522 | CELINE |  | CELINE 600 30W 4K MILKY DALI | LED light with opal (MILKY) cover (diffuser), LED output 30 W, colour temperature approx. 4000 K (neutral white) | 210.9
EQ10125546 | CELINE |  | CELINE 600 30W 3K CRYSTAL DALI | LED light with prismatic (CRYSTAL) cover (diffuser), LED output 30 W, colour temperature approx. 3000 K (warm white) | 225.3
EQ10125560 | CELINE |  | CELINE 600 30W 4K CRYSTAL DALI | LED light with prismatic (CRYSTAL) cover (diffuser), LED output 30 W, colour temperature approx. 4000 K (neutral white) | 225.3
EQ10125584 | CELINE |  | CELINE 600 30W 3K MILKY DALI LINECT | LED light with opal (MILKY) cover (diffuser), LED output 30 W, colour temperature approx. 3000 K (warm white) | 219.64
EQ10125607 | CELINE |  | CELINE 600 30W 4K MILKY DALI LINECT | LED light with opal (MILKY) cover (diffuser), LED output 30 W, colour temperature approx. 4000 K (neutral white) | 219.64
EQ10125621 | CELINE |  | CELINE 600 30W 3K CRYSTAL DALI LINECT | LED light with prismatic (CRYSTAL) cover (diffuser), LED output 30 W, colour temperature approx. 3000 K (warm white) | 234.08
EQ10125645 | CELINE |  | CELINE 600 30W 4K CRYSTAL DALI LINECT | LED light with prismatic (CRYSTAL) cover (diffuser), LED output 30 W, colour temperature approx. 4000 K (neutral white) | 234.08
EQ10125669 | CELINE |  | CELINE 600 40W 3K MILKY DALI | LED light with opal (MILKY) cover (diffuser), LED output 40 W, colour temperature approx. 3000 K (warm white) | 222.68
EQ10125683 | CELINE |  | CELINE 600 40W 4K MILKY DALI | LED light with opal (MILKY) cover (diffuser), LED output 40 W, colour temperature approx. 4000 K (neutral white) | 222.68
EQ10125706 | CELINE |  | CELINE 600 40W 3K CRYSTAL DALI | LED light with prismatic (CRYSTAL) cover (diffuser), LED output 40 W, colour temperature approx. 3000 K (warm white) | 237.12
EQ10125720 | CELINE |  | CELINE 600 40W 4K CRYSTAL DALI | LED light with prismatic (CRYSTAL) cover (diffuser), LED output 40 W, colour temperature approx. 4000 K (neutral white) | 237.12
EQ10125744 | CELINE |  | CELINE 600 40W 3K MILKY DALI LINECT | LED light with opal (MILKY) cover (diffuser), LED output 40 W, colour temperature approx. 3000 K (warm white) | 231.04
EQ10125768 | CELINE |  | CELINE 600 40W 4K MILKY DALI LINECT | LED light with opal (MILKY) cover (diffuser), LED output 40 W, colour temperature approx. 4000 K (neutral white) | 231.04
EQ10125782 | CELINE |  | CELINE 600 40W 3K CRYSTAL DALI LINECT | LED light with prismatic (CRYSTAL) cover (diffuser), LED output 40 W, colour temperature approx. 3000 K (warm white) | 245.48
EQ10125805 | CELINE |  | CELINE 600 40W 4K CRYSTAL DALI LINECT | LED light with prismatic (CRYSTAL) cover (diffuser), LED output 40 W, colour temperature approx. 4000 K (neutral white) | 245.48
EQ10126000 | CELINE |  | CELINE 1200 30W 3K MILKY ON/OFF | LED panel light with opal (MILKY) cover (Diffusor), Rated LED-output 30 W, Colour temperature: approx. 3000 K (warm white) | 213.94
EQ10126017 | CELINE |  | CELINE 1200 30W 4K MILKY ON/OFF | LED panel light with opal (MILKY) cover (Diffusor), Rated LED-output 30 W, Colour temperature: approx. 4000 K (neutral white) | 213.94
EQ10126048 | CELINE |  | CELINE 1200 30W 3K MILKY DALI | LED panel light with opal (MILKY) cover (Diffusor), Rated LED-output 30 W, Colour temperature: approx. 3000 K (warm white) | 239.78
EQ10126055 | CELINE |  | CELINE 1200 30W 4K MILKY DALI | LED panel light with opal (MILKY) cover (Diffusor), Rated LED-output 30 W, Colour temperature: approx. 4000 K (neutral white) | 239.78
EQ10126086 | CELINE |  | CELINE 1200x300 30W 3K MILKY ELC SATELLITE | LED panel light with opal (MILKY) cover (Diffusor), Rated LED-output 30 W, Colour temperature: approx. 3000 K (warm white) | 167.58
EQ10126093 | CELINE |  | CELINE 1200x300 30W 4K MILKY ELC SATELLITE | LED panel light with opal (MILKY) cover (Diffusor), Rated LED-output 30 W, Colour temperature: approx. 4000 K (neutral white) | 167.58
EQ10126123 | CELINE |  | CELINE 1200x300 30W TW MILKY ELC SATELLITE | LED panel light with opal (MILKY) cover (Diffusor), Rated LED-output 30 W, Colour temperature: approx. 2700K-6500K (Tunable White) | 230.79
EQ10126147 | CELINE |  | CELINE 1200 30W 3K MILKY PD ON/OFF | LED panel light with opal (MILKY) cover (Diffusor), Rated LED-output 30 W, Colour temperature: approx. 3000 K (warm white) | 300.58
EQ10126154 | CELINE |  | CELINE 1200 30W 4K MILKY PD ON/OFF | LED panel light with opal (MILKY) cover (Diffusor), Rated LED-output 30 W, Colour temperature: approx. 4000 K (neutral white) | 300.58
EQ10126222 | CELINE |  | CELINE 1200x300 30W 3K MILKY ELC PD SATELLITE | LED panel light with opal (MILKY) cover (Diffusor), Rated LED-output 30 W, Colour temperature: approx. 3000 K (warm white) | 254.22
EQ10126239 | CELINE |  | CELINE 1200x300 30W 4K MILKY ELC PD SATELLITE | LED panel light with opal (MILKY) cover (Diffusor), Rated LED-output 30 W, Colour temperature: approx. 4000 K (neutral white) | 254.22
EQ10126260 | CELINE |  | CELINE 1200x300 30W TW MILKY ELC PD SATELLITE | LED panel light with opal (MILKY) cover (Diffusor), Rated LED-output 30 W, Colour temperature: approx. 2700K-6500K (Tunable White) | 303.66
EQ10126284 | CELINE |  | CELINE 1200 40W 3K MILKY ON/OFF | LED panel light with opal (MILKY) cover (Diffusor), Rated LED-output 40 W, Colour temperature: approx. 3000 K (warm white) | 225.34
EQ10126291 | CELINE |  | CELINE 1200 40W 4K MILKY ON/OFF | LED panel light with opal (MILKY) cover (Diffusor), Rated LED-output 40 W, Colour temperature: approx. 4000 K (neutral white) | 225.34
EQ10126321 | CELINE |  | CELINE 1200 40W 3K MILKY DALI | LED panel light with opal (MILKY) cover (Diffusor), Rated LED-output 40 W, Colour temperature: approx. 3000 K (warm white) | 251.56
EQ10126338 | CELINE |  | CELINE 1200 40W 4K MILKY DALI | LED panel light with opal (MILKY) cover (Diffusor), Rated LED-output 40 W, Colour temperature: approx. 4000 K (neutral white) | 251.56
EQ10126369 | CELINE |  | CELINE 1200 40W 3K MILKY PD ON/OFF | LED panel light with opal (MILKY) cover (Diffusor), Rated LED-output 40 W, Colour temperature: approx. 3000 K (warm white) | 311.98
EQ10126376 | CELINE |  | CELINE 1200 40W 4K MILKY PD ON/OFF | LED panel light with opal (MILKY) cover (Diffusor), Rated LED-output 40 W, Colour temperature: approx. 4000 K (neutral white) | 311.98
EQ10126444 | CELINE |  | CELINE 1200 30W 3K CRYSTAL ON/OFF | LED panel light with prismatic (CRYSTAL) cover (Diffusor), Rated LED-output 30 W, Colour temperature: approx. 3000 K (warm white) | 228.38
EQ10126451 | CELINE |  | CELINE 1200 30W 4K CRYSTAL ON/OFF | LED panel light with prismatic (CRYSTAL) cover (Diffusor), Rated LED-output 30 W, Colour temperature: approx. 4000 K (neutral white) | 228.38
EQ10126482 | CELINE |  | CELINE 1200 30W 3K CRYSTAL DALI | LED panel light with prismatic (CRYSTAL) cover (Diffusor), Rated LED-output 30 W, Colour temperature: approx. 3000 K (warm white) | 254.22
EQ10126499 | CELINE |  | CELINE 1200 30W 4K CRYSTAL DALI | LED panel light with prismatic (CRYSTAL) cover (Diffusor), Rated LED-output 30 W, Colour temperature: approx. 4000 K (neutral white) | 254.22
EQ10126529 | CELINE |  | CELINE 1200x300 30W 3K CRYSTAL ELC SATELLITE | LED panel light with prismatic (CRYSTAL) cover (Diffusor), Rated LED-output 30 W, Colour temperature: approx. 3000 K (warm white) | 182.02
EQ10126536 | CELINE |  | CELINE 1200x300 30W 4K CRYSTAL ELC SATELLITE | LED panel light with prismatic (CRYSTAL) cover (Diffusor), Rated LED-output 30 W, Colour temperature: approx. 4000 K (neutral white) | 182.02
EQ10126567 | CELINE |  | CELINE 1200x300 30W TW CRYSTAL ELC SATELLITE | LED panel light with prismatic (CRYSTAL) cover (Diffusor), Rated LED-output 30 W, Colour temperature: approx. 2700K-6500K (Tunable White) | 242.935
EQ10126581 | CELINE |  | CELINE 1200 30W 3K CRYSTAL PD ON/OFF | LED panel light with prismatic (CRYSTAL) cover (Diffusor), Rated LED-output 30 W, Colour temperature: approx. 3000 K (warm white) | 315.02
EQ10126598 | CELINE |  | CELINE 1200 30W 4K CRYSTAL PD ON/OFF | LED panel light with prismatic (CRYSTAL) cover (Diffusor), Rated LED-output 30 W, Colour temperature: approx. 4000 K (neutral white) | 315.02
EQ10126666 | CELINE |  | CELINE 1200x300 30W 3K CRYSTAL ELC PD SATELLITE | LED panel light with prismatic (CRYSTAL) cover (Diffusor), Rated LED-output 30 W, Colour temperature: approx. 3000 K (warm white) | 268.66
EQ10126673 | CELINE |  | CELINE 1200x300 30W 4K CRYSTAL ELC PD SATELLITE | LED panel light with prismatic (CRYSTAL) cover (Diffusor), Rated LED-output 30 W, Colour temperature: approx. 4000 K (neutral white) | 268.66
EQ10126703 | CELINE |  | CELINE 1200x300 30W TW CRYSTAL ELC PD SATELLITE | LED panel light with prismatic (CRYSTAL) cover (Diffusor), Rated LED-output 30 W, Colour temperature: approx. 2700K-6500K (Tunable White) | 315.84
EQ10126727 | CELINE |  | CELINE 1200 40W 3K CRYSTAL ON/OFF | LED panel light with prismatic (CRYSTAL) cover (Diffusor), Rated LED-output 40 W, Colour temperature: approx. 3000 K (warm white) | 239.78
EQ10126734 | CELINE |  | CELINE 1200 40W 4K CRYSTAL ON/OFF | LED panel light with prismatic (CRYSTAL) cover (Diffusor), Rated LED-output 40 W, Colour temperature: approx. 4000 K (neutral white) | 239.78
EQ10126765 | CELINE |  | CELINE 1200 40W 3K CRYSTAL DALI | LED panel light with prismatic (CRYSTAL) cover (Diffusor), Rated LED-output 40 W, Colour temperature: approx. 3000 K (warm white) | 266
EQ10126772 | CELINE |  | CELINE 1200 40W 4K CRYSTAL DALI | LED panel light with prismatic (CRYSTAL) cover (Diffusor), Rated LED-output 40 W, Colour temperature: approx. 4000 K (neutral white) | 266
EQ10126802 | CELINE |  | CELINE 1200 40W 3K CRYSTAL PD ON/OFF | LED panel light with prismatic (CRYSTAL) cover (Diffusor), Rated LED-output 40 W, Colour temperature: approx. 3000 K (warm white) | 326.42
EQ10126819 | CELINE |  | CELINE 1200 40W 4K CRYSTAL PD ON/OFF | LED panel light with prismatic (CRYSTAL) cover (Diffusor), Rated LED-output 40 W, Colour temperature: approx. 4000 K (neutral white) | 326.42
EQ10126888 | CELINE |  | CELINE 1200 60W 3K MILKY ON/OFF | LED panel light with opal (MILKY) cover (Diffusor), Rated LED-output 60 W, Colour temperature: approx. 3000 K (warm white) | 237.12
EQ10126895 | CELINE |  | CELINE 1200 60W 4K MILKY ON/OFF | LED panel light with opal (MILKY) cover (Diffusor), Rated LED-output 60 W, Colour temperature: approx. 4000 K (neutral white) | 237.12
EQ10126925 | CELINE |  | CELINE 1200 60W 3K MILKY DALI | LED panel light with opal (MILKY) cover (Diffusor), Rated LED-output 60 W, Colour temperature: approx. 3000 K (warm white) | 262.96
EQ10126932 | CELINE |  | CELINE 1200 60W 4K MILKY DALI | LED panel light with opal (MILKY) cover (Diffusor), Rated LED-output 60 W, Colour temperature: approx. 4000 K (neutral white) | 262.96
EQ10126963 | CELINE |  | CELINE 1200x300 60W 3K MILKY ELC SATELLITE | LED panel light with opal (MILKY) cover (Diffusor), Rated LED-output 60 W, Colour temperature: approx. 3000 K (warm white) | 190.76
EQ10126970 | CELINE |  | CELINE 1200x300 60W 4K MILKY ELC SATELLITE | LED panel light with opal (MILKY) cover (Diffusor), Rated LED-output 60 W, Colour temperature: approx. 4000 K (neutral white) | 190.76
EQ10127021 | CELINE |  | CELINE 1200 60W 3K MILKY PD ON/OFF | LED panel light with opal (MILKY) cover (Diffusor), Rated LED-output 60 W, Colour temperature: approx. 3000 K (warm white) | 323.76
EQ10127038 | CELINE |  | CELINE 1200 60W 4K MILKY PD ON/OFF | LED panel light with opal (MILKY) cover (Diffusor), Rated LED-output 60 W, Colour temperature: approx. 4000 K (neutral white) | 323.76
EQ10127106 | CELINE |  | CELINE 1200x300 60W 3K MILKY ELC PD SATELLITE | LED panel light with opal (MILKY) cover (Diffusor), Rated LED-output 60 W, Colour temperature: approx. 3000 K (warm white) | 277.4
EQ10127113 | CELINE |  | CELINE 1200x300 60W 4K MILKY ELC PD SATELLITE | LED panel light with opal (MILKY) cover (Diffusor), Rated LED-output 60 W, Colour temperature: approx. 4000 K (neutral white) | 277.4
EQ10127168 | CELINE |  | CELINE 1200 60W 3K CRYSTAL ON/OFF | LED panel light with prismatic (CRYSTAL) cover (Diffusor), Rated LED-output 60 W, Colour temperature: approx. 3000 K (warm white) | 251.56
EQ10127175 | CELINE |  | CELINE 1200 60W 4K CRYSTAL ON/OFF | LED panel light with prismatic (CRYSTAL) cover (Diffusor), Rated LED-output 60 W, Colour temperature: approx. 4000 K (neutral white) | 251.56
EQ10127205 | CELINE |  | CELINE 1200 60W 3K CRYSTAL DALI | LED panel light with prismatic (CRYSTAL) cover (Diffusor), Rated LED-output 60 W, Colour temperature: approx. 3000 K (warm white) | 277.4
EQ10127212 | CELINE |  | CELINE 1200 60W 4K CRYSTAL DALI | LED panel light with prismatic (CRYSTAL) cover (Diffusor), Rated LED-output 60 W, Colour temperature: approx. 4000 K (neutral white) | 277.4
EQ10127243 | CELINE |  | CELINE 1200x300 60W 3K CRYSTAL ELC SATELLITE | LED panel light with prismatic (CRYSTAL) cover (Diffusor), Rated LED-output 60 W, Colour temperature: approx. 3000 K (warm white) | 205.2
EQ10127250 | CELINE |  | CELINE 1200x300 60W 4K CRYSTAL ELC SATELLITE | LED panel light with prismatic (CRYSTAL) cover (Diffusor), Rated LED-output 60 W, Colour temperature: approx. 4000 K (neutral white) | 205.2
EQ10127304 | CELINE |  | CELINE 1200 60W 3K CRYSTAL PD ON/OFF | LED panel light with prismatic (CRYSTAL) cover (Diffusor), Rated LED-output 60 W, Colour temperature: approx. 3000 K (warm white) | 338.2
EQ10127311 | CELINE |  | CELINE 1200 60W 4K CRYSTAL PD ON/OFF | LED panel light with prismatic (CRYSTAL) cover (Diffusor), Rated LED-output 60 W, Colour temperature: approx. 4000 K (neutral white) | 338.2
EQ10127380 | CELINE |  | CELINE 1200x300 60W 3K CRYSTAL ELC PD SATELLITE | LED panel light with prismatic (CRYSTAL) cover (Diffusor), Rated LED-output 60 W, Colour temperature: approx. 3000 K (warm white) | 291.84
EQ10127397 | CELINE |  | CELINE 1200x300 60W 4K CRYSTAL ELC PD SATELLITE | LED panel light with prismatic (CRYSTAL) cover (Diffusor), Rated LED-output 60 W, Colour temperature: approx. 4000 K (neutral white) | 291.84
EQ10127502 | ESYLUX LIGHT CONTROL ELC |  | CELINE 1200x300 3K MILKY QUADRO SET ELC | LED lighting set with opal (MILKY) cover (Diffusor), Rated output 120W. Consisting of 4 lamps with 30 W, Colour temperature: 3000 K (warm white) | 1245.26
EQ10127519 | ESYLUX LIGHT CONTROL ELC |  | CELINE 1200x300 4K MILKY QUADRO SET ELC | LED lighting set with opal (MILKY) cover (Diffusor), Rated output 120W. Consisting of 4 lamps with 30 W, Colour temperature: 4000 K (neutral white) | 1245.26
EQ10127540 | ESYLUX LIGHT CONTROL ELC |  | CELINE 1200x300 3K CRYSTAL QUADRO SET ELC | LED-lampesæt med prismeformet (CRYSTAL) afdækning (diffusor), LED-effekt 120 W. Består af 4 lygter med 30 W, farvetemperatur ca. 3000K | 1187.5
EQ10127557 | ESYLUX LIGHT CONTROL ELC |  | CELINE 1200x300 4K CRYSTAL QUADRO SET ELC | LED lighting set with prismatic (CRYSTAL) cover (Diffusor), Rated output 120W. Consisting of 4 lamps with 30 W, Colour temperature: approx. 4000 K | 1187.5
EQ10127595 | ESYLUX LIGHT CONTROL ELC |  | CELINE 1200x300 3K CRYSTAL QUADRO SET ELC BT | LED-lampesæt med prismeformet (CRYSTAL) afdækning (diffusor), LED-effekt 120 W. Består af 4 lygter med 30 W, farvetemperatur ca. 3000K | 1274.14
EQ10127618 | ESYLUX LIGHT CONTROL ELC |  | CELINE 1200x300 4K CRYSTAL QUADRO SET ELC BT | LED lighting set with prismatic (CRYSTAL) cover (Diffusor), Rated output 120W. Consisting of 4 lamps with 30 W, Colour temperature: approx. 4000 K | 1274.14
EQ10127625 | ESYLUX LIGHT CONTROL ELC |  | CELINE 1200x300 3K MILKY QUADRO SET ELC BT | LED lighting set with opal (MILKY) cover (Diffusor), Rated output 120W. Consisting of 4 lamps with 30 W, Colour temperature: 3000 K (warm white) | 1332.28
EQ10127649 | ESYLUX LIGHT CONTROL ELC |  | CELINE 1200x300 4K MILKY QUADRO SET ELC BT | LED lighting set with opal (MILKY) cover (Diffusor), Rated output 120W. Consisting of 4 lamps with 30 W, Colour temperature: 4000 K (neutral white) | 1332.28
EQ10127670 | ESYLUX LIGHT CONTROL ELC |  | CELINE 1200x300 3K CRYSTAL QUADRO SET ELC KNX | LED-lampesæt med prismeformet (CRYSTAL) afdækning (diffusor), LED-effekt 120 W. Består af 4 lygter med 30 W, farvetemperatur ca. 3000K | 1274.14
EQ10127694 | ESYLUX LIGHT CONTROL ELC |  | CELINE 1200x300 4K CRYSTAL QUADRO SET ELC KNX | LED lighting set with prismatic (CRYSTAL) cover (Diffusor), Rated output 120W. Consisting of 4 lamps with 30 W, Colour temperature: approx. 4000 K | 1274.14
EQ10127700 | ESYLUX LIGHT CONTROL ELC |  | CELINE 1200x300 3K MILKY QUADRO SET ELC KNX | LED lighting set with opal (MILKY) cover (Diffusor), Rated output 120W. Consisting of 4 lamps with 30 W, Colour temperature: 3000 K (warm white) | 1332.28
EQ10127724 | ESYLUX LIGHT CONTROL ELC |  | CELINE 1200x300 4K MILKY QUADRO SET ELC KNX | LED lighting set with opal (MILKY) cover (Diffusor), Rated output 120W. Consisting of 4 lamps with 30 W, Colour temperature: 4000 K (neutral white) | 1332.28
EQ10129506 | ESYLUX LIGHT CONTROL ELC |  | CELINE 1200x300 TW MILKY QUADRO SET ELC | LED lighting set with opal (MILKY) cover (diffuser), LED output 120 W. Comprising four lights with 30 W, colour temperature approx. 2700 K to 6500 K | 1655.66
EQ10129513 | ESYLUX LIGHT CONTROL ELC |  | CELINE 1200x300 TW MILKY QUADRO SET ELC BT | LED lighting set with opal (MILKY) cover (diffuser), LED output 120 W. Comprising four lights with 30 W, colour temperature approx. 2700 K to 6500 K | 1742.3
EQ10129520 | ESYLUX LIGHT CONTROL ELC |  | CELINE 1200x300 TW MILKY QUADRO SET ELC KNX | LED lighting set with opal (MILKY) cover (diffuser), LED output 120 W. Comprising four lights with 30 W, colour temperature approx. 2700 K to 6500 K | 1742.3
EQ10129537 | ESYLUX LIGHT CONTROL ELC |  | CELINE 1200x300 TW CRYSTAL QUADRO SET ELC | LED lighting set with prismatic (CRYSTAL) cover (diffuser), LED output 120 W. Comprising four lights with 30 W, colour temperature 2700 K to 6500 K | 1597.9
EQ10129544 | ESYLUX LIGHT CONTROL ELC |  | CELINE 1200x300 TW CRYSTAL QUADRO SET ELC BT | LED lighting set with prismatic (CRYSTAL) cover (diffuser), LED output 120 W. Comprising four lights with 30 W, colour temperature 2700 K to 6500 K | 1684.54
EQ10129551 | ESYLUX LIGHT CONTROL ELC |  | CELINE 1200x300 TW CRYSTAL QUADRO SET ELC KNX | LED lighting set with prismatic (CRYSTAL) cover (diffuser), LED output 120 W. Comprising four lights with 30 W, colour temperature 2700 K to 6500 K | 1684.54
EQ10129629 | CELINE |  | CELINE 600 IP54 30W 3K CRYSTAL ELC SATELLITE | LED light with prismatic (CRYSTAL) cover (diffuser), LED output 30 W, colour temperature approx. 3000 K (warm white), protection type IP 54 | 196.46
EQ10129735 | CELINE |  | CELINE 600 IP54 30W TW MILKY ELC SATELLITE | LED light with prismatic (CRYSTAL) cover (diffuser), LED output 30 W, colour temperature 2700 K to 6500 K (tunable white), protection type IP 54 | 242.935
EQ10129742 | CELINE |  | CELINE 600 IP54 30W TW CRYSTAL ELC SATELLITE | LED light with opal (MILKY) cover (diffuser), LED output 30 W, colour temperature approx. 2700 K to 6500 K (tunable white), protection type IP 54 | 255.08
EQ10129759 | CELINE |  | CELINE 600 IP54 30W 4K MILKY ON/OFF | LED light with opal (MILKY) cover (diffuser), LED output 30 W, colour temperature approx. 4000 K (neutral white), protection type IP 54 | 228.38
EQ10129766 | CELINE |  | CELINE 600 IP54 30W 4K MILKY ELC SATELLITE | LED light with opal (MILKY) cover (diffuser), LED output 30 W, colour temperature approx. 4000 K (neutral white), protection type IP 54 | 182.02
EQ10129773 | CELINE |  | CELINE 600 IP54 30W 4K CRYSTAL ON/OFF | LED light with prismatic (CRYSTAL) cover (diffuser), LED output 30 W, colour temperature approx. 4000 K (neutral white), protection type IP 54 | 242.82
EQ10129780 | CELINE |  | CELINE 600 IP54 30W 4K CRYSTAL ELC SATELLITE | LED light with prismatic (CRYSTAL) cover (diffuser), LED output 30 W, colour temperature approx. 4000 K (neutral white), protection type IP 54 | 196.46
EQ10129797 | CELINE |  | CELINE 600 IP54 30W 3K MILKY ON/OFF | LED light with opal (MILKY) cover (diffuser), LED output 30 W, colour temperature approx. 3000 K (warm white), protection type IP 54 | 228.38
EQ10129803 | CELINE |  | CELINE 600 IP54 30W 3K MILKY ELC SATELLITE | LED light with opal (MILKY) cover (diffuser), LED output 30 W, colour temperature approx. 3000 K (warm white), protection type IP 54 | 182.02
EQ10129810 | CELINE |  | CELINE 600 IP54 30W 3K CRYSTAL ON/OFF | LED light with prismatic (CRYSTAL) cover (diffuser), LED output 30 W, colour temperature approx. 3000 K (warm white), protection type IP 54 | 242.82
EQ10129834 | CELINE | NEW ! | CELINE 600 CRI90 30W TW MILKY ELC SATELLITE | LED light with opal (MILKY) cover (diffusor), LED output 30W, colour temperature: approx. 2700K to 6500K (Tuneable White) | 296.514
EQ10129902 | ESYLUX LIGHT CONTROL ELC |  | CELINE 600 IP54 CRI90 TW MILKY PATIENT ROOM ELC | LED lighting set "Patient Room" with opal (MILKY) cover (diffuser), LED output 240 W, CRI90 | 3518.952
EQ10129926 | CELINE |  | CELINE 600 IP54 CRI90 30W TW MILKY ELC SATELLITE | LED light with opal (MILKY) cover (diffuser), LED output 30 W, colour temperature approx. 2700–6500 K (Tunable White), IP54, Ra &gt;90 | 306.28
EQ10129940 | CELINE | NEW ! | CELINE 600 IP54 CRI90 30W TW CRYSTAL ELC SATELLITE | LED luminaire with prismatic (CRYSTAL) cover (diffuser), LED power 30W, color temperature approx. 2700K-6500K (Tunable White), protection class IP54, CRI90 | 320.72
EQ10129971 | ESYLUX LIGHT CONTROL ELC |  | CELINE 600 TW MILKY CLASSROOM SET ELC | LED light set 1200x300, opal cover (diffuser), LED output 360 W. 12 lights, colour temperature 2700-6500 K, 2x board light, DALI control button | 5527.86
EQ10129988 | ESYLUX LIGHT CONTROL ELC |  | CELINE 1200 TW MILKY CLASSROOM SET ELC | LED light set 600x600, opal cover (diffuser), LED output 360 W. 12 lights, colour temperature 2700-6500 K, 2x board light, DALI control button | 5804.918
EQ10130007 | CELINE |  | CELINE 600 30W 3K MILKY 22 ELC SATELLITE | LED light with opal (MILKY) cover (diffusor), LED output 30W, colour temperature approx. 3000K (warm white) | 127.3
EQ10130021 | CELINE |  | CELINE 600 30W 4K MILKY 22 ELC SATELLITE | LED light with opal (MILKY) cover (diffusor), LED output 30W, colour temperature approx. 4000K (neutral white) | 127.3
EQ10130045 | CELINE |  | CELINE 600 30W TW MILKY 22 ELC SATELLITE | LED light with opal (MILKY) cover (diffusor), LED output 30W, colour temperature: approx. 2700K to 6500K (Tuneable White) | 196.77
EQ10130120 | CELINE |  | CELINE 600 30W 3K MILKY 22 ON/OFF | LED light with opal (MILKY) cover (diffusor), LED output 30W, colour temperature approx. 3000K (warm white) | 173.28
EQ10130144 | CELINE |  | CELINE 600 30W 4K MILKY 22 ON/OFF | LED light with opal (MILKY) cover (diffusor), LED output 30W, colour temperature approx. 4000K (neutral white) | 173.28
EQ10130168 | CELINE |  | CELINE 600 30W 3K MILKY 22 ON/OFF LINECT | LED light with opal (MILKY) cover (diffusor), LED output 30W, colour temperature approx. 3000K (warm white) | 182.02
EQ10130182 | CELINE |  | CELINE 600 30W 4K MILKY 22 ON/OFF LINECT | LED light with opal (MILKY) cover (diffusor), LED output 30W, colour temperature approx. 4000K (neutral white) | 182.02
EQ10130205 | CELINE |  | CELINE 600 40W 3K MILKY 22 ON/OFF | LED light with opal (MILKY) cover (diffusor), LED output 40W, colour temperature approx. 3000K (warm white) | 185.06
EQ10130229 | CELINE |  | CELINE 600 40W 4K MILKY 22 ON/OFF | LED light with opal (MILKY) cover (diffusor), LED output 40W, colour temperature approx. 4000K (neutral white) | 185.06
EQ10130243 | CELINE |  | CELINE 600 40W 3K MILKY 22 ON/OFF LINECT | LED light with opal (MILKY) cover (diffusor), LED output 40W, colour temperature approx. 3000K (warm white) | 193.42
EQ10130267 | CELINE |  | CELINE 600 40W 4K MILKY 22 ON/OFF LINECT | LED light with opal (MILKY) cover (diffusor), LED output 40W, colour temperature approx. 4000K (neutral white) | 193.42
EQ10130441 | CELINE |  | CELINE 600 30W 3K MILKY 22 DALI | LED light with opal (MILKY) cover (diffusor), LED output 30W, colour temperature approx. 3000K (warm white) | 199.5
EQ10130465 | CELINE |  | CELINE 600 30W 4K MILKY 22 DALI | LED light with opal (MILKY) cover (diffusor), LED output 30W, colour temperature approx. 4000K (neutral white) | 199.5
EQ10130489 | CELINE |  | CELINE 600 30W 3K MILKY 22 DALI LINECT | LED light with opal (MILKY) cover (diffusor), LED output 30W, colour temperature approx. 3000K (warm white) | 208.24
EQ10130502 | CELINE |  | CELINE 600 30W 4K MILKY 22 DALI LINECT | LED light with opal (MILKY) cover (diffusor), LED output 30W, colour temperature approx. 4000K (neutral white) | 208.24
EQ10130526 | CELINE |  | CELINE 600 40W 3K MILKY 22 DALI | LED light with opal (MILKY) cover (diffusor), LED output 40W, colour temperature approx. 3000K (warm white) | 210.9
EQ10130540 | CELINE |  | CELINE 600 40W 4K MILKY 22 DALI | LED light with opal (MILKY) cover (diffusor), LED output 40W, colour temperature approx. 4000K (neutral white) | 210.9
EQ10130564 | CELINE |  | CELINE 600 40W 3K MILKY 22 DALI LINECT | LED light with opal (MILKY) cover (diffusor), LED output 40W, colour temperature approx. 3000K (warm white) | 219.64
EQ10130588 | CELINE |  | CELINE 600 40W 4K MILKY 22 DALI LINECT | LED light with opal (MILKY) cover (diffusor), LED output 40W, colour temperature approx. 4000K (neutral white) | 219.64
EQ10130748 | CELINE |  | CELINE 1200 30W 3K MILKY 22 PD ON/OFF | LED panel light with opal (MILKY) cover (Diffusor), Rated LED-output 30 W, Colour temperature: approx. 3000 K (warm white) | 288.8
EQ10132049 | ESYLUX LIGHT CONTROL ELC |  | CELINE 600 IP54 CRI80 TW MILKY PATIENT ROOM ELC | LED-Leuchtenset "Patient Room" mit opaler (MILKY) Abdeckung (Diffusor), LED-Leistung 240W, CRI80 | 3352.74
EQ10132087 | CELINE | NEW ! | CELINE 600 IP54 CRI90 30W 4K CRYSTAL ELC SATELLITE | LED luminaire with prismatic (CRYSTAL) cover (diffuser), LED power 30W, color temperature approx. 4000 K (neutral white), protection class IP54, CRI90 | 290.966
EQ10132117 | CELINE | NEW ! | CELINE 600 CRI90 30W 4K CRYSTAL ELC SATELLITE | LED lamp with prismatic (CRYSTAL) cover (diffuser), LED power 30W, color temperature approx. 4000 K (neutral white), CRI90 | 293.702
EQ10132148 | CELINE | NEW ! | CELINE 600 CRI90 30W TW CRYSTAL ELC SATELLITE | LED light with prismatic (CRYSTAL) cover (diffuser), LED power 30W, color temperature approx. 2700K-6500K (Tunable White), CRI90 | 288.154
EQ10132162 | CELINE | NEW ! | CELINE 600 30W EL 4000K MILKY DALI | LED light with opal (MILKY) cover (diffuser), LED power 30W, color temperature approx. 4000 K (neutral white) | 283.176
EQ10600005 | STELLA |  | STELLA 300 17W 3K PRISMATIC ON/OFF | LED light with prismatic (PRISMATIC) cover (diffuser), LED output 33 W, colour temperature approx. 3000 K (warm white) | 90.09
EQ10600012 | STELLA |  | STELLA 600 33W 3K MILKY 22 ON/OFF | LED light with opal (MILKY) cover (diffuser), LED output 33 W, colour temperature approx. 3000 K (warm white) | 112.53
EQ10600036 | STELLA |  | STELLA 300 17W 3K PRISMATIC DALI | LED light with prismatic (PRISMATIC) cover (diffuser), LED output 33 W, colour temperature approx. 3000 K (warm white) | 126.54
EQ10600043 | STELLA |  | STELLA 600 33W 3K MILKY 22 DALI | LED light with opal (MILKY) cover (diffuser), LED output 33 W, colour temperature approx. 3000 K (warm white) | 173.6
EQ10600067 | STELLA |  | STELLA 300 17W 4K PRISMATIC ON/OFF | LED light with prismatic (PRISMATIC) cover (diffuser), LED output 33 W, colour temperature approx. 4000 K (neutral white) | 90.09
EQ10600074 | STELLA |  | STELLA 600 33W 4K MILKY 22 ON/OFF | LED light with opal (MILKY) cover (diffuser), LED output 33 W, colour temperature approx. 4000 K (neutral white) | 112.53
EQ10600098 | STELLA |  | STELLA 300 17W 4K PRISMATIC DALI | LED light with prismatic (PRISMATIC) cover (diffuser), LED output 33 W, colour temperature approx. 4000 K (neutral white) | 126.54
EQ10600104 | STELLA |  | STELLA 600 33W 4K MILKY 22 DALI | LED light with opal (MILKY) cover (diffuser), LED output 33 W, colour temperature approx. 4000 K (neutral white) | 173.6
EQ10600159 | Accessories |  | PNL STELLA 1200mm Pendulum set | Pendulum set 1200 mm for STELLA | 22.085
EQ10600166 | Accessories |  | PNL STELLA 1000mm Pendulum set | Pendulum set 1000 mm for STELLA | 20.825
EQ10600173 | Accessories |  | PNL STELLA 600 mounting frame SM WH SLIM | mounting frame 600 for STELLA | 61.285
EQ10600203 | STELLA |  | STELLA 600 33W 3K PRISMATIC ON/OFF | LED light with prismatic (PRISMATIC) cover (diffuser), LED output 33 W, colour temperature approx. 3000 K (warm white) | 122.55
EQ10600210 | STELLA |  | STELLA 600 33W 3K PRISMATIC DALI | LED light with prismatic (PRISMATIC) cover (diffuser), LED output 33 W, colour temperature approx. 3000 K (warm white) | 159.39
EQ10600227 | STELLA |  | STELLA 600 33W 4K PRISMATIC ON/OFF | LED light with prismatic (PRISMATIC) cover (diffuser), LED output 33 W, colour temperature approx. 4000 K (neutral white) | 122.55
EQ10600234 | STELLA |  | STELLA 600 33W 4K PRISMATIC DALI | LED light with prismatic (PRISMATIC) cover (diffuser), LED output 33 W, colour temperature approx. 4000 K (neutral white) | 159.39
EQ10600302 | STELLA |  | STELLA 300 17W 3K MILKY 22 ON/OFF | LED light with opal (MILKY) cover (diffuser), LED output 17 W, colour temperature approx. 3000 K (warm white) | 87
EQ10600319 | STELLA |  | STELLA 300 17W 3K MILKY 22 DALI | LED light with opal (MILKY) cover (diffuser), LED output 17 W, colour temperature approx. 3000 K (warm white) | 118.94
EQ10600326 | STELLA |  | STELLA 300 17W 4K MILKY 22 ON/OFF | LED light with opal (MILKY) cover (diffuser), LED output 17 W, colour temperature approx. 4000 K (neutral white) | 87
EQ10600333 | STELLA |  | STELLA 300 17W 4K MILKY 22 DALI | LED light with opal (MILKY) cover (diffuser), LED output 17 W, colour temperature approx. 4000 K (neutral white) | 118.94
EQ10600340 | Accessories |  | PNL STELLA 300 mounting frame SM WH SLIM | Surface-mounted ceiling frame 300 for panel lights in the STELLA series | 28
ER10018909 | PROTECTOR |  | PROTECTOR K 9 V | Photoelectric smoke detector 9 V | 31.54
ER10018916 | PROTECTOR |  | PROTECTOR K 230 V AC | Photoelectric smoke detector 230 V | 64.1
ER10018923 | Accessories |  | PROTECTOR K switching relay | Switching relay for PROTECTOR K 9 V, PROTECTOR K 9 V lithium and PROTECTOR 230 V, floating change-over contact | 13.68
ER10018930 | PROTECTOR |  | PROTECTOR K 9 V lithium | Photoelectric smoke detector 9 V lithium | 51.3
ER10018992 | Accessories |  | PROTECTOR K surface-mounted box H20mm | Surface-mounted box for smoke detector PROTECTOR K | 5
ER10019098 | Accessories |  | PROTECTOR K 230 V Filter | Filter to prevent network interference on the PROTECTOR K 230 V | 30.52
ER10019500 | PROTECTOR |  | PROTECTOR K 9 V RF SET | Radio smoke detector set consisting of radio transceiver and smoke detector | 93.1
EV10125003 | PRANA+ |  | PRANA+ 60W 3K CR CRYSTAL DALI | LED pendant light with prismatic (CRYSTAL) cover (diffuser), LED output 60W, colour temperature: approx. 3000K (warm white) | 3508.16
EV10125010 | PRANA+ |  | PRANA+ 60W 4K CR CRYSTAL DALI | LED pendant light with prismatic (PRISMATIC) cover (diffuser), LED output 60W, colour temperature approx. 4000K (neutral white) | 3508.16
EV10125027 | PRANA+ |  | PRANA+ 60W TW CR CRYSTAL DALI | LED pendant light with prismatic (PRISMATIC) cover (diffuser), LED output 60W, colour temperature: approx. 2700K to 6500K (tunable white) | 3638.88
EV10125034 | PRANA+ |  | PRANA+ 30W TW CR CRYSTAL DIM | LED pendant light with prismatic (PRISMATIC) cover (diffuser), LED output 30W, colour temperature: approx. 2700K to 6500K (tunable white) | 4294.76
EV10125041 | PRANA+ |  | PRANA+ 30W TW BK CRYSTAL DIM | LED pendant light with prismatic (PRISMATIC) cover (diffuser), LED output 30W, colour temperature: approx. 2700K to 6500K (tunable white) | 3186.3
EV10125058 | PRANA+ |  | PRANA+ 30W 3K CR CRYSTAL DALI | LED pendant light with prismatic (CRYSTAL) cover (diffuser), LED output 30W, colour temperature: approx. 3000K (warm white) | 3463.7
EV10125065 | PRANA+ |  | PRANA+ 30W 4K CR CRYSTAL DALI | LED pendant light with prismatic (PRISMATIC) cover (diffuser), LED output 30W, colour temperature approx. 4000K (neutral white) | 3463.7
EV10125072 | PRANA+ |  | PRANA+ 30W TW CR CRYSTAL DALI | LED pendant light with prismatic (PRISMATIC) cover (diffuser), LED output 30W, colour temperature: approx. 2700K to 6500K (tunable white) | 3377.82
EV10125089 | PRANA+ |  | PRANA+ 30W TW WH CRYSTAL DIM | LED pendant light with prismatic (PRISMATIC) cover (diffuser), LED output 30W, colour temperature: approx. 2700K to 6500K (tunable white) | 2632.26
EV10125096 | PRANA+ |  | PRANA+ 30W 3K CR CRYSTAL DIM | LED pendant light with prismatic (CRYSTAL) cover (diffuser), LED output 30W, colour temperature: approx. 3000K (warm white) | 3740.72
EV10125102 | PRANA+ |  | PRANA+ 60W 3K BK CRYSTAL DALI | LED pendant light with prismatic (CRYSTAL) cover (diffuser), LED output 60W, colour temperature: approx. 3000K (warm white) | 2909.28
EV10125119 | PRANA+ |  | PRANA+ 60W 4K BK CRYSTAL DALI | LED pendant light with prismatic (PRISMATIC) cover (diffuser), LED output 60W, colour temperature approx. 4000K (neutral white) | 2909.28
EV10125126 | PRANA+ |  | PRANA+ 60W TW BK CRYSTAL DALI | LED pendant light with prismatic (PRISMATIC) cover (diffuser), LED output 60W, colour temperature: approx. 2700K to 6500K (tunable white) | 3463.7
EV10125133 | PRANA+ |  | PRANA+ 30W 3K BK CRYSTAL DIM | LED pendant light with prismatic (CRYSTAL) cover (diffuser), LED output 30W, colour temperature: approx. 3000K (warm white) | 2632.26
EV10125140 | PRANA+ |  | PRANA+ 30W 3K WH CRYSTAL DIM | LED pendant light with prismatic (CRYSTAL) cover (diffuser), LED output 30W, colour temperature: approx. 3000K (warm white) | 2078.22
EV10125157 | PRANA+ |  | PRANA+ 30W 3K BK CRYSTAL DALI | LED pendant light with prismatic (CRYSTAL) cover (diffuser), LED output 30W, colour temperature: approx. 3000K (warm white) | 2355.24
EV10125164 | PRANA+ |  | PRANA+ 30W 4K BK CRYSTAL DALI | LED pendant light with prismatic (PRISMATIC) cover (diffuser), LED output 30W, colour temperature approx. 4000K (neutral white) | 2355.24
EV10125171 | PRANA+ |  | PRANA+ 30W TW BK CRYSTAL DALI | LED pendant light with prismatic (PRISMATIC) cover (diffuser), LED output 30W, colour temperature: approx. 2700K to 6500K (tunable white) | 2909.28
EV10125188 | PRANA+ |  | PRANA+ 30W 4K CR CRYSTAL DIM | LED pendant light with prismatic (PRISMATIC) cover (diffuser), LED output 30W, colour temperature approx. 4000K (neutral white) | 3740.72
EV10125195 | PRANA+ |  | PRANA+ 30W 4K BK CRYSTAL DIM | LED pendant light with prismatic (PRISMATIC) cover (diffuser), LED output 30W, colour temperature approx. 4000K (neutral white) | 2632.26
EV10125201 | PRANA+ |  | PRANA+ 60W 3K WH CRYSTAL DALI | LED pendant light with prismatic (CRYSTAL) cover (diffuser), LED output 60W, colour temperature: approx. 3000K (warm white) | 2355.24
EV10125218 | PRANA+ |  | PRANA+ 60W 4K WH CRYSTAL DALI | LED pendant light with prismatic (PRISMATIC) cover (diffuser), LED output 60W, colour temperature approx. 4000K (neutral white) | 2355.24
EV10125225 | PRANA+ |  | PRANA+ 60W TW WH CRYSTAL DALI | LED pendant light with prismatic (PRISMATIC) cover (diffuser), LED output 60W, colour temperature: approx. 2700K to 6500K (tunable white) | 3186.3
EV10125232 | PRANA+ |  | PRANA+ 30W 4K WH CRYSTAL DIM | LED pendant light with prismatic (PRISMATIC) cover (diffuser), LED output 30W, colour temperature approx. 4000K (neutral white) | 2078.22
EV10125249 | PRANA+ |  | PRANA+ 60W TW CR CRYSTAL DIM | LED pendant light with prismatic (PRISMATIC) cover (diffuser), LED output 60W, colour temperature: approx. 2700K to 6500K (tunable white) | 4848.8
EV10125256 | PRANA+ |  | PRANA+ 30W 3K WH CRYSTAL DALI | LED pendant light with prismatic (CRYSTAL) cover (diffuser), LED output 30W, colour temperature: approx. 3000K (warm white) | 1801.2
EV10125263 | PRANA+ |  | PRANA+ 30W 4K WH CRYSTAL DALI | LED pendant light with prismatic (PRISMATIC) cover (diffuser), LED output 30W, colour temperature approx. 4000K (neutral white) | 1801.2
EV10125270 | PRANA+ |  | PRANA+ 30W TW WH CRYSTAL DALI | LED pendant light with prismatic (PRISMATIC) cover (diffuser), LED output 30W, colour temperature: approx. 2700K to 6500K (tunable white) | 2355.24
EV10125287 | PRANA+ |  | PRANA+ 60W TW BK CRYSTAL DIM | LED pendant light with prismatic (PRISMATIC) cover (diffuser), LED output 60W, colour temperature: approx. 2700K to 6500K (tunable white) | 3740.72
EV10125294 | PRANA+ |  | PRANA+ 60W TW WH CRYSTAL DIM | LED pendant light with prismatic (PRISMATIC) cover (diffuser), LED output 60W, colour temperature: approx. 2700K to 6500K (tunable white) | 3186.3
EV10125300 | PRANA+ |  | PRANA+ 60W 3K CR CRYSTAL DIM | LED pendant light with prismatic (CRYSTAL) cover (diffuser), LED output 60W, colour temperature: approx. 3000K (warm white) | 4571.78
EV10125317 | PRANA+ |  | PRANA+ 60W 3K BK CRYSTAL DIM | LED pendant light with prismatic (CRYSTAL) cover (diffuser), LED output 60W, colour temperature: approx. 3000K (warm white) | 3186.3
EV10125324 | PRANA+ |  | PRANA+ 60W 3K WH CRYSTAL DIM | LED pendant light with prismatic (CRYSTAL) cover (diffuser), LED output 60W, colour temperature: approx. 3000K (warm white) | 2632.26
EV10125331 | PRANA+ |  | PRANA+ 60W 4K CR CRYSTAL DIM | LED pendant light with prismatic (PRISMATIC) cover (diffuser), LED output 60W, colour temperature approx. 4000K (neutral white) | 4571.78
EV10125348 | PRANA+ |  | PRANA+ 60W 4K BK CRYSTAL DIM | LED pendant light with prismatic (PRISMATIC) cover (diffuser), LED output 60W, colour temperature approx. 4000K (neutral white) | 3186.3
EV10125355 | PRANA+ |  | PRANA+ 60W 4K WH CRYSTAL DIM | LED pendant light with prismatic (PRISMATIC) cover (diffuser), LED output 60W, colour temperature approx. 4000K (neutral white) | 2632.26
EV10401008 | PRANA+ |  | PRANA+ 110W TW WH CRYSTAL SL D-BASE | Design floor lamp with patented SymbiLogic technology, WiFi, presence detector and 2 individually controllable LED light panels | 3720.96
EV10401015 | PRANA+ |  | PRANA+ 110W TW BK CRYSTAL SL D-BASE | Design floor lamp with patented SymbiLogic technology, WiFi, presence detector and 2 individually controllable LED light panels | 3918.94
EV10401022 | PRANA+ |  | PRANA+ 110W TW ST CRYSTAL SL D-BASE | Design floor lamp with patented SymbiLogic technology, WiFi, presence detector and 2 individually controllable LED light panels | 4512.5
EV10401039 | PRANA+ |  | PRANA+ 110W TW WH CRYSTAL SL S-BASE | Design floor lamp with patented SymbiLogic technology, WiFi, presence detector and 2 individually controllable LED light panels | 3562.5
EV10401046 | PRANA+ |  | PRANA+ 110W TW BK CRYSTAL SL S-BASE | Design floor lamp with patented SymbiLogic technology, WiFi, presence detector and 2 individually controllable LED light panels | 3760.48
EV10401053 | PRANA+ |  | PRANA+ 110W TW ST CRYSTAL SL S-BASE | Design floor lamp with patented SymbiLogic technology, WiFi, presence detector and 2 individually controllable LED light panels | 4354.04
RE42300502033 | Accessories |  | EST wall bracket adapter | Adapter connection between reflector head and wall bracket, white | 17.48
RK39500010040 | CDS |  | CDS-A/T | Surface-mounted twilight switch with integrated day time switch | 92.6
RK90000420689 | Accessories |  | Earth spike sleeve adapter | Adapter for mounting an HASR 500 AL-s to the earth spike sleeve | 11.78